CAPRI | IGA2M50NPNK2 | MADEIN |  |  | IN
CAPRI | IGA2M50SNPNK2 | MADEIN |  |  | IN
CAPRI | IGA2M63NPNK2 | MADEIN |  |  | IN
CAPRI | IGA2M63SNPNK2 | MADEIN |  |  | IN
CAPRI | IGA2M75NPNK2 | MADEIN |  |  | IN
CAPRI | IGA2M75SNPNK2 | MADEIN |  |  | IN
CAPRI | IGA2M90NPNK2 | MADEIN |  |  | IN
CAPRI | IGA2N050NPNK2 | MADEIN |  |  | IN
CAPRI | IGA2N050SNPNK2 | MADEIN |  |  | IN
CAPRI | IGA2N075NPNK2 | MADEIN |  |  | IN
CAPRI | IGA2N100NPNK2 | MADEIN |  |  | IN
CAPRI | IGA2N125NPNK2 | MADEIN |  |  | IN
CAPRI | IGA2N150NPNK2 | MADEIN |  |  | IN
CAPRI | IGA2N200NPNK2 | MADEIN |  |  | IN
CAPRI | IGA2N200SNPNK2 | MADEIN |  |  | IN
CAPRI | IGA2N250NPNK2 | MADEIN |  |  | IN
CAPRI | IGA2N250SNPNK2 | MADEIN |  |  | IN
CAPRI | IGA2N300NPNK2 | MADEIN |  |  | IN
CAPRI | IGA2N350NPNK2 | MADEIN |  |  | IN
CAPRI | IGBWM20NPNK2 | MADEIN |  |  | IN
CAPRI | IGBWM20SNPNK2 | MADEIN |  |  | IN
CAPRI | IGBWM25NPNK2 | MADEIN |  |  | IN
CAPRI | IGBWM32NPNK2 | MADEIN |  |  | IN
CAPRI | IGBWM40NPNK2 | MADEIN |  |  | IN
CAPRI | IGBWM50NPNK2 | MADEIN |  |  | IN
CAPRI | IGBWM63NPNK2 | MADEIN |  |  | IN
CAPRI | IGBWM75NPNK2 | MADEIN |  |  | IN
CAPRI | IGCM20NPNK2 | MADEIN |  |  | IN
CAPRI | IGCM20SNPNK2 | MADEIN |  |  | IN
CAPRI | IGCM25NPNK2 | MADEIN |  |  | IN
CAPRI | IGCM25SNPNK2 | MADEIN |  |  | IN
CAPRI | IGCM32NPNK2 | MADEIN |  |  | IN
CAPRI | IGCM40NPNK2 | MADEIN |  |  | IN
CAPRI | IGCM50NPNK2 | MADEIN |  |  | IN
CAPRI | IGCM50SNPNK2 | MADEIN |  |  | IN
CAPRI | IGCM63NPNK2 | MADEIN |  |  | IN
CAPRI | IGCM63SNPNK2 | MADEIN |  |  | IN
CAPRI | IGCM75NPNK2 | MADEIN |  |  | IN
CAPRI | IGCM75SNPNK2 | MADEIN |  |  | IN
CAPRI | IGCN050NPNK2 | MADEIN |  |  | IN
CAPRI | IGCN050SNPNK2 | MADEIN |  |  | IN
CAPRI | IGCN075NPNK2 | MADEIN |  |  | IN
CAPRI | IGCN075SNPNK2 | MADEIN |  |  | IN
CAPRI | IGCN100NPNK2 | MADEIN |  |  | IN
CAPRI | IGCN125NPNK2 | MADEIN |  |  | IN
CAPRI | IGCN150NPNK2 | MADEIN |  |  | IN
CAPRI | IGCN200NPNK2 | MADEIN |  |  | IN
CAPRI | IGCN200SNPNK2 | MADEIN |  |  | IN
CAPRI | IGCN250NPNK2 | MADEIN |  |  | IN
CAPRI | IGCN250SNPNK2 | MADEIN |  |  | IN
CAPRI | IGCN300NPNK2 | MADEIN |  |  | IN
CAPRI | IGE1M20NPNK2 | MADEIN |  |  | IN
CAPRI | IGE1M20SNPNK2 | MADEIN |  |  | IN
CAPRI | IGE1M25NPNK2 | MADEIN |  |  | IN
CAPRI | IGE1M32NPNK2 | MADEIN |  |  | IN
CAPRI | IGE1M40NPNK2 | MADEIN |  |  | IN
CAPRI | IGE1M50NPNK2 | MADEIN |  |  | IN
CAPRI | IGE1M50SNPNK2 | MADEIN |  |  | IN
CAPRI | IGE1M63NPNK2 | MADEIN |  |  | IN
CAPRI | IGE1M63SNPNK2 | MADEIN |  |  | IN
CAPRI | IGE1M75NPNK2 | MADEIN |  |  | IN
CAPRI | IGE1M75SNPNK2 | MADEIN |  |  | IN
CAPRI | IGE1N050NPNK2 | MADEIN |  |  | IN
CAPRI | IGE1N050SNPNK2 | MADEIN |  |  | IN
CAPRI | IGE1N075NPNK2 | MADEIN |  |  | IN
CAPRI | IGE1N100NPNK2 | MADEIN |  |  | IN
CAPRI | IGE1N125NPNK2 | MADEIN |  |  | IN
CAPRI | IGE1N150NPNK2 | MADEIN |  |  | IN
CAPRI | IGE1N200NPNK2 | MADEIN |  |  | IN
CAPRI | IGE1N200SNPNK2 | MADEIN |  |  | IN
CAPRI | IGE1N250NPNK2 | MADEIN |  |  | IN
CAPRI | IGE1N250SNPNK2 | MADEIN |  |  | IN
CAPRI | IGE1N300NPNK2 | MADEIN |  |  | IN
CEAG Crouse-Hinds | 50013 | CODEREF |  |  | 11359001001
CEAG Crouse-Hinds | 50013 | MADEIN |  |  | RO
CEAG Crouse-Hinds | 50014 | CODEREF |  |  | 21147300000
CEAG Crouse-Hinds | 50014 | MADEIN |  |  | DE
CEAG Crouse-Hinds | 50019 | CODEREF |  |  | 22480092000
CEAG Crouse-Hinds | 50019 | MADEIN |  |  | DE
CEAG Crouse-Hinds | 50020 | CODEREF |  |  | 22480004000
CEAG Crouse-Hinds | 50020 | MADEIN |  |  | DE
CEAG Crouse-Hinds | 50021 | CODEREF |  |  | 22480462000
CEAG Crouse-Hinds | 50021 | MADEIN |  |  | DE
CEAG Crouse-Hinds | 50022 | CODEREF |  |  | 22480472000
CEAG Crouse-Hinds | 50022 | MADEIN |  |  | DE
CEAG Crouse-Hinds | 50025 | CODEREF |  |  | 22480000122
CEAG Crouse-Hinds | 50025 | MADEIN |  |  | DE
CEAG Crouse-Hinds | 50027 | CODEREF |  |  | 32485000005
CEAG Crouse-Hinds | 50027 | MADEIN |  |  | DE
CEAG Crouse-Hinds | 50029 | CODEREF |  |  | 22480092001
CEAG Crouse-Hinds | 50029 | MADEIN |  |  | DE
CEAG Crouse-Hinds | 50030 | CODEREF |  |  | CHLMT2372-01
CEAG Crouse-Hinds | 50030 | MADEIN |  |  | ES
CEAG Crouse-Hinds | 50031 | CODEREF |  |  | CHLMT2372-02
CEAG Crouse-Hinds | 50031 | MADEIN |  |  | ES
CEAG Crouse-Hinds | 50032 | CODEREF |  |  | GHG2732000R0017
CEAG Crouse-Hinds | 50032 | MADEIN |  |  | RO
CEAG Crouse-Hinds | 50033 | CODEREF |  |  | GHG2732000R0018
CEAG Crouse-Hinds | 50033 | MADEIN |  |  | RO
CEAG Crouse-Hinds | 50034 | CODEREF |  |  | GHG2734000R0004
CEAG Crouse-Hinds | 50034 | MADEIN |  |  | RO
CEAG Crouse-Hinds | 50035 | CODEREF |  |  | GHG2736000R0011
CEAG Crouse-Hinds | 50035 | MADEIN |  |  | RO
CEAG Crouse-Hinds | 50036 | CODEREF |  |  | GHG2732000R0003
CEAG Crouse-Hinds | 50036 | MADEIN |  |  | RO
CEAG Crouse-Hinds | 50037 | CODEREF |  |  | GHG2736000R0003
CEAG Crouse-Hinds | 50037 | MADEIN |  |  | RO
CEAG Crouse-Hinds | 50041 | CODEREF |  |  | GHG4118152R8445
CEAG Crouse-Hinds | 50041 | MADEIN |  |  | FR
CEAG Crouse-Hinds | 50042 | CODEREF |  |  | GHG4118152R8446
CEAG Crouse-Hinds | 50042 | MADEIN |  |  | FR
CEAG Crouse-Hinds | 50043 | CODEREF |  |  | GHG4118152R8447
CEAG Crouse-Hinds | 50043 | MADEIN |  |  | FR
CEAG Crouse-Hinds | 50044 | CODEREF |  |  | GHG4118152R8448
CEAG Crouse-Hinds | 50044 | MADEIN |  |  | FR
CEAG Crouse-Hinds | 50045 | CODEREF |  |  | GHG4118152R8449
CEAG Crouse-Hinds | 50045 | MADEIN |  |  | FR
CEAG Crouse-Hinds | 50046 | CODEREF |  |  | GHG4118252R1929
CEAG Crouse-Hinds | 50046 | MADEIN |  |  | FR
CEAG Crouse-Hinds | 50047 | CODEREF |  |  | GHG4118252R1930
CEAG Crouse-Hinds | 50047 | MADEIN |  |  | FR
CEAG Crouse-Hinds | 50048 | CODEREF |  |  | GHG4118352R0764
CEAG Crouse-Hinds | 50048 | MADEIN |  |  | FR
CEAG Crouse-Hinds | 50052 | CODEREF |  |  | GHG4188155R4200
CEAG Crouse-Hinds | 50052 | MADEIN |  |  | DE
CEAG Crouse-Hinds | 50053 | CODEREF |  |  | GHG4188153R1200
CEAG Crouse-Hinds | 50053 | MADEIN |  |  | DE
CEAG Crouse-Hinds | 50054 | CODEREF |  |  | GHG4188153R1300
CEAG Crouse-Hinds | 50054 | MADEIN |  |  | DE
CEAG Crouse-Hinds | 50058 | CODEREF |  |  | GHG4188190R5307
CEAG Crouse-Hinds | 50058 | MADEIN |  |  | DE
CEAG Crouse-Hinds | 50059 | CODEREF |  |  | GHG4188190R6201
CEAG Crouse-Hinds | 50059 | MADEIN |  |  | DE
CEAG Crouse-Hinds | 50069 | CODEREF |  |  | GHG5422200V0000
CEAG Crouse-Hinds | 50069 | MADEIN |  |  | RO
CEAG Crouse-Hinds | 50075 | CODEREF |  |  | GHG7910101R0001
CEAG Crouse-Hinds | 50075 | MADEIN |  |  | RO
CEAG Crouse-Hinds | 50076 | CODEREF |  |  | GHG7910101R0002
CEAG Crouse-Hinds | 50076 | MADEIN |  |  | RO
CEAG Crouse-Hinds | 50077 | CODEREF |  |  | GHG7910201R0006
CEAG Crouse-Hinds | 50077 | MADEIN |  |  | RO
CEAG Crouse-Hinds | 50078 | CODEREF |  |  | GHG7910201R0001
CEAG Crouse-Hinds | 50078 | MADEIN |  |  | RO
CEAG Crouse-Hinds | 50079 | CODEREF |  |  | GHG7910201R0002
CEAG Crouse-Hinds | 50079 | MADEIN |  |  | RO
CEAG Crouse-Hinds | 50080 | CODEREF |  |  | GHG7910101R0069
CEAG Crouse-Hinds | 50080 | MADEIN |  |  | RO
CEAG Crouse-Hinds | 50081 | CODEREF |  |  | GHG7910101R0068
CEAG Crouse-Hinds | 50081 | MADEIN |  |  | RO
CEAG Crouse-Hinds | 50085 | CODEREF |  |  | GHG2632301R0001
CEAG Crouse-Hinds | 50085 | MADEIN |  |  | DE
CEAG Crouse-Hinds | 50086 | CODEREF |  |  | 11380100001
CEAG Crouse-Hinds | 50086 | MADEIN |  |  | CN
CEAG Crouse-Hinds | 50131 | CODEREF |  |  | 22480002000
CEAG Crouse-Hinds | 50131 | MADEIN |  |  | CN
CEAG Crouse-Hinds | 50132 | CODEREF |  |  | 22480054000
CEAG Crouse-Hinds | 50132 | MADEIN |  |  | DE
CEAG Crouse-Hinds | 50133 | CODEREF |  |  | 22480482000
CEAG Crouse-Hinds | 50133 | MADEIN |  |  | DE
CEAG Crouse-Hinds | 50134 | CODEREF |  |  | 22483027000
CEAG Crouse-Hinds | 50134 | MADEIN |  |  | DE
CEAG Crouse-Hinds | 50163 | CODEREF |  |  | NOR000115110289
CEAG Crouse-Hinds | 50163 | MADEIN |  |  | ES
CEAG Crouse-Hinds | 50167 | CODEREF |  |  | NOR000005110852
CEAG Crouse-Hinds | 50167 | MADEIN |  |  | ES
CEAG Crouse-Hinds | 50168 | CODEREF |  |  | NOR000005110828
CEAG Crouse-Hinds | 50168 | MADEIN |  |  | ES
CEAG Crouse-Hinds | 50172 | CODEREF |  |  | NOR000005110745
CEAG Crouse-Hinds | 50172 | MADEIN |  |  | ES
CEAG Crouse-Hinds | 50181 | CODEREF |  |  | NOR000005120439
CEAG Crouse-Hinds | 50181 | MADEIN |  |  | ES
CEAG Crouse-Hinds | 50191 | CODEREF |  |  | 11540000443
CEAG Crouse-Hinds | 50191 | MADEIN |  |  | DE
CEAG Crouse-Hinds | 50192 | CODEREF |  |  | 11145000792
CEAG Crouse-Hinds | 50192 | MADEIN |  |  | DE
CEAG Crouse-Hinds | 50193 | CODEREF |  |  | 11145000795
CEAG Crouse-Hinds | 50193 | MADEIN |  |  | DE
CEAG Crouse-Hinds | 50195 | CODEREF |  |  | 21145017000
CEAG Crouse-Hinds | 50195 | MADEIN |  |  | DE
CEAG Crouse-Hinds | 50203 | CODEREF |  |  | GHG7910201R0007
CEAG Crouse-Hinds | 50203 | MADEIN |  |  | RO
CEAG Crouse-Hinds | 50204 | CODEREF |  |  | GHG7910201R0003
CEAG Crouse-Hinds | 50204 | MADEIN |  |  | RO
CEAG Crouse-Hinds | 50206 | CODEREF |  |  | GHG5912201R0002
CEAG Crouse-Hinds | 50206 | MADEIN |  |  | RO
CEAG Crouse-Hinds | 50208 | CODEREF |  |  | GHG5922001R0002
CEAG Crouse-Hinds | 50208 | MADEIN |  |  | RO
CEAG Crouse-Hinds | 50209 | CODEREF |  |  | GHG5912201R0001
CEAG Crouse-Hinds | 50209 | MADEIN |  |  | RO
CEAG Crouse-Hinds | 50210 | CODEREF |  |  | GHG5912201R0003
CEAG Crouse-Hinds | 50210 | MADEIN |  |  | RO
CEAG Crouse-Hinds | 50219 | CODEREF |  |  | GHG5425200V0000
CEAG Crouse-Hinds | 50219 | MADEIN |  |  | DE
CEAG Crouse-Hinds | 50223 | CODEREF |  |  | GHG2732000R9020
CEAG Crouse-Hinds | 50223 | MADEIN |  |  | RO
CEAG Crouse-Hinds | 50224 | CODEREF |  |  | GHG2736000R9005
CEAG Crouse-Hinds | 50224 | MADEIN |  |  | RO
CEAG Crouse-Hinds | 50225 | CODEREF |  |  | GHG2734000R9005
CEAG Crouse-Hinds | 50225 | MADEIN |  |  | RO
CEAG Crouse-Hinds | 50226 | CODEREF |  |  | 22480464000
CEAG Crouse-Hinds | 50226 | MADEIN |  |  | DE
CEAG Crouse-Hinds | 50227 | CODEREF |  |  | 22480474000
CEAG Crouse-Hinds | 50227 | MADEIN |  |  | DE
CEAG Crouse-Hinds | 50228 | CODEREF |  |  | 22480484000
CEAG Crouse-Hinds | 50228 | MADEIN |  |  | DE
CEAG Crouse-Hinds | 50241 | CODEREF |  |  | GHG5422300V0000
CEAG Crouse-Hinds | 50241 | MADEIN |  |  | RO
CEAG Crouse-Hinds | 50262 | CODEREF |  |  | 21118910001
CEAG Crouse-Hinds | 50262 | MADEIN |  |  | RO
CEAG Crouse-Hinds | 50274 | CODEREF |  |  | GHG2620014R0001
CEAG Crouse-Hinds | 50274 | MADEIN |  |  | DE
CEAG Crouse-Hinds | 50275 | CODEREF |  |  | GHG2630053R0001
CEAG Crouse-Hinds | 50275 | MADEIN |  |  | DE
CEAG Crouse-Hinds | 50276 | CODEREF |  |  | GHG2640024R0001
CEAG Crouse-Hinds | 50276 | MADEIN |  |  | DE
CEAG Crouse-Hinds | 50277 | CODEREF |  |  | GHG2610005R0009
CEAG Crouse-Hinds | 50277 | MADEIN |  |  | RO
CEAG Crouse-Hinds | 50278 | CODEREF |  |  | GHG2610005R0010
CEAG Crouse-Hinds | 50278 | MADEIN |  |  | RO
CEAG Crouse-Hinds | 50279 | CODEREF |  |  | GHG2622301R0001
CEAG Crouse-Hinds | 50279 | MADEIN |  |  | DE
CEAG Crouse-Hinds | 50280 | CODEREF |  |  | GHG2622301R0002
CEAG Crouse-Hinds | 50280 | MADEIN |  |  | DE
CEAG Crouse-Hinds | 50281 | CODEREF |  |  | GHG2622601R0001
CEAG Crouse-Hinds | 50281 | MADEIN |  |  | DE
CEAG Crouse-Hinds | 50282 | CODEREF |  |  | GHG2622601R0002
CEAG Crouse-Hinds | 50282 | MADEIN |  |  | DE
CEAG Crouse-Hinds | 50283 | CODEREF |  |  | GHG2632301R0002
CEAG Crouse-Hinds | 50283 | MADEIN |  |  | DE
CEAG Crouse-Hinds | 50284 | CODEREF |  |  | GHG2630050R0001
CEAG Crouse-Hinds | 50284 | MADEIN |  |  | DE
CEAG Crouse-Hinds | 50285 | CODEREF |  |  | GHG2630050R0002
CEAG Crouse-Hinds | 50285 | MADEIN |  |  | DE
CEAG Crouse-Hinds | 50286 | CODEREF |  |  | GHG2640020R0001
CEAG Crouse-Hinds | 50286 | MADEIN |  |  | DE
CEAG Crouse-Hinds | 50287 | CODEREF |  |  | GHG2640020R0002
CEAG Crouse-Hinds | 50287 | MADEIN |  |  | DE
CEAG Crouse-Hinds | 50288 | CODEREF |  |  | GHG2640021R0001
CEAG Crouse-Hinds | 50288 | MADEIN |  |  | DE
CEAG Crouse-Hinds | 50289 | CODEREF |  |  | GHG2640021R0002
CEAG Crouse-Hinds | 50289 | MADEIN |  |  | DE
CEAG Crouse-Hinds | 50290 | CODEREF |  |  | GHG2650010R0001
CEAG Crouse-Hinds | 50290 | MADEIN |  |  | DE
CEAG Crouse-Hinds | 50291 | CODEREF |  |  | GHG2650010R0002
CEAG Crouse-Hinds | 50291 | MADEIN |  |  | DE
CEAG Crouse-Hinds | 50292 | CODEREF |  |  | GHG2660006R0001
CEAG Crouse-Hinds | 50292 | MADEIN |  |  | DE
CEAG Crouse-Hinds | 50293 | CODEREF |  |  | GHG2660006R0002
CEAG Crouse-Hinds | 50293 | MADEIN |  |  | DE
CEAG Crouse-Hinds | 50294 | CODEREF |  |  | GHG2921000R0001
CEAG Crouse-Hinds | 50294 | MADEIN |  |  | DE
CEAG Crouse-Hinds | 50295 | CODEREF |  |  | GHG2921000R0002
CEAG Crouse-Hinds | 50295 | MADEIN |  |  | DE
CEAG Crouse-Hinds | 50296 | CODEREF |  |  | GHG2921000R0003
CEAG Crouse-Hinds | 50296 | MADEIN |  |  | DE
CEAG Crouse-Hinds | 50297 | CODEREF |  |  | GHG2921000R0004
CEAG Crouse-Hinds | 50297 | MADEIN |  |  | DE
CEAG Crouse-Hinds | 50298 | CODEREF |  |  | GHG2922000R0002
CEAG Crouse-Hinds | 50298 | MADEIN |  |  | DE
CEAG Crouse-Hinds | 50299 | CODEREF |  |  | GHG2922000R0003
CEAG Crouse-Hinds | 50299 | MADEIN |  |  | DE
CEAG Crouse-Hinds | 50300 | CODEREF |  |  | GHG2922000R0004
CEAG Crouse-Hinds | 50300 | MADEIN |  |  | DE
CEAG Crouse-Hinds | 50301 | CODEREF |  |  | GHG2931000R0001
CEAG Crouse-Hinds | 50301 | MADEIN |  |  | DE
CEAG Crouse-Hinds | 50302 | CODEREF |  |  | GHG2931000R0002
CEAG Crouse-Hinds | 50302 | MADEIN |  |  | DE
CEAG Crouse-Hinds | 50308 | CODEREF |  |  | GHG4118152R8450
CEAG Crouse-Hinds | 50308 | MADEIN |  |  | FR
CEAG Crouse-Hinds | 50309 | CODEREF |  |  | GHG4118152R8451
CEAG Crouse-Hinds | 50309 | MADEIN |  |  | FR
CEAG Crouse-Hinds | 50310 | CODEREF |  |  | GHG4118152R8452
CEAG Crouse-Hinds | 50310 | MADEIN |  |  | FR
CEAG Crouse-Hinds | 50312 | CODEREF |  |  | GHG4118152R8453
CEAG Crouse-Hinds | 50312 | MADEIN |  |  | FR
CEAG Crouse-Hinds | 50313 | CODEREF |  |  | GHG4118152R8454
CEAG Crouse-Hinds | 50313 | MADEIN |  |  | FR
CEAG Crouse-Hinds | 50316 | CODEREF |  |  | GHG4118352R0765
CEAG Crouse-Hinds | 50316 | MADEIN |  |  | FR
CEAG Crouse-Hinds | 50317 | CODEREF |  |  | GHG4118352R0766
CEAG Crouse-Hinds | 50317 | MADEIN |  |  | FR
CEAG Crouse-Hinds | 50325 | CODEREF |  |  | GHG4188125R0010
CEAG Crouse-Hinds | 50325 | MADEIN |  |  | DE
CEAG Crouse-Hinds | 50327 | CODEREF |  |  | GHG4188115R0001
CEAG Crouse-Hinds | 50327 | MADEIN |  |  | DE
CEAG Crouse-Hinds | 50328 | CODEREF |  |  | GHG4188114R0001
CEAG Crouse-Hinds | 50328 | MADEIN |  |  | DE
CEAG Crouse-Hinds | 50329 | CODEREF |  |  | GHG4188113R0001
CEAG Crouse-Hinds | 50329 | MADEIN |  |  | DE
CEAG Crouse-Hinds | 50330 | CODEREF |  |  | GHG4188145R0001
CEAG Crouse-Hinds | 50330 | MADEIN |  |  | DE
CEAG Crouse-Hinds | 50331 | CODEREF |  |  | GHG4188144R0001
CEAG Crouse-Hinds | 50331 | MADEIN |  |  | DE
CEAG Crouse-Hinds | 50332 | CODEREF |  |  | GHG4188143R0001
CEAG Crouse-Hinds | 50332 | MADEIN |  |  | DE
CEAG Crouse-Hinds | 50333 | CODEREF |  |  | GHG4188131R0011
CEAG Crouse-Hinds | 50333 | MADEIN |  |  | DE
CEAG Crouse-Hinds | 50334 | CODEREF |  |  | GHG4188131R0012
CEAG Crouse-Hinds | 50334 | MADEIN |  |  | DE
CEAG Crouse-Hinds | 50336 | CODEREF |  |  | GHG4188131R0017
CEAG Crouse-Hinds | 50336 | MADEIN |  |  | DE
CEAG Crouse-Hinds | 50337 | CODEREF |  |  | GHG4101901R0003
CEAG Crouse-Hinds | 50337 | MADEIN |  |  | DE
CEAG Crouse-Hinds | 50338 | CODEREF |  |  | GHG4188155R4300
CEAG Crouse-Hinds | 50338 | MADEIN |  |  | DE
CEAG Crouse-Hinds | 50340 | CODEREF |  |  | GHG4101901R0081
CEAG Crouse-Hinds | 50340 | MADEIN |  |  | DE
CEAG Crouse-Hinds | 50341 | CODEREF |  |  | GHG4188155R1200
CEAG Crouse-Hinds | 50341 | MADEIN |  |  | DE
CEAG Crouse-Hinds | 50342 | CODEREF |  |  | GHG4188155R1300
CEAG Crouse-Hinds | 50342 | MADEIN |  |  | DE
CEAG Crouse-Hinds | 50345 | CODEREF |  |  | GHG4188190R6101
CEAG Crouse-Hinds | 50345 | MADEIN |  |  | DE
CEAG Crouse-Hinds | 50346 | CODEREF |  |  | GHG4188190R6002
CEAG Crouse-Hinds | 50346 | MADEIN |  |  | DE
CEAG Crouse-Hinds | 50347 | CODEREF |  |  | GHG4188190R6102
CEAG Crouse-Hinds | 50347 | MADEIN |  |  | DE
CEAG Crouse-Hinds | 50348 | CODEREF |  |  | GHG4188190R5507
CEAG Crouse-Hinds | 50348 | MADEIN |  |  | DE
CEAG Crouse-Hinds | 50349 | CODEREF |  |  | GHG4188190R8701
CEAG Crouse-Hinds | 50349 | MADEIN |  |  | DE
CEAG Crouse-Hinds | 50350 | CODEREF |  |  | GHG4188131R0014
CEAG Crouse-Hinds | 50350 | MADEIN |  |  | DE
CEAG Crouse-Hinds | 50351 | CODEREF |  |  | GHG4188131R0015
CEAG Crouse-Hinds | 50351 | MADEIN |  |  | DE
CEAG Crouse-Hinds | 50352 | CODEREF |  |  | GHG4188131R0016
CEAG Crouse-Hinds | 50352 | MADEIN |  |  | DE
CEAG Crouse-Hinds | 50353 | CODEREF |  |  | GHG4101953R0001
CEAG Crouse-Hinds | 50353 | MADEIN |  |  | DE
CEAG Crouse-Hinds | 50354 | CODEREF |  |  | GHG4101914R0001
CEAG Crouse-Hinds | 50354 | MADEIN |  |  | DE
CEAG Crouse-Hinds | 50414 | CODEREF |  |  | 13463218001
CEAG Crouse-Hinds | 50414 | MADEIN |  |  | DE
CEAG Crouse-Hinds | 50415 | CODEREF |  |  | 13463218023
CEAG Crouse-Hinds | 50415 | MADEIN |  |  | DE
CEAG Crouse-Hinds | 50416 | CODEREF |  |  | 13463236001
CEAG Crouse-Hinds | 50416 | MADEIN |  |  | DE
CEAG Crouse-Hinds | 50417 | CODEREF |  |  | 13463236023
CEAG Crouse-Hinds | 50417 | MADEIN |  |  | DE
CEAG Crouse-Hinds | 50418 | CODEREF |  |  | 13463258001
CEAG Crouse-Hinds | 50418 | MADEIN |  |  | DE
CEAG Crouse-Hinds | 50419 | CODEREF |  |  | 13463258023
CEAG Crouse-Hinds | 50419 | MADEIN |  |  | DE
CEAG Crouse-Hinds | 50443 | CODEREF |  |  | 32475905002
CEAG Crouse-Hinds | 50443 | MADEIN |  |  | SE
CEAG Crouse-Hinds | 50445 | CODEREF |  |  | 32475905008
CEAG Crouse-Hinds | 50445 | MADEIN |  |  | SE
CEAG Crouse-Hinds | 50458 | CODEREF |  |  | GHG5301935R0008
CEAG Crouse-Hinds | 50458 | MADEIN |  |  | DE
CEAG Crouse-Hinds | 50464 | CODEREF |  |  | 32475905015
CEAG Crouse-Hinds | 50464 | MADEIN |  |  | SE
CEAG Crouse-Hinds | 50465 | CODEREF |  |  | 32475905018
CEAG Crouse-Hinds | 50465 | MADEIN |  |  | SE
CEAG Crouse-Hinds | 50497 | CODEREF |  |  | GHG4188154R4200
CEAG Crouse-Hinds | 50497 | MADEIN |  |  | DE
CEAG Crouse-Hinds | 50500 | CODEREF |  |  | GHG7910101R0003
CEAG Crouse-Hinds | 50500 | MADEIN |  |  | RO
CEAG Crouse-Hinds | 50506 | CODEREF |  |  | NOR000003110945E
CEAG Crouse-Hinds | 50506 | MADEIN |  |  | ES
CEAG Crouse-Hinds | 50509 | CODEREF |  |  | NOR000001151181E
CEAG Crouse-Hinds | 50509 | MADEIN |  |  | ES
CEAG Crouse-Hinds | 50510 | CODEREF |  |  | NOR000001151222
CEAG Crouse-Hinds | 50510 | MADEIN |  |  | ES
CEAG Crouse-Hinds | 50522 | CODEREF |  |  | NOR000005060431E
CEAG Crouse-Hinds | 50522 | MADEIN |  |  | ES
CEAG Crouse-Hinds | 50523 | CODEREF |  |  | NOR000005060432E
CEAG Crouse-Hinds | 50523 | MADEIN |  |  | ES
CEAG Crouse-Hinds | 50524 | CODEREF |  |  | NOR000005060433E
CEAG Crouse-Hinds | 50524 | MADEIN |  |  | ES
CEAG Crouse-Hinds | 50526 | CODEREF |  |  | GHG4188154R4300
CEAG Crouse-Hinds | 50526 | MADEIN |  |  | DE
CEAG Crouse-Hinds | 50532 | CODEREF |  |  | GHG6409601P0004
CEAG Crouse-Hinds | 50532 | MADEIN |  |  | BR
CEAG Crouse-Hinds | 50533 | CODEREF |  |  | GHG4101920R0001
CEAG Crouse-Hinds | 50533 | MADEIN |  |  | DE
CEAG Crouse-Hinds | 50548 | CODEREF |  |  | GHG7910101R0005
CEAG Crouse-Hinds | 50548 | MADEIN |  |  | RO
CEAG Crouse-Hinds | 50556 | CODEREF |  |  | GHG7910101R0019
CEAG Crouse-Hinds | 50556 | MADEIN |  |  | RO
CEAG Crouse-Hinds | 50557 | CODEREF |  |  | GHG7450201R0003
CEAG Crouse-Hinds | 50557 | MADEIN |  |  | DE
CEAG Crouse-Hinds | 50572 | CODEREF |  |  | GHG4188195R5407
CEAG Crouse-Hinds | 50572 | MADEIN |  |  | DE
CEAG Crouse-Hinds | 50578 | CODEREF |  |  | GHG4188123R0010
CEAG Crouse-Hinds | 50578 | MADEIN |  |  | DE
CEAG Crouse-Hinds | 50580 | CODEREF |  |  | GHG4101928R0013
CEAG Crouse-Hinds | 50580 | MADEIN |  |  | CZ
CEAG Crouse-Hinds | 50584 | CODEREF |  |  | GHG4188124R0010
CEAG Crouse-Hinds | 50584 | MADEIN |  |  | DE
CEAG Crouse-Hinds | 50585 | CODEREF |  |  | GHG2622301R0007
CEAG Crouse-Hinds | 50585 | MADEIN |  |  | DE
CEAG Crouse-Hinds | 50597 | CODEREF |  |  | NOR000001151214E
CEAG Crouse-Hinds | 50597 | MADEIN |  |  | ES
CEAG Crouse-Hinds | 50612 | CODEREF |  |  | GHG4320052R0414
CEAG Crouse-Hinds | 50612 | MADEIN |  |  | FR
CEAG Crouse-Hinds | 50613 | CODEREF |  |  | GHG4320052R0415
CEAG Crouse-Hinds | 50613 | MADEIN |  |  | FR
CEAG Crouse-Hinds | 50614 | CODEREF |  |  | GHG4320052R0416
CEAG Crouse-Hinds | 50614 | MADEIN |  |  | FR
CEAG Crouse-Hinds | 50615 | CODEREF |  |  | GHG4320052R0417
CEAG Crouse-Hinds | 50615 | MADEIN |  |  | FR
CEAG Crouse-Hinds | 50616 | CODEREF |  |  | GHG4320001R0003
CEAG Crouse-Hinds | 50616 | MADEIN |  |  | DE
CEAG Crouse-Hinds | 50618 | CODEREF |  |  | GHG4320001R0004
CEAG Crouse-Hinds | 50618 | MADEIN |  |  | DE
CEAG Crouse-Hinds | 50620 | CODEREF |  |  | GHG4320001R0005
CEAG Crouse-Hinds | 50620 | MADEIN |  |  | DE
CEAG Crouse-Hinds | 50622 | CODEREF |  |  | GHG4320001R0006
CEAG Crouse-Hinds | 50622 | MADEIN |  |  | DE
CEAG Crouse-Hinds | 50624 | CODEREF |  |  | GHG4320052R0418
CEAG Crouse-Hinds | 50624 | MADEIN |  |  | FR
CEAG Crouse-Hinds | 50625 | CODEREF |  |  | GHG4320052R0419
CEAG Crouse-Hinds | 50625 | MADEIN |  |  | FR
CEAG Crouse-Hinds | 50626 | CODEREF |  |  | GHG4320052R0420
CEAG Crouse-Hinds | 50626 | MADEIN |  |  | FR
CEAG Crouse-Hinds | 50627 | CODEREF |  |  | GHG4320052R0421
CEAG Crouse-Hinds | 50627 | MADEIN |  |  | FR
CEAG Crouse-Hinds | 50628 | CODEREF |  |  | GHG4320052R0422
CEAG Crouse-Hinds | 50628 | MADEIN |  |  | FR
CEAG Crouse-Hinds | 50629 | CODEREF |  |  | GHG4320052R0423
CEAG Crouse-Hinds | 50629 | MADEIN |  |  | FR
CEAG Crouse-Hinds | 50636 | CODEREF |  |  | GHG4340052R0562
CEAG Crouse-Hinds | 50636 | MADEIN |  |  | FR
CEAG Crouse-Hinds | 50637 | CODEREF |  |  | GHG4340052R0563
CEAG Crouse-Hinds | 50637 | MADEIN |  |  | FR
CEAG Crouse-Hinds | 50642 | CODEREF |  |  | GHG4340052R0564
CEAG Crouse-Hinds | 50642 | MADEIN |  |  | FR
CEAG Crouse-Hinds | 50643 | CODEREF |  |  | GHG4340052R0565
CEAG Crouse-Hinds | 50643 | MADEIN |  |  | FR
CEAG Crouse-Hinds | 50644 | CODEREF |  |  | GHG4340052R0566
CEAG Crouse-Hinds | 50644 | MADEIN |  |  | FR
CEAG Crouse-Hinds | 50650 | CODEREF |  |  | NOR000001151199E
CEAG Crouse-Hinds | 50650 | MADEIN |  |  | ES
CEAG Crouse-Hinds | 50651 | CODEREF |  |  | GHG2622601R0005
CEAG Crouse-Hinds | 50651 | MADEIN |  |  | DE
CEAG Crouse-Hinds | 50666 | CODEREF |  |  | GHG7910101R0006
CEAG Crouse-Hinds | 50666 | MADEIN |  |  | RO
CEAG Crouse-Hinds | 50667 | CODEREF |  |  | GHG6101954R0003
CEAG Crouse-Hinds | 50667 | MADEIN |  |  | DE
CEAG Crouse-Hinds | 50668 | CODEREF |  |  | GHG6101954R0013
CEAG Crouse-Hinds | 50668 | MADEIN |  |  | DE
CEAG Crouse-Hinds | 50669 | CODEREF |  |  | GHG6101954R0001
CEAG Crouse-Hinds | 50669 | MADEIN |  |  | DE
CEAG Crouse-Hinds | 50670 | CODEREF |  |  | GHG6101954R0011
CEAG Crouse-Hinds | 50670 | MADEIN |  |  | DE
CEAG Crouse-Hinds | 50671 | CODEREF |  |  | 22216002000
CEAG Crouse-Hinds | 50671 | MADEIN |  |  | SK
CEAG Crouse-Hinds | 50676 | CODEREF |  |  | 13348860
CEAG Crouse-Hinds | 50676 | MADEIN |  |  | US
CEAG Crouse-Hinds | 50677 | CODEREF |  |  | 13348861
CEAG Crouse-Hinds | 50677 | MADEIN |  |  | US
CEAG Crouse-Hinds | 50678 | CODEREF |  |  | GHG7910101R0010
CEAG Crouse-Hinds | 50678 | MADEIN |  |  | RO
CEAG Crouse-Hinds | 50687 | CODEREF |  |  | GHG7910101R0004
CEAG Crouse-Hinds | 50687 | MADEIN |  |  | RO
CEAG Crouse-Hinds | 50688 | CODEREF |  |  | GHG7910201R0008
CEAG Crouse-Hinds | 50688 | MADEIN |  |  | RO
CEAG Crouse-Hinds | 50689 | CODEREF |  |  | GHG7910201R0009
CEAG Crouse-Hinds | 50689 | MADEIN |  |  | RO
CEAG Crouse-Hinds | 50690 | CODEREF |  |  | GHG2630050R0006
CEAG Crouse-Hinds | 50690 | MADEIN |  |  | DE
CEAG Crouse-Hinds | 50691 | CODEREF |  |  | GHG2650010R0005
CEAG Crouse-Hinds | 50691 | MADEIN |  |  | DE
CEAG Crouse-Hinds | 50692 | CODEREF |  |  | GHG2610005R0005
CEAG Crouse-Hinds | 50692 | MADEIN |  |  | RO
CEAG Crouse-Hinds | 50693 | CODEREF |  |  | GHG2622301R0010
CEAG Crouse-Hinds | 50693 | MADEIN |  |  | DE
CEAG Crouse-Hinds | 50698 | CODEREF |  |  | 22830258901
CEAG Crouse-Hinds | 50698 | MADEIN |  |  | DE
CEAG Crouse-Hinds | 50707 | CODEREF |  |  | NOR000005060388
CEAG Crouse-Hinds | 50707 | MADEIN |  |  | ES
CEAG Crouse-Hinds | 50713 | CODEREF |  |  | 22215002000
CEAG Crouse-Hinds | 50713 | MADEIN |  |  | SK
CEAG Crouse-Hinds | 50714 | CODEREF |  |  | 22215002009
CEAG Crouse-Hinds | 50714 | MADEIN |  |  | DE
CEAG Crouse-Hinds | 50715 | CODEREF |  |  | 22216002009
CEAG Crouse-Hinds | 50715 | MADEIN |  |  | DE
CEAG Crouse-Hinds | 50718 | CODEREF |  |  | 22830236901
CEAG Crouse-Hinds | 50718 | MADEIN |  |  | DE
CEAG Crouse-Hinds | 50724 | CODEREF |  |  | 22830136901
CEAG Crouse-Hinds | 50724 | MADEIN |  |  | DE
CEAG Crouse-Hinds | 50739 | CODEREF |  |  | GHG4101901R0132
CEAG Crouse-Hinds | 50739 | MADEIN |  |  | DE
CEAG Crouse-Hinds | 50740 | CODEREF |  |  | 22265911000
CEAG Crouse-Hinds | 50740 | MADEIN |  |  | DE
CEAG Crouse-Hinds | 50741 | CODEREF |  |  | 22263911000
CEAG Crouse-Hinds | 50741 | MADEIN |  |  | DE
CEAG Crouse-Hinds | 50742 | CODEREF |  |  | 22266911000
CEAG Crouse-Hinds | 50742 | MADEIN |  |  | DE
CEAG Crouse-Hinds | 50743 | CODEREF |  |  | 22264911000
CEAG Crouse-Hinds | 50743 | MADEIN |  |  | DE
CEAG Crouse-Hinds | 50744 | CODEREF |  |  | 22267911000
CEAG Crouse-Hinds | 50744 | MADEIN |  |  | DE
CEAG Crouse-Hinds | 50747 | CODEREF |  |  | 22830218901
CEAG Crouse-Hinds | 50747 | MADEIN |  |  | DE
CEAG Crouse-Hinds | 50759 | CODEREF |  |  | GHG7210001R0013
CEAG Crouse-Hinds | 50759 | MADEIN |  |  | DE
CEAG Crouse-Hinds | 50765 | CODEREF |  |  | GHG5922001R0022
CEAG Crouse-Hinds | 50765 | MADEIN |  |  | RO
CEAG Crouse-Hinds | 50794 | CODEREF |  |  | GHG7910201R0016
CEAG Crouse-Hinds | 50794 | MADEIN |  |  | RO
CEAG Crouse-Hinds | 50797 | CODEREF |  |  | GHG7210001R0006
CEAG Crouse-Hinds | 50797 | MADEIN |  |  | DE
CEAG Crouse-Hinds | 50828 | CODEREF |  |  | NOR000114110595E
CEAG Crouse-Hinds | 50828 | MADEIN |  |  | ES
CEAG Crouse-Hinds | 50829 | CODEREF |  |  | NOR000114110511E
CEAG Crouse-Hinds | 50829 | MADEIN |  |  | ES
CEAG Crouse-Hinds | 50830 | CODEREF |  |  | NOR000114110745E
CEAG Crouse-Hinds | 50830 | MADEIN |  |  | ES
CEAG Crouse-Hinds | 50831 | CODEREF |  |  | NOR000114110742
CEAG Crouse-Hinds | 50831 | MADEIN |  |  | ES
CEAG Crouse-Hinds | 50844 | CODEREF |  |  | GHG4188170R0053
CEAG Crouse-Hinds | 50844 | MADEIN |  |  | DE
CEAG Crouse-Hinds | 50845 | CODEREF |  |  | 22830158901
CEAG Crouse-Hinds | 50845 | MADEIN |  |  | DE
CEAG Crouse-Hinds | 50913 | CODEREF |  |  | NOR000000115314
CEAG Crouse-Hinds | 50913 | MADEIN |  |  | ES
CEAG Crouse-Hinds | 50947 | CODEREF |  |  | NOR000115110875
CEAG Crouse-Hinds | 50947 | MADEIN |  |  | ES
CEAG Crouse-Hinds | 50948 | CODEREF |  |  | NOR000000115315
CEAG Crouse-Hinds | 50948 | MADEIN |  |  | ES
CEAG Crouse-Hinds | 50949 | CODEREF |  |  | NOR000111150005E
CEAG Crouse-Hinds | 50949 | MADEIN |  |  | ES
CEAG Crouse-Hinds | 50976 | CODEREF |  |  | 22217002000
CEAG Crouse-Hinds | 50976 | MADEIN |  |  | SK
CEAG Crouse-Hinds | 50983 | CODEREF |  |  | NOR000005110951
CEAG Crouse-Hinds | 50983 | MADEIN |  |  | ES
CEAG Crouse-Hinds | 50988 | CODEREF |  |  | GHG4101928R0007
CEAG Crouse-Hinds | 50988 | MADEIN |  |  | DE
CEAG Crouse-Hinds | 50989 | CODEREF |  |  | GHG4101928R0004
CEAG Crouse-Hinds | 50989 | MADEIN |  |  | CZ
CEAG Crouse-Hinds | 50990 | CODEREF |  |  | GHG4101928R0006
CEAG Crouse-Hinds | 50990 | MADEIN |  |  | DE
CEAG Crouse-Hinds | 50996 | CODEREF |  |  | GHG4188153R4200
CEAG Crouse-Hinds | 50996 | MADEIN |  |  | DE
CEAG Crouse-Hinds | 50997 | CODEREF |  |  | GHG4101928R0011
CEAG Crouse-Hinds | 50997 | MADEIN |  |  | CZ
CEAG Crouse-Hinds | 51001 | CODEREF |  |  | GHG4101905R0008
CEAG Crouse-Hinds | 51001 | MADEIN |  |  | DE
CEAG Crouse-Hinds | 51002 | CODEREF |  |  | GHG4101903R0005
CEAG Crouse-Hinds | 51002 | MADEIN |  |  | DE
CEAG Crouse-Hinds | 51003 | CODEREF |  |  | 22215402018
CEAG Crouse-Hinds | 51003 | MADEIN |  |  | DE
CEAG Crouse-Hinds | 51010 | CODEREF |  |  | CCL1635127
CEAG Crouse-Hinds | 51010 | MADEIN |  |  | CN
CEAG Crouse-Hinds | 51011 | CODEREF |  |  | CCL1635128
CEAG Crouse-Hinds | 51011 | MADEIN |  |  | CN
CEAG Crouse-Hinds | 51012 | CODEREF |  |  | CCL1634697
CEAG Crouse-Hinds | 51012 | MADEIN |  |  | CN
CEAG Crouse-Hinds | 51013 | CODEREF |  |  | CCL1634698
CEAG Crouse-Hinds | 51013 | MADEIN |  |  | CN
CEAG Crouse-Hinds | 51014 | CODEREF |  |  | CCL1635129
CEAG Crouse-Hinds | 51014 | MADEIN |  |  | CN
CEAG Crouse-Hinds | 51015 | CODEREF |  |  | CCL1635130
CEAG Crouse-Hinds | 51015 | MADEIN |  |  | CN
CEAG Crouse-Hinds | 51016 | CODEREF |  |  | CCL1634699
CEAG Crouse-Hinds | 51016 | MADEIN |  |  | CN
CEAG Crouse-Hinds | 51017 | CODEREF |  |  | CCL1634700
CEAG Crouse-Hinds | 51017 | MADEIN |  |  | CN
CEAG Crouse-Hinds | 51018 | CODEREF |  |  | GHG4101901R0295
CEAG Crouse-Hinds | 51018 | MADEIN |  |  | DE
CEAG Crouse-Hinds | 51019 | CODEREF |  |  | CHLPL1403-01
CEAG Crouse-Hinds | 51019 | MADEIN |  |  | CN
CEAG Crouse-Hinds | 51031 | CODEREF |  |  | GHG4188170R0051
CEAG Crouse-Hinds | 51031 | MADEIN |  |  | DE
CEAG Crouse-Hinds | 51062 | CODEREF |  |  | GHG4101934R0001
CEAG Crouse-Hinds | 51062 | MADEIN |  |  | DE
CEAG Crouse-Hinds | 51065 | CODEREF |  |  | GHG7210001R0008
CEAG Crouse-Hinds | 51065 | MADEIN |  |  | DE
CEAG Crouse-Hinds | 51066 | CODEREF |  |  | GHG7211001R0004
CEAG Crouse-Hinds | 51066 | MADEIN |  |  | DE
CEAG Crouse-Hinds | 51067 | CODEREF |  |  | GHG7311102R1485
CEAG Crouse-Hinds | 51067 | MADEIN |  |  | DE
CEAG Crouse-Hinds | 51077 | CODEREF |  |  | GHG7210001R0014
CEAG Crouse-Hinds | 51077 | MADEIN |  |  | DE
CEAG Crouse-Hinds | 51085 | CODEREF |  |  | GHG4101928R0009
CEAG Crouse-Hinds | 51085 | MADEIN |  |  | CZ
CEAG Crouse-Hinds | 51091 | CODEREF |  |  | GHG7910201R0010
CEAG Crouse-Hinds | 51091 | MADEIN |  |  | RO
CEAG Crouse-Hinds | 51092 | CODEREF |  |  | GHG7910201R0011
CEAG Crouse-Hinds | 51092 | MADEIN |  |  | RO
CEAG Crouse-Hinds | 51093 | CODEREF |  |  | GHG7210001R0007
CEAG Crouse-Hinds | 51093 | MADEIN |  |  | DE
CEAG Crouse-Hinds | 51094 | CODEREF |  |  | GHG7211001R0013
CEAG Crouse-Hinds | 51094 | MADEIN |  |  | DE
CEAG Crouse-Hinds | 51095 | CODEREF |  |  | GHG7211001R0015
CEAG Crouse-Hinds | 51095 | MADEIN |  |  | DE
CEAG Crouse-Hinds | 51096 | CODEREF |  |  | GHG7450201R0002
CEAG Crouse-Hinds | 51096 | MADEIN |  |  | DE
CEAG Crouse-Hinds | 51098 | CODEREF |  |  | GHG5425300V0000
CEAG Crouse-Hinds | 51098 | MADEIN |  |  | DE
CEAG Crouse-Hinds | 51111 | CODEREF |  |  | GHG4101901R0178
CEAG Crouse-Hinds | 51111 | MADEIN |  |  | DE
CEAG Crouse-Hinds | 51113 | CODEREF |  |  | GHG4101901R0177
CEAG Crouse-Hinds | 51113 | MADEIN |  |  | DE
CEAG Crouse-Hinds | 51114 | CODEREF |  |  | GHG4101902R0002
CEAG Crouse-Hinds | 51114 | MADEIN |  |  | DE
CEAG Crouse-Hinds | 51121 | CODEREF |  |  | GHG4101913R0012
CEAG Crouse-Hinds | 51121 | MADEIN |  |  | DE
CEAG Crouse-Hinds | 51122 | CODEREF |  |  | GHG4101901R0002
CEAG Crouse-Hinds | 51122 | MADEIN |  |  | DE
CEAG Crouse-Hinds | 51126 | CODEREF |  |  | NOR000001151206E
CEAG Crouse-Hinds | 51126 | MADEIN |  |  | ES
CEAG Crouse-Hinds | 51127 | CODEREF |  |  | NOR000111150001E
CEAG Crouse-Hinds | 51127 | MADEIN |  |  | ES
CEAG Crouse-Hinds | 51128 | CODEREF |  |  | NOR000111150002E
CEAG Crouse-Hinds | 51128 | MADEIN |  |  | ES
CEAG Crouse-Hinds | 51131 | CODEREF |  |  | NOR000111150004E
CEAG Crouse-Hinds | 51131 | MADEIN |  |  | ES
CEAG Crouse-Hinds | 51133 | CODEREF |  |  | NOR000111150009
CEAG Crouse-Hinds | 51133 | MADEIN |  |  | ES
CEAG Crouse-Hinds | 51148 | CODEREF |  |  | 22300500001
CEAG Crouse-Hinds | 51148 | MADEIN |  |  | RO
CEAG Crouse-Hinds | 51149 | CODEREF |  |  | 22300500002
CEAG Crouse-Hinds | 51149 | MADEIN |  |  | RO
CEAG Crouse-Hinds | 51150 | CODEREF |  |  | 32300500001
CEAG Crouse-Hinds | 51150 | MADEIN |  |  | DE
CEAG Crouse-Hinds | 51151 | CODEREF |  |  | 32300500002
CEAG Crouse-Hinds | 51151 | MADEIN |  |  | DE
CEAG Crouse-Hinds | 51189 | CODEREF |  |  | NOR000003110937E
CEAG Crouse-Hinds | 51189 | MADEIN |  |  | ES
CEAG Crouse-Hinds | 51190 | CODEREF |  |  | NOR000003110953E
CEAG Crouse-Hinds | 51190 | MADEIN |  |  | ES
CEAG Crouse-Hinds | 51191 | CODEREF |  |  | NOR000114110587E
CEAG Crouse-Hinds | 51191 | MADEIN |  |  | ES
CEAG Crouse-Hinds | 51210 | CODEREF |  |  | GHG6101953R0101
CEAG Crouse-Hinds | 51210 | MADEIN |  |  | DE
CEAG Crouse-Hinds | 51211 | CODEREF |  |  | GHG6101953R0102
CEAG Crouse-Hinds | 51211 | MADEIN |  |  | DE
CEAG Crouse-Hinds | 51212 | CODEREF |  |  | GHG6101953R0103
CEAG Crouse-Hinds | 51212 | MADEIN |  |  | DE
CEAG Crouse-Hinds | 51213 | CODEREF |  |  | GHG6101955R0101
CEAG Crouse-Hinds | 51213 | MADEIN |  |  | DE
CEAG Crouse-Hinds | 51220 | CODEREF |  |  | GHG6101953R0104
CEAG Crouse-Hinds | 51220 | MADEIN |  |  | DE
CEAG Crouse-Hinds | 51221 | CODEREF |  |  | GHG6101953R0105
CEAG Crouse-Hinds | 51221 | MADEIN |  |  | DE
CEAG Crouse-Hinds | 51222 | CODEREF |  |  | GHG6101953R0106
CEAG Crouse-Hinds | 51222 | MADEIN |  |  | DE
CEAG Crouse-Hinds | 51223 | CODEREF |  |  | GHG6101953R0107
CEAG Crouse-Hinds | 51223 | MADEIN |  |  | DE
CEAG Crouse-Hinds | 51224 | CODEREF |  |  | GHG6101953R0108
CEAG Crouse-Hinds | 51224 | MADEIN |  |  | DE
CEAG Crouse-Hinds | 51225 | CODEREF |  |  | GHG6101953R0109
CEAG Crouse-Hinds | 51225 | MADEIN |  |  | DE
CEAG Crouse-Hinds | 51226 | CODEREF |  |  | GHG6101955R0102
CEAG Crouse-Hinds | 51226 | MADEIN |  |  | DE
CEAG Crouse-Hinds | 51227 | CODEREF |  |  | GHG6101955R0103
CEAG Crouse-Hinds | 51227 | MADEIN |  |  | DE
CEAG Crouse-Hinds | 51230 | CODEREF |  |  | GHG6101953R0118
CEAG Crouse-Hinds | 51230 | MADEIN |  |  | DE
CEAG Crouse-Hinds | 51231 | CODEREF |  |  | GHG6101953R0110
CEAG Crouse-Hinds | 51231 | MADEIN |  |  | DE
CEAG Crouse-Hinds | 51232 | CODEREF |  |  | GHG6101955R0104
CEAG Crouse-Hinds | 51232 | MADEIN |  |  | DE
CEAG Crouse-Hinds | 51233 | CODEREF |  |  | GHG6101955R0105
CEAG Crouse-Hinds | 51233 | MADEIN |  |  | DE
CEAG Crouse-Hinds | 51234 | CODEREF |  |  | GHG6101955R0106
CEAG Crouse-Hinds | 51234 | MADEIN |  |  | DE
CEAG Crouse-Hinds | 51240 | CODEREF |  |  | GHG6101953R0126
CEAG Crouse-Hinds | 51240 | MADEIN |  |  | DE
CEAG Crouse-Hinds | 51241 | CODEREF |  |  | GHG6101953R0130
CEAG Crouse-Hinds | 51241 | MADEIN |  |  | DE
CEAG Crouse-Hinds | 51242 | CODEREF |  |  | GHG6101955R0107
CEAG Crouse-Hinds | 51242 | MADEIN |  |  | DE
CEAG Crouse-Hinds | 51250 | CODEREF |  |  | GHG6101953R0128
CEAG Crouse-Hinds | 51250 | MADEIN |  |  | DE
CEAG Crouse-Hinds | 51251 | CODEREF |  |  | GHG6101953R0132
CEAG Crouse-Hinds | 51251 | MADEIN |  |  | DE
CEAG Crouse-Hinds | 51252 | CODEREF |  |  | GHG6101955R0108
CEAG Crouse-Hinds | 51252 | MADEIN |  |  | DE
CEAG Crouse-Hinds | 51260 | CODEREF |  |  | GHG6101953R0057
CEAG Crouse-Hinds | 51260 | MADEIN |  |  | DE
CEAG Crouse-Hinds | 51261 | CODEREF |  |  | GHG6101953R0011
CEAG Crouse-Hinds | 51261 | MADEIN |  |  | DE
CEAG Crouse-Hinds | 51262 | CODEREF |  |  | GHG6101953R0134
CEAG Crouse-Hinds | 51262 | MADEIN |  |  | DE
CEAG Crouse-Hinds | 51263 | CODEREF |  |  | GHG6101953R0041
CEAG Crouse-Hinds | 51263 | MADEIN |  |  | DE
CEAG Crouse-Hinds | 51264 | CODEREF |  |  | GHG6101953R0020
CEAG Crouse-Hinds | 51264 | MADEIN |  |  | DE
CEAG Crouse-Hinds | 51271 | CODEREF |  |  | NOR003045060403
CEAG Crouse-Hinds | 51271 | MADEIN |  |  | ES
CEAG Crouse-Hinds | 51272 | CODEREF |  |  | NOR003045060411
CEAG Crouse-Hinds | 51272 | MADEIN |  |  | ES
CEAG Crouse-Hinds | 51273 | CODEREF |  |  | NOR003045060429
CEAG Crouse-Hinds | 51273 | MADEIN |  |  | ES
CEAG Crouse-Hinds | 51326 | CODEREF |  |  | GHG9601944R0101
CEAG Crouse-Hinds | 51326 | MADEIN |  |  | DE
CEAG Crouse-Hinds | 51327 | CODEREF |  |  | GHG9601944R0102
CEAG Crouse-Hinds | 51327 | MADEIN |  |  | DE
CEAG Crouse-Hinds | 51328 | CODEREF |  |  | GHG9601944R0103
CEAG Crouse-Hinds | 51328 | MADEIN |  |  | DE
CEAG Crouse-Hinds | 51329 | CODEREF |  |  | GHG9601944R0104
CEAG Crouse-Hinds | 51329 | MADEIN |  |  | DE
CEAG Crouse-Hinds | 51330 | CODEREF |  |  | GHG9601944R0105
CEAG Crouse-Hinds | 51330 | MADEIN |  |  | DE
CEAG Crouse-Hinds | 51331 | CODEREF |  |  | GHG9601944R0106
CEAG Crouse-Hinds | 51331 | MADEIN |  |  | DE
CEAG Crouse-Hinds | 51332 | CODEREF |  |  | GHG9601944R0107
CEAG Crouse-Hinds | 51332 | MADEIN |  |  | DE
CEAG Crouse-Hinds | 51333 | CODEREF |  |  | GHG9601944R0108
CEAG Crouse-Hinds | 51333 | MADEIN |  |  | DE
CEAG Crouse-Hinds | 51334 | CODEREF |  |  | GHG9601952R0111
CEAG Crouse-Hinds | 51334 | MADEIN |  |  | DE
CEAG Crouse-Hinds | 51335 | CODEREF |  |  | GHG9601952R0112
CEAG Crouse-Hinds | 51335 | MADEIN |  |  | DE
CEAG Crouse-Hinds | 51336 | CODEREF |  |  | GHG9601952R0113
CEAG Crouse-Hinds | 51336 | MADEIN |  |  | DE
CEAG Crouse-Hinds | 51337 | CODEREF |  |  | GHG9601952R0114
CEAG Crouse-Hinds | 51337 | MADEIN |  |  | DE
CEAG Crouse-Hinds | 51338 | CODEREF |  |  | GHG9601952R0115
CEAG Crouse-Hinds | 51338 | MADEIN |  |  | DE
CEAG Crouse-Hinds | 51339 | CODEREF |  |  | GHG9601952R0116
CEAG Crouse-Hinds | 51339 | MADEIN |  |  | DE
CEAG Crouse-Hinds | 51340 | CODEREF |  |  | GHG9601952R0117
CEAG Crouse-Hinds | 51340 | MADEIN |  |  | DE
CEAG Crouse-Hinds | 51341 | CODEREF |  |  | GHG9601949R0111
CEAG Crouse-Hinds | 51341 | MADEIN |  |  | DE
CEAG Crouse-Hinds | 51342 | CODEREF |  |  | GHG9601949R0112
CEAG Crouse-Hinds | 51342 | MADEIN |  |  | DE
CEAG Crouse-Hinds | 51343 | CODEREF |  |  | GHG9601949R0113
CEAG Crouse-Hinds | 51343 | MADEIN |  |  | DE
CEAG Crouse-Hinds | 51344 | CODEREF |  |  | GHG9601949R0114
CEAG Crouse-Hinds | 51344 | MADEIN |  |  | DE
CEAG Crouse-Hinds | 51345 | CODEREF |  |  | GHG9601949R0115
CEAG Crouse-Hinds | 51345 | MADEIN |  |  | DE
CEAG Crouse-Hinds | 51346 | CODEREF |  |  | GHG9601949R0116
CEAG Crouse-Hinds | 51346 | MADEIN |  |  | DE
CEAG Crouse-Hinds | 51347 | CODEREF |  |  | GHG9601946R0071
CEAG Crouse-Hinds | 51347 | MADEIN |  |  | DE
CEAG Crouse-Hinds | 51348 | CODEREF |  |  | GHG9601946R0072
CEAG Crouse-Hinds | 51348 | MADEIN |  |  | DE
CEAG Crouse-Hinds | 51349 | CODEREF |  |  | GHG9601946R0056
CEAG Crouse-Hinds | 51349 | MADEIN |  |  | DE
CEAG Crouse-Hinds | 51350 | CODEREF |  |  | GHG9601946R0074
CEAG Crouse-Hinds | 51350 | MADEIN |  |  | DE
CEAG Crouse-Hinds | 51351 | CODEREF |  |  | GHG9601946R0059
CEAG Crouse-Hinds | 51351 | MADEIN |  |  | DE
CEAG Crouse-Hinds | 51352 | CODEREF |  |  | GHG9601946R0077
CEAG Crouse-Hinds | 51352 | MADEIN |  |  | DE
CEAG Crouse-Hinds | 51353 | CODEREF |  |  | GHG9601946R0062
CEAG Crouse-Hinds | 51353 | MADEIN |  |  | DE
CEAG Crouse-Hinds | 51354 | CODEREF |  |  | GHG9601946R0080
CEAG Crouse-Hinds | 51354 | MADEIN |  |  | DE
CEAG Crouse-Hinds | 51355 | CODEREF |  |  | GHG9601946R0065
CEAG Crouse-Hinds | 51355 | MADEIN |  |  | DE
CEAG Crouse-Hinds | 51356 | CODEREF |  |  | GHG9601946R0083
CEAG Crouse-Hinds | 51356 | MADEIN |  |  | DE
CEAG Crouse-Hinds | 51357 | CODEREF |  |  | GHG9601927R0105
CEAG Crouse-Hinds | 51357 | MADEIN |  |  | DE
CEAG Crouse-Hinds | 51366 | CODEREF |  |  | GHG9601955R0054
CEAG Crouse-Hinds | 51366 | MADEIN |  |  | DE
CEAG Crouse-Hinds | 51370 | CODEREF |  |  | 22191618120
CEAG Crouse-Hinds | 51370 | MADEIN |  |  | DE
CEAG Crouse-Hinds | 51371 | CODEREF |  |  | 22191618121
CEAG Crouse-Hinds | 51371 | MADEIN |  |  | DE
CEAG Crouse-Hinds | 51372 | CODEREF |  |  | 22191618122
CEAG Crouse-Hinds | 51372 | MADEIN |  |  | DE
CEAG Crouse-Hinds | 51373 | CODEREF |  |  | 22191618404
CEAG Crouse-Hinds | 51373 | MADEIN |  |  | DE
CEAG Crouse-Hinds | 51374 | CODEREF |  |  | 22191217909
CEAG Crouse-Hinds | 51374 | MADEIN |  |  | DE
CEAG Crouse-Hinds | 51375 | CODEREF |  |  | 22191213909
CEAG Crouse-Hinds | 51375 | MADEIN |  |  | DE
CEAG Crouse-Hinds | 51377 | CODEREF |  |  | 22191300600
CEAG Crouse-Hinds | 51377 | MADEIN |  |  | DE
CEAG Crouse-Hinds | 51378 | CODEREF |  |  | 22191217901
CEAG Crouse-Hinds | 51378 | MADEIN |  |  | DE
CEAG Crouse-Hinds | 51398 | CODEREF |  |  | GHG9601955R0144
CEAG Crouse-Hinds | 51398 | MADEIN |  |  | DE
CEAG Crouse-Hinds | 51401 | CODEREF |  |  | GHG4118152R8455
CEAG Crouse-Hinds | 51401 | MADEIN |  |  | FR
CEAG Crouse-Hinds | 51402 | CODEREF |  |  | GHG4118152R8456
CEAG Crouse-Hinds | 51402 | MADEIN |  |  | FR
CEAG Crouse-Hinds | 51403 | CODEREF |  |  | GHG4118252R1931
CEAG Crouse-Hinds | 51403 | MADEIN |  |  | FR
CEAG Crouse-Hinds | 51404 | CODEREF |  |  | GHG4118252R1932
CEAG Crouse-Hinds | 51404 | MADEIN |  |  | FR
CEAG Crouse-Hinds | 51405 | CODEREF |  |  | GHG4118152R8457
CEAG Crouse-Hinds | 51405 | MADEIN |  |  | FR
CEAG Crouse-Hinds | 51435 | CODEREF |  |  | GHG8714021R0101
CEAG Crouse-Hinds | 51435 | MADEIN |  |  | DE
CEAG Crouse-Hinds | 51436 | CODEREF |  |  | GHG8714121R0101
CEAG Crouse-Hinds | 51436 | MADEIN |  |  | DE
CEAG Crouse-Hinds | 51437 | CODEREF |  |  | GHG8714221R0101
CEAG Crouse-Hinds | 51437 | MADEIN |  |  | DE
CEAG Crouse-Hinds | 51438 | CODEREF |  |  | GHG8714321R0101
CEAG Crouse-Hinds | 51438 | MADEIN |  |  | DE
CEAG Crouse-Hinds | 51492 | CODEREF |  |  | 32190218002
CEAG Crouse-Hinds | 51492 | MADEIN |  |  | GB
CEAG Crouse-Hinds | 51493 | CODEREF |  |  | 32190236002
CEAG Crouse-Hinds | 51493 | MADEIN |  |  | GB
CEAG Crouse-Hinds | 51494 | CODEREF |  |  | 32190258002
CEAG Crouse-Hinds | 51494 | MADEIN |  |  | DE
CEAG Crouse-Hinds | 51495 | CODEREF |  |  | 32190418002
CEAG Crouse-Hinds | 51495 | MADEIN |  |  | GB
CEAG Crouse-Hinds | 51496 | CODEREF |  |  | 32190436002
CEAG Crouse-Hinds | 51496 | MADEIN |  |  | GB
CEAG Crouse-Hinds | 51520 | CODEREF |  |  | 13046110005
CEAG Crouse-Hinds | 51520 | MADEIN |  |  | DE
CEAG Crouse-Hinds | 51521 | CODEREF |  |  | 13042110005
CEAG Crouse-Hinds | 51521 | MADEIN |  |  | DE
CEAG Crouse-Hinds | 51522 | CODEREF |  |  | 13042210005
CEAG Crouse-Hinds | 51522 | MADEIN |  |  | DE
CEAG Crouse-Hinds | 51523 | CODEREF |  |  | 13042310005
CEAG Crouse-Hinds | 51523 | MADEIN |  |  | DE
CEAG Crouse-Hinds | 51524 | CODEREF |  |  | 13042410005
CEAG Crouse-Hinds | 51524 | MADEIN |  |  | DE
CEAG Crouse-Hinds | 51525 | CODEREF |  |  | 13042510005
CEAG Crouse-Hinds | 51525 | MADEIN |  |  | DE
CEAG Crouse-Hinds | 51526 | CODEREF |  |  | 13042610005
CEAG Crouse-Hinds | 51526 | MADEIN |  |  | DE
CEAG Crouse-Hinds | 51530 | CODEREF |  |  | 13046111005
CEAG Crouse-Hinds | 51530 | MADEIN |  |  | DE
CEAG Crouse-Hinds | 51531 | CODEREF |  |  | 13042111005
CEAG Crouse-Hinds | 51531 | MADEIN |  |  | DE
CEAG Crouse-Hinds | 51532 | CODEREF |  |  | 13042211005
CEAG Crouse-Hinds | 51532 | MADEIN |  |  | DE
CEAG Crouse-Hinds | 51533 | CODEREF |  |  | 13042311005
CEAG Crouse-Hinds | 51533 | MADEIN |  |  | DE
CEAG Crouse-Hinds | 51534 | CODEREF |  |  | 13042411005
CEAG Crouse-Hinds | 51534 | MADEIN |  |  | DE
CEAG Crouse-Hinds | 51535 | CODEREF |  |  | 13042511005
CEAG Crouse-Hinds | 51535 | MADEIN |  |  | DE
CEAG Crouse-Hinds | 51536 | CODEREF |  |  | 13042611005
CEAG Crouse-Hinds | 51536 | MADEIN |  |  | DE
CEAG Crouse-Hinds | 51551 | CODEREF |  |  | 23042000003
CEAG Crouse-Hinds | 51551 | MADEIN |  |  | DE
CEAG Crouse-Hinds | 51552 | CODEREF |  |  | 23042000004
CEAG Crouse-Hinds | 51552 | MADEIN |  |  | DE
CEAG Crouse-Hinds | 51553 | CODEREF |  |  | 23042000005
CEAG Crouse-Hinds | 51553 | MADEIN |  |  | DE
CEAG Crouse-Hinds | 51554 | CODEREF |  |  | 23042000006
CEAG Crouse-Hinds | 51554 | MADEIN |  |  | DE
CEAG Crouse-Hinds | 51555 | CODEREF |  |  | 23042000007
CEAG Crouse-Hinds | 51555 | MADEIN |  |  | DE
CEAG Crouse-Hinds | 51556 | CODEREF |  |  | 23042000008
CEAG Crouse-Hinds | 51556 | MADEIN |  |  | DE
CEAG Crouse-Hinds | 51570 | CODEREF |  |  | GHG9601941R0031
CEAG Crouse-Hinds | 51570 | MADEIN |  |  | DE
CEAG Crouse-Hinds | 51571 | CODEREF |  |  | GHG9601941R0032
CEAG Crouse-Hinds | 51571 | MADEIN |  |  | DE
CEAG Crouse-Hinds | 51572 | CODEREF |  |  | GHG9601941R0033
CEAG Crouse-Hinds | 51572 | MADEIN |  |  | DE
CEAG Crouse-Hinds | 51573 | CODEREF |  |  | GHG9601941R0034
CEAG Crouse-Hinds | 51573 | MADEIN |  |  | DE
CEAG Crouse-Hinds | 51574 | CODEREF |  |  | GHG9601941R0035
CEAG Crouse-Hinds | 51574 | MADEIN |  |  | DE
CEAG Crouse-Hinds | 51575 | CODEREF |  |  | GHG9601941R0036
CEAG Crouse-Hinds | 51575 | MADEIN |  |  | DE
CEAG Crouse-Hinds | 51576 | CODEREF |  |  | GHG9601941R0037
CEAG Crouse-Hinds | 51576 | MADEIN |  |  | DE
CEAG Crouse-Hinds | 51577 | CODEREF |  |  | GHG9601941R0038
CEAG Crouse-Hinds | 51577 | MADEIN |  |  | DE
CEAG Crouse-Hinds | 51581 | CODEREF |  |  | GHG2736000R0014
CEAG Crouse-Hinds | 51581 | MADEIN |  |  | RO
CEAG Crouse-Hinds | 51582 | CODEREF |  |  | GHG2734000R0007
CEAG Crouse-Hinds | 51582 | MADEIN |  |  | RO
CEAG Crouse-Hinds | 51583 | CODEREF |  |  | GHG4101906R0005
CEAG Crouse-Hinds | 51583 | MADEIN |  |  | DE
CEAG Crouse-Hinds | 51587 | CODEREF |  |  | NOR000115110256
CEAG Crouse-Hinds | 51587 | MADEIN |  |  | ES
CEAG Crouse-Hinds | 51590 | CODEREF |  |  | NOR000005129027
CEAG Crouse-Hinds | 51590 | MADEIN |  |  | ES
CEAG Crouse-Hinds | 51704 | CODEREF |  |  | HL43LED0460-1250
CEAG Crouse-Hinds | 51704 | MADEIN |  |  | CH
CEAG Crouse-Hinds | 51705 | CODEREF |  |  | HL43LED0460-100265
CEAG Crouse-Hinds | 51705 | MADEIN |  |  | CH
CEAG Crouse-Hinds | 51708 | CODEREF |  |  | 71-19026-000
CEAG Crouse-Hinds | 51708 | MADEIN |  |  | CH
CEAG Crouse-Hinds | 51709 | CODEREF |  |  | 71-19018-000
CEAG Crouse-Hinds | 51709 | MADEIN |  |  | CH
CEAG Crouse-Hinds | 51716 | CODEREF |  |  | TL50LED0423-1250
CEAG Crouse-Hinds | 51716 | MADEIN |  |  | CH
CEAG Crouse-Hinds | 51717 | CODEREF |  |  | TL50LED0423-100265
CEAG Crouse-Hinds | 51717 | MADEIN |  |  | CH
CEAG Crouse-Hinds | 51718 | CODEREF |  |  | TL60LED0870-1250
CEAG Crouse-Hinds | 51718 | MADEIN |  |  | CH
CEAG Crouse-Hinds | 51719 | CODEREF |  |  | TL60LED0870-100265
CEAG Crouse-Hinds | 51719 | MADEIN |  |  | CH
CEAG Crouse-Hinds | 51720 | CODEREF |  |  | TL60LED1175-1250
CEAG Crouse-Hinds | 51720 | MADEIN |  |  | CH
CEAG Crouse-Hinds | 51721 | CODEREF |  |  | TL60LED1175-100265
CEAG Crouse-Hinds | 51721 | MADEIN |  |  | CH
CEAG Crouse-Hinds | 51730 | CODEREF |  |  | 71-19022-000
CEAG Crouse-Hinds | 51730 | MADEIN |  |  | CH
CEAG Crouse-Hinds | 51731 | CODEREF |  |  | 71-19027-000
CEAG Crouse-Hinds | 51731 | MADEIN |  |  | CH
CEAG Crouse-Hinds | 51732 | CODEREF |  |  | 77-60951-901
CEAG Crouse-Hinds | 51732 | MADEIN |  |  | CH
CEAG Crouse-Hinds | 51733 | CODEREF |  |  | 77-70951-901
CEAG Crouse-Hinds | 51733 | MADEIN |  |  | CH
CEAG Crouse-Hinds | 51741 | CODEREF |  |  | GHG7211052R2529
CEAG Crouse-Hinds | 51741 | MADEIN |  |  | FR
CEAG Crouse-Hinds | 51742 | CODEREF |  |  | GHG7211052R2530
CEAG Crouse-Hinds | 51742 | MADEIN |  |  | FR
CEAG Crouse-Hinds | 51743 | CODEREF |  |  | GHG7211052R2531
CEAG Crouse-Hinds | 51743 | MADEIN |  |  | FR
CEAG Crouse-Hinds | 51744 | CODEREF |  |  | GHG7211052R2532
CEAG Crouse-Hinds | 51744 | MADEIN |  |  | FR
CEAG Crouse-Hinds | 51745 | CODEREF |  |  | GHG7460352R0002
CEAG Crouse-Hinds | 51745 | MADEIN |  |  | FR
CEAG Crouse-Hinds | 51746 | CODEREF |  |  | GHG7460352R0003
CEAG Crouse-Hinds | 51746 | MADEIN |  |  | FR
CEAG Crouse-Hinds | 51747 | CODEREF |  |  | GHG7211052R2533
CEAG Crouse-Hinds | 51747 | MADEIN |  |  | FR
CEAG Crouse-Hinds | 51748 | CODEREF |  |  | GHG7211052R2534
CEAG Crouse-Hinds | 51748 | MADEIN |  |  | FR
CEAG Crouse-Hinds | 51749 | CODEREF |  |  | GHG7211052R2535
CEAG Crouse-Hinds | 51749 | MADEIN |  |  | FR
CEAG Crouse-Hinds | 51750 | CODEREF |  |  | GHG7211052R2536
CEAG Crouse-Hinds | 51750 | MADEIN |  |  | FR
CEAG Crouse-Hinds | 51751 | CODEREF |  |  | GHG7460352R0004
CEAG Crouse-Hinds | 51751 | MADEIN |  |  | FR
CEAG Crouse-Hinds | 51752 | CODEREF |  |  | GHG7460352R0005
CEAG Crouse-Hinds | 51752 | MADEIN |  |  | FR
CEAG Crouse-Hinds | 51753 | CODEREF |  |  | GHG7211052R2537
CEAG Crouse-Hinds | 51753 | MADEIN |  |  | FR
CEAG Crouse-Hinds | 51754 | CODEREF |  |  | GHG7211052R2538
CEAG Crouse-Hinds | 51754 | MADEIN |  |  | FR
CEAG Crouse-Hinds | 51755 | CODEREF |  |  | GHG7211052R2539
CEAG Crouse-Hinds | 51755 | MADEIN |  |  | FR
CEAG Crouse-Hinds | 51756 | CODEREF |  |  | GHG7211052R2540
CEAG Crouse-Hinds | 51756 | MADEIN |  |  | FR
CEAG Crouse-Hinds | 51757 | CODEREF |  |  | GHG7460352R0006
CEAG Crouse-Hinds | 51757 | MADEIN |  |  | FR
CEAG Crouse-Hinds | 51758 | CODEREF |  |  | GHG7211052R2541
CEAG Crouse-Hinds | 51758 | MADEIN |  |  | FR
CEAG Crouse-Hinds | 51759 | CODEREF |  |  | GHG7211052R2542
CEAG Crouse-Hinds | 51759 | MADEIN |  |  | FR
CEAG Crouse-Hinds | 51760 | CODEREF |  |  | GHG7211052R2543
CEAG Crouse-Hinds | 51760 | MADEIN |  |  | FR
CEAG Crouse-Hinds | 51761 | CODEREF |  |  | GHG7211052R2544
CEAG Crouse-Hinds | 51761 | MADEIN |  |  | FR
CEAG Crouse-Hinds | 51762 | CODEREF |  |  | GHG7460352R0007
CEAG Crouse-Hinds | 51762 | MADEIN |  |  | FR
CEAG Crouse-Hinds | 51763 | CODEREF |  |  | GHG7460352R0008
CEAG Crouse-Hinds | 51763 | MADEIN |  |  | FR
CEAG Crouse-Hinds | 51764 | CODEREF |  |  | GHG7211052R2545
CEAG Crouse-Hinds | 51764 | MADEIN |  |  | FR
CEAG Crouse-Hinds | 51765 | CODEREF |  |  | GHG7211052R2546
CEAG Crouse-Hinds | 51765 | MADEIN |  |  | FR
CEAG Crouse-Hinds | 51766 | CODEREF |  |  | GHG7211052R2547
CEAG Crouse-Hinds | 51766 | MADEIN |  |  | FR
CEAG Crouse-Hinds | 51767 | CODEREF |  |  | GHG7211052R2548
CEAG Crouse-Hinds | 51767 | MADEIN |  |  | FR
CEAG Crouse-Hinds | 51768 | CODEREF |  |  | GHG7460352R0009
CEAG Crouse-Hinds | 51768 | MADEIN |  |  | FR
CEAG Crouse-Hinds | 51769 | CODEREF |  |  | GHG7460352R0010
CEAG Crouse-Hinds | 51769 | MADEIN |  |  | FR
CEAG Crouse-Hinds | 51770 | CODEREF |  |  | GHG7211052R2549
CEAG Crouse-Hinds | 51770 | MADEIN |  |  | FR
CEAG Crouse-Hinds | 51771 | CODEREF |  |  | GHG7211052R2550
CEAG Crouse-Hinds | 51771 | MADEIN |  |  | FR
CEAG Crouse-Hinds | 51772 | CODEREF |  |  | GHG7211052R2551
CEAG Crouse-Hinds | 51772 | MADEIN |  |  | FR
CEAG Crouse-Hinds | 51773 | CODEREF |  |  | GHG7211052R2552
CEAG Crouse-Hinds | 51773 | MADEIN |  |  | FR
CEAG Crouse-Hinds | 51774 | CODEREF |  |  | GHG7460352R0011
CEAG Crouse-Hinds | 51774 | MADEIN |  |  | FR
CEAG Crouse-Hinds | 51819 | CODEREF |  |  | 12191011104
CEAG Crouse-Hinds | 51819 | MADEIN |  |  | DE
CEAG Crouse-Hinds | 51820 | CODEREF |  |  | 12193030021
CEAG Crouse-Hinds | 51820 | MADEIN |  |  | DE
CEAG Crouse-Hinds | 51821 | CODEREF |  |  | 12193030022
CEAG Crouse-Hinds | 51821 | MADEIN |  |  | DE
CEAG Crouse-Hinds | 51822 | CODEREF |  |  | 12193030023
CEAG Crouse-Hinds | 51822 | MADEIN |  |  | DE
CEAG Crouse-Hinds | 51823 | CODEREF |  |  | 12193030004
CEAG Crouse-Hinds | 51823 | MADEIN |  |  | DE
CEAG Crouse-Hinds | 51824 | CODEREF |  |  | 12191031121
CEAG Crouse-Hinds | 51824 | MADEIN |  |  | DE
CEAG Crouse-Hinds | 51825 | CODEREF |  |  | 12191031122
CEAG Crouse-Hinds | 51825 | MADEIN |  |  | DE
CEAG Crouse-Hinds | 51826 | CODEREF |  |  | 12191031123
CEAG Crouse-Hinds | 51826 | MADEIN |  |  | DE
CEAG Crouse-Hinds | 51827 | CODEREF |  |  | 12191031104
CEAG Crouse-Hinds | 51827 | MADEIN |  |  | DE
CEAG Crouse-Hinds | 51828 | CODEREF |  |  | 12191030121
CEAG Crouse-Hinds | 51828 | MADEIN |  |  | DE
CEAG Crouse-Hinds | 51829 | CODEREF |  |  | 12191030122
CEAG Crouse-Hinds | 51829 | MADEIN |  |  | DE
CEAG Crouse-Hinds | 51830 | CODEREF |  |  | 12191030123
CEAG Crouse-Hinds | 51830 | MADEIN |  |  | DE
CEAG Crouse-Hinds | 51831 | CODEREF |  |  | 12191030104
CEAG Crouse-Hinds | 51831 | MADEIN |  |  | DE
CEAG Crouse-Hinds | 51832 | CODEREF |  |  | GHG4101907R0002
CEAG Crouse-Hinds | 51832 | MADEIN |  |  | DE
CEAG Crouse-Hinds | 51848 | CODEREF |  |  | 11360000006
CEAG Crouse-Hinds | 51848 | MADEIN |  |  | RO
CEAG Crouse-Hinds | 51852 | CODEREF |  |  | 22218602000
CEAG Crouse-Hinds | 51852 | MADEIN |  |  | DE
CEAG Crouse-Hinds | 51854 | CODEREF |  |  | NOR000005140700
CEAG Crouse-Hinds | 51854 | MADEIN |  |  | ES
CEAG Crouse-Hinds | 51855 | CODEREF |  |  | NOR000005140809
CEAG Crouse-Hinds | 51855 | MADEIN |  |  | ES
CEAG Crouse-Hinds | 51856 | CODEREF |  |  | NOR000005140776
CEAG Crouse-Hinds | 51856 | MADEIN |  |  | ES
CEAG Crouse-Hinds | 51858 | CODEREF |  |  | NOR000000514531
CEAG Crouse-Hinds | 51858 | MADEIN |  |  | ES
CEAG Crouse-Hinds | 51859 | CODEREF |  |  | NOR000005120123
CEAG Crouse-Hinds | 51859 | MADEIN |  |  | ES
CEAG Crouse-Hinds | 51860 | CODEREF |  |  | 22832536902
CEAG Crouse-Hinds | 51860 | MADEIN |  |  | DE
CEAG Crouse-Hinds | 51861 | CODEREF |  |  | 12191020021
CEAG Crouse-Hinds | 51861 | MADEIN |  |  | DE
CEAG Crouse-Hinds | 51862 | CODEREF |  |  | 12191020022
CEAG Crouse-Hinds | 51862 | MADEIN |  |  | DE
CEAG Crouse-Hinds | 51863 | CODEREF |  |  | 12191020023
CEAG Crouse-Hinds | 51863 | MADEIN |  |  | DE
CEAG Crouse-Hinds | 51864 | CODEREF |  |  | 12191020004
CEAG Crouse-Hinds | 51864 | MADEIN |  |  | DE
CEAG Crouse-Hinds | 51865 | CODEREF |  |  | 12191024021
CEAG Crouse-Hinds | 51865 | MADEIN |  |  | DE
CEAG Crouse-Hinds | 51866 | CODEREF |  |  | 12191024022
CEAG Crouse-Hinds | 51866 | MADEIN |  |  | DE
CEAG Crouse-Hinds | 51867 | CODEREF |  |  | 12191024023
CEAG Crouse-Hinds | 51867 | MADEIN |  |  | DE
CEAG Crouse-Hinds | 51868 | CODEREF |  |  | 12191024004
CEAG Crouse-Hinds | 51868 | MADEIN |  |  | DE
CEAG Crouse-Hinds | 51870 | CODEREF |  |  | 12191031021
CEAG Crouse-Hinds | 51870 | MADEIN |  |  | DE
CEAG Crouse-Hinds | 51871 | CODEREF |  |  | 12191031022
CEAG Crouse-Hinds | 51871 | MADEIN |  |  | DE
CEAG Crouse-Hinds | 51872 | CODEREF |  |  | 12191031023
CEAG Crouse-Hinds | 51872 | MADEIN |  |  | DE
CEAG Crouse-Hinds | 51873 | CODEREF |  |  | 12191031004
CEAG Crouse-Hinds | 51873 | MADEIN |  |  | DE
CEAG Crouse-Hinds | 51874 | CODEREF |  |  | 12191011021
CEAG Crouse-Hinds | 51874 | MADEIN |  |  | DE
CEAG Crouse-Hinds | 51875 | CODEREF |  |  | 12191011022
CEAG Crouse-Hinds | 51875 | MADEIN |  |  | DE
CEAG Crouse-Hinds | 51876 | CODEREF |  |  | 12191011023
CEAG Crouse-Hinds | 51876 | MADEIN |  |  | DE
CEAG Crouse-Hinds | 51877 | CODEREF |  |  | 12191011004
CEAG Crouse-Hinds | 51877 | MADEIN |  |  | DE
CEAG Crouse-Hinds | 51878 | CODEREF |  |  | 11147000820
CEAG Crouse-Hinds | 51878 | MADEIN |  |  | DE
CEAG Crouse-Hinds | 51879 | CODEREF |  |  | 11147000810
CEAG Crouse-Hinds | 51879 | MADEIN |  |  | DE
CEAG Crouse-Hinds | 51885 | CODEREF |  |  | NOR000005140906
CEAG Crouse-Hinds | 51885 | MADEIN |  |  | ES
CEAG Crouse-Hinds | 51888 | CODEREF |  |  | NOR000005140031
CEAG Crouse-Hinds | 51888 | MADEIN |  |  | ES
CEAG Crouse-Hinds | 51890 | CODEREF |  |  | GHG4188170R0052
CEAG Crouse-Hinds | 51890 | MADEIN |  |  | DE
CEAG Crouse-Hinds | 51891 | CODEREF |  |  | 12191030021
CEAG Crouse-Hinds | 51891 | MADEIN |  |  | DE
CEAG Crouse-Hinds | 51892 | CODEREF |  |  | 12191030022
CEAG Crouse-Hinds | 51892 | MADEIN |  |  | DE
CEAG Crouse-Hinds | 51893 | CODEREF |  |  | 12191030023
CEAG Crouse-Hinds | 51893 | MADEIN |  |  | DE
CEAG Crouse-Hinds | 51894 | CODEREF |  |  | 12191030004
CEAG Crouse-Hinds | 51894 | MADEIN |  |  | DE
CEAG Crouse-Hinds | 51895 | CODEREF |  |  | 12191000021
CEAG Crouse-Hinds | 51895 | MADEIN |  |  | DE
CEAG Crouse-Hinds | 51896 | CODEREF |  |  | 12191000022
CEAG Crouse-Hinds | 51896 | MADEIN |  |  | DE
CEAG Crouse-Hinds | 51897 | CODEREF |  |  | 12191000023
CEAG Crouse-Hinds | 51897 | MADEIN |  |  | DE
CEAG Crouse-Hinds | 51898 | CODEREF |  |  | 12191000004
CEAG Crouse-Hinds | 51898 | MADEIN |  |  | DE
CEAG Crouse-Hinds | 51927 | CODEREF |  |  | GHG4101928R0005
CEAG Crouse-Hinds | 51927 | MADEIN |  |  | CZ
CEAG Crouse-Hinds | 51950 | CODEREF |  |  | GHG9310003R0011
CEAG Crouse-Hinds | 51950 | MADEIN |  |  | DE
CEAG Crouse-Hinds | 51951 | CODEREF |  |  | GHG9310003R0012
CEAG Crouse-Hinds | 51951 | MADEIN |  |  | DE
CEAG Crouse-Hinds | 51952 | CODEREF |  |  | GHG9310003R0013
CEAG Crouse-Hinds | 51952 | MADEIN |  |  | DE
CEAG Crouse-Hinds | 51953 | CODEREF |  |  | GHG9310003R0021
CEAG Crouse-Hinds | 51953 | MADEIN |  |  | DE
CEAG Crouse-Hinds | 51954 | CODEREF |  |  | GHG9310003R0022
CEAG Crouse-Hinds | 51954 | MADEIN |  |  | DE
CEAG Crouse-Hinds | 51955 | CODEREF |  |  | GHG9310003R0023
CEAG Crouse-Hinds | 51955 | MADEIN |  |  | DE
CEAG Crouse-Hinds | 52017 | CODEREF |  |  | GHG2620016R0004
CEAG Crouse-Hinds | 52017 | MADEIN |  |  | DE
CEAG Crouse-Hinds | 52018 | CODEREF |  |  | GHG2620016R0005
CEAG Crouse-Hinds | 52018 | MADEIN |  |  | DE
CEAG Crouse-Hinds | 52019 | CODEREF |  |  | GHG2620016R0001
CEAG Crouse-Hinds | 52019 | MADEIN |  |  | DE
CEAG Crouse-Hinds | 52020 | CODEREF |  |  | GHG2620016R0002
CEAG Crouse-Hinds | 52020 | MADEIN |  |  | DE
CEAG Crouse-Hinds | 52021 | CODEREF |  |  | GHG2620016R0003
CEAG Crouse-Hinds | 52021 | MADEIN |  |  | DE
CEAG Crouse-Hinds | 52022 | CODEREF |  |  | GHG2630048R0005
CEAG Crouse-Hinds | 52022 | MADEIN |  |  | DE
CEAG Crouse-Hinds | 52023 | CODEREF |  |  | GHG2630048R0006
CEAG Crouse-Hinds | 52023 | MADEIN |  |  | DE
CEAG Crouse-Hinds | 52024 | CODEREF |  |  | GHG2630048R0002
CEAG Crouse-Hinds | 52024 | MADEIN |  |  | DE
CEAG Crouse-Hinds | 52025 | CODEREF |  |  | GHG2630048R0003
CEAG Crouse-Hinds | 52025 | MADEIN |  |  | DE
CEAG Crouse-Hinds | 52026 | CODEREF |  |  | GHG2630048R0004
CEAG Crouse-Hinds | 52026 | MADEIN |  |  | DE
CEAG Crouse-Hinds | 52027 | CODEREF |  |  | GHG2640019R0003
CEAG Crouse-Hinds | 52027 | MADEIN |  |  | DE
CEAG Crouse-Hinds | 52035 | CODEREF |  |  | AB052512210301
CEAG Crouse-Hinds | 52035 | MADEIN |  |  | RO
CEAG Crouse-Hinds | 52040 | CODEREF |  |  | 22480520001
CEAG Crouse-Hinds | 52040 | MADEIN |  |  | DE
CEAG Crouse-Hinds | 52041 | CODEREF |  |  | 22480520002
CEAG Crouse-Hinds | 52041 | MADEIN |  |  | DE
CEAG Crouse-Hinds | 52042 | CODEREF |  |  | 22480520003
CEAG Crouse-Hinds | 52042 | MADEIN |  |  | DE
CEAG Crouse-Hinds | 52043 | CODEREF |  |  | 22480520004
CEAG Crouse-Hinds | 52043 | MADEIN |  |  | DE
CEAG Crouse-Hinds | 52044 | CODEREF |  |  | 22480520005
CEAG Crouse-Hinds | 52044 | MADEIN |  |  | DE
CEAG Crouse-Hinds | 52045 | CODEREF |  |  | 22480520006
CEAG Crouse-Hinds | 52045 | MADEIN |  |  | DE
CEAG Crouse-Hinds | 52046 | CODEREF |  |  | 22480520007
CEAG Crouse-Hinds | 52046 | MADEIN |  |  | DE
CEAG Crouse-Hinds | 52047 | CODEREF |  |  | 22480520008
CEAG Crouse-Hinds | 52047 | MADEIN |  |  | DE
CEAG Crouse-Hinds | 52048 | CODEREF |  |  | 22480520009
CEAG Crouse-Hinds | 52048 | MADEIN |  |  | DE
CEAG Crouse-Hinds | 52049 | CODEREF |  |  | 22480530001
CEAG Crouse-Hinds | 52049 | MADEIN |  |  | DE
CEAG Crouse-Hinds | 52050 | CODEREF |  |  | 22480530002
CEAG Crouse-Hinds | 52050 | MADEIN |  |  | DE
CEAG Crouse-Hinds | 52051 | CODEREF |  |  | 22480530003
CEAG Crouse-Hinds | 52051 | MADEIN |  |  | DE
CEAG Crouse-Hinds | 52052 | CODEREF |  |  | 22480540001
CEAG Crouse-Hinds | 52052 | MADEIN |  |  | DE
CEAG Crouse-Hinds | 52053 | CODEREF |  |  | 22480540002
CEAG Crouse-Hinds | 52053 | MADEIN |  |  | DE
CEAG Crouse-Hinds | 52054 | CODEREF |  |  | 22480550001
CEAG Crouse-Hinds | 52054 | MADEIN |  |  | DE
CEAG Crouse-Hinds | 52055 | CODEREF |  |  | 22480550002
CEAG Crouse-Hinds | 52055 | MADEIN |  |  | DE
CEAG Crouse-Hinds | 52056 | CODEREF |  |  | 22480550003
CEAG Crouse-Hinds | 52056 | MADEIN |  |  | DE
CEAG Crouse-Hinds | 52057 | CODEREF |  |  | 22480550004
CEAG Crouse-Hinds | 52057 | MADEIN |  |  | DE
CEAG Crouse-Hinds | 52058 | CODEREF |  |  | 22480550010
CEAG Crouse-Hinds | 52058 | MADEIN |  |  | DE
CEAG Crouse-Hinds | 52059 | CODEREF |  |  | 22480550011
CEAG Crouse-Hinds | 52059 | MADEIN |  |  | DE
CEAG Crouse-Hinds | 52060 | CODEREF |  |  | 22480550012
CEAG Crouse-Hinds | 52060 | MADEIN |  |  | DE
CEAG Crouse-Hinds | 52061 | CODEREF |  |  | 22480550013
CEAG Crouse-Hinds | 52061 | MADEIN |  |  | DE
CEAG Crouse-Hinds | 52062 | CODEREF |  |  | 22480550014
CEAG Crouse-Hinds | 52062 | MADEIN |  |  | DE
CEAG Crouse-Hinds | 52063 | CODEREF |  |  | 22480550015
CEAG Crouse-Hinds | 52063 | MADEIN |  |  | DE
CEAG Crouse-Hinds | 52064 | CODEREF |  |  | 22480550016
CEAG Crouse-Hinds | 52064 | MADEIN |  |  | DE
CEAG Crouse-Hinds | 52065 | CODEREF |  |  | 22480550115
CEAG Crouse-Hinds | 52065 | MADEIN |  |  | DE
CEAG Crouse-Hinds | 52066 | CODEREF |  |  | 22480550007
CEAG Crouse-Hinds | 52066 | MADEIN |  |  | DE
CEAG Crouse-Hinds | 52067 | CODEREF |  |  | 22480550005
CEAG Crouse-Hinds | 52067 | MADEIN |  |  | DE
CEAG Crouse-Hinds | 52068 | CODEREF |  |  | 22480550006
CEAG Crouse-Hinds | 52068 | MADEIN |  |  | DE
CEAG Crouse-Hinds | 52100 | CODEREF |  |  | GHG9810048R1211
CEAG Crouse-Hinds | 52100 | MADEIN |  |  | DE
CEAG Crouse-Hinds | 52101 | CODEREF |  |  | GHG9810048R1212
CEAG Crouse-Hinds | 52101 | MADEIN |  |  | DE
CEAG Crouse-Hinds | 52102 | CODEREF |  |  | GHG9810048R1213
CEAG Crouse-Hinds | 52102 | MADEIN |  |  | DE
CEAG Crouse-Hinds | 52103 | CODEREF |  |  | GHG9810048R1221
CEAG Crouse-Hinds | 52103 | MADEIN |  |  | DE
CEAG Crouse-Hinds | 52104 | CODEREF |  |  | GHG9810048R1222
CEAG Crouse-Hinds | 52104 | MADEIN |  |  | DE
CEAG Crouse-Hinds | 52105 | CODEREF |  |  | GHG9810048R1223
CEAG Crouse-Hinds | 52105 | MADEIN |  |  | DE
CEAG Crouse-Hinds | 52106 | CODEREF |  |  | GHG9810048R1231
CEAG Crouse-Hinds | 52106 | MADEIN |  |  | DE
CEAG Crouse-Hinds | 52107 | CODEREF |  |  | GHG9810048R1232
CEAG Crouse-Hinds | 52107 | MADEIN |  |  | DE
CEAG Crouse-Hinds | 52108 | CODEREF |  |  | GHG9810048R1233
CEAG Crouse-Hinds | 52108 | MADEIN |  |  | DE
CEAG Crouse-Hinds | 52121 | CODEREF |  |  | GHG9810048R1241
CEAG Crouse-Hinds | 52121 | MADEIN |  |  | DE
CEAG Crouse-Hinds | 52122 | CODEREF |  |  | GHG9810048R1242
CEAG Crouse-Hinds | 52122 | MADEIN |  |  | DE
CEAG Crouse-Hinds | 52200 | CODEREF |  |  | GHG9810048R1311
CEAG Crouse-Hinds | 52200 | MADEIN |  |  | DE
CEAG Crouse-Hinds | 52202 | CODEREF |  |  | GHG9601959R0002
CEAG Crouse-Hinds | 52202 | MADEIN |  |  | TR
CEAG Crouse-Hinds | 52203 | CODEREF |  |  | GHG9601959R0003
CEAG Crouse-Hinds | 52203 | MADEIN |  |  | TR
CEAG Crouse-Hinds | 52204 | CODEREF |  |  | GHG9601959R0004
CEAG Crouse-Hinds | 52204 | MADEIN |  |  | TR
CEAG Crouse-Hinds | 52205 | CODEREF |  |  | GHG9601959R0009
CEAG Crouse-Hinds | 52205 | MADEIN |  |  | TR
CEAG Crouse-Hinds | 52206 | CODEREF |  |  | GHG9601959R0005
CEAG Crouse-Hinds | 52206 | MADEIN |  |  | TR
CEAG Crouse-Hinds | 52208 | CODEREF |  |  | GHG9601959R0022
CEAG Crouse-Hinds | 52208 | MADEIN |  |  | TR
CEAG Crouse-Hinds | 52209 | CODEREF |  |  | GHG9601959R0023
CEAG Crouse-Hinds | 52209 | MADEIN |  |  | TR
CEAG Crouse-Hinds | 52210 | CODEREF |  |  | GHG9601959R0024
CEAG Crouse-Hinds | 52210 | MADEIN |  |  | TR
CEAG Crouse-Hinds | 52211 | CODEREF |  |  | GHG9601959R0029
CEAG Crouse-Hinds | 52211 | MADEIN |  |  | TR
CEAG Crouse-Hinds | 52212 | CODEREF |  |  | GHG9601959R0025
CEAG Crouse-Hinds | 52212 | MADEIN |  |  | TR
CEAG Crouse-Hinds | 52213 | CODEREF |  |  | GHG9601959R0026
CEAG Crouse-Hinds | 52213 | MADEIN |  |  | TR
CEAG Crouse-Hinds | 52214 | CODEREF |  |  | GHG9601959R0027
CEAG Crouse-Hinds | 52214 | MADEIN |  |  | TR
CEAG Crouse-Hinds | 52215 | CODEREF |  |  | GHG9601959R0028
CEAG Crouse-Hinds | 52215 | MADEIN |  |  | TR
CEAG Crouse-Hinds | 52217 | CODEREF |  |  | GHG9601959R0102
CEAG Crouse-Hinds | 52217 | MADEIN |  |  | TR
CEAG Crouse-Hinds | 52218 | CODEREF |  |  | GHG9601959R0103
CEAG Crouse-Hinds | 52218 | MADEIN |  |  | TR
CEAG Crouse-Hinds | 52219 | CODEREF |  |  | GHG9601959R0104
CEAG Crouse-Hinds | 52219 | MADEIN |  |  | TR
CEAG Crouse-Hinds | 52220 | CODEREF |  |  | GHG9601959R0109
CEAG Crouse-Hinds | 52220 | MADEIN |  |  | TR
CEAG Crouse-Hinds | 52221 | CODEREF |  |  | GHG9601959R0105
CEAG Crouse-Hinds | 52221 | MADEIN |  |  | TR
CEAG Crouse-Hinds | 52223 | CODEREF |  |  | GHG9601959R0122
CEAG Crouse-Hinds | 52223 | MADEIN |  |  | TR
CEAG Crouse-Hinds | 52224 | CODEREF |  |  | GHG9601959R0123
CEAG Crouse-Hinds | 52224 | MADEIN |  |  | TR
CEAG Crouse-Hinds | 52225 | CODEREF |  |  | GHG9601959R0124
CEAG Crouse-Hinds | 52225 | MADEIN |  |  | TR
CEAG Crouse-Hinds | 52226 | CODEREF |  |  | GHG9601959R0129
CEAG Crouse-Hinds | 52226 | MADEIN |  |  | TR
CEAG Crouse-Hinds | 52227 | CODEREF |  |  | GHG9601959R0125
CEAG Crouse-Hinds | 52227 | MADEIN |  |  | TR
CEAG Crouse-Hinds | 52228 | CODEREF |  |  | GHG9601959R0126
CEAG Crouse-Hinds | 52228 | MADEIN |  |  | TR
CEAG Crouse-Hinds | 52229 | CODEREF |  |  | GHG9601959R0127
CEAG Crouse-Hinds | 52229 | MADEIN |  |  | TR
CEAG Crouse-Hinds | 52230 | CODEREF |  |  | GHG9601959R0128
CEAG Crouse-Hinds | 52230 | MADEIN |  |  | TR
CEAG Crouse-Hinds | 52232 | CODEREF |  |  | GHG9601948R0002
CEAG Crouse-Hinds | 52232 | MADEIN |  |  | TR
CEAG Crouse-Hinds | 52233 | CODEREF |  |  | GHG9601948R0003
CEAG Crouse-Hinds | 52233 | MADEIN |  |  | TR
CEAG Crouse-Hinds | 52234 | CODEREF |  |  | GHG9601948R0004
CEAG Crouse-Hinds | 52234 | MADEIN |  |  | TR
CEAG Crouse-Hinds | 52235 | CODEREF |  |  | GHG9601948R0005
CEAG Crouse-Hinds | 52235 | MADEIN |  |  | TR
CEAG Crouse-Hinds | 52236 | CODEREF |  |  | GHG9601948R0006
CEAG Crouse-Hinds | 52236 | MADEIN |  |  | TR
CEAG Crouse-Hinds | 52237 | CODEREF |  |  | GHG9601948R0007
CEAG Crouse-Hinds | 52237 | MADEIN |  |  | TR
CEAG Crouse-Hinds | 52238 | CODEREF |  |  | GHG9601948R0008
CEAG Crouse-Hinds | 52238 | MADEIN |  |  | TR
CEAG Crouse-Hinds | 52300 | CODEREF |  |  | 12300120101
CEAG Crouse-Hinds | 52300 | MADEIN |  |  | RO
CEAG Crouse-Hinds | 52301 | CODEREF |  |  | 12300120103
CEAG Crouse-Hinds | 52301 | MADEIN |  |  | RO
CEAG Crouse-Hinds | 52302 | CODEREF |  |  | 12300120109
CEAG Crouse-Hinds | 52302 | MADEIN |  |  | RO
CEAG Crouse-Hinds | 52303 | CODEREF |  |  | 12300120111
CEAG Crouse-Hinds | 52303 | MADEIN |  |  | RO
CEAG Crouse-Hinds | 52304 | CODEREF |  |  | 12300140101
CEAG Crouse-Hinds | 52304 | MADEIN |  |  | RO
CEAG Crouse-Hinds | 52305 | CODEREF |  |  | 12300140103
CEAG Crouse-Hinds | 52305 | MADEIN |  |  | RO
CEAG Crouse-Hinds | 52306 | CODEREF |  |  | 12300140109
CEAG Crouse-Hinds | 52306 | MADEIN |  |  | RO
CEAG Crouse-Hinds | 52307 | CODEREF |  |  | 12300140111
CEAG Crouse-Hinds | 52307 | MADEIN |  |  | RO
CEAG Crouse-Hinds | 52308 | CODEREF |  |  | 12300170101
CEAG Crouse-Hinds | 52308 | MADEIN |  |  | RO
CEAG Crouse-Hinds | 52309 | CODEREF |  |  | 12300170103
CEAG Crouse-Hinds | 52309 | MADEIN |  |  | RO
CEAG Crouse-Hinds | 52310 | CODEREF |  |  | 12300170109
CEAG Crouse-Hinds | 52310 | MADEIN |  |  | RO
CEAG Crouse-Hinds | 52311 | CODEREF |  |  | 12300170111
CEAG Crouse-Hinds | 52311 | MADEIN |  |  | RO
CEAG Crouse-Hinds | 52312 | CODEREF |  |  | 12300125101
CEAG Crouse-Hinds | 52312 | MADEIN |  |  | RO
CEAG Crouse-Hinds | 52313 | CODEREF |  |  | 12300125103
CEAG Crouse-Hinds | 52313 | MADEIN |  |  | RO
CEAG Crouse-Hinds | 52314 | CODEREF |  |  | 12300125109
CEAG Crouse-Hinds | 52314 | MADEIN |  |  | RO
CEAG Crouse-Hinds | 52315 | CODEREF |  |  | 12300125111
CEAG Crouse-Hinds | 52315 | MADEIN |  |  | RO
CEAG Crouse-Hinds | 52316 | CODEREF |  |  | 12300145101
CEAG Crouse-Hinds | 52316 | MADEIN |  |  | RO
CEAG Crouse-Hinds | 52317 | CODEREF |  |  | 12300145103
CEAG Crouse-Hinds | 52317 | MADEIN |  |  | RO
CEAG Crouse-Hinds | 52318 | CODEREF |  |  | 12300145109
CEAG Crouse-Hinds | 52318 | MADEIN |  |  | RO
CEAG Crouse-Hinds | 52319 | CODEREF |  |  | 12300145111
CEAG Crouse-Hinds | 52319 | MADEIN |  |  | RO
CEAG Crouse-Hinds | 52320 | CODEREF |  |  | 12300175101
CEAG Crouse-Hinds | 52320 | MADEIN |  |  | RO
CEAG Crouse-Hinds | 52321 | CODEREF |  |  | 12300175103
CEAG Crouse-Hinds | 52321 | MADEIN |  |  | RO
CEAG Crouse-Hinds | 52322 | CODEREF |  |  | 12300175109
CEAG Crouse-Hinds | 52322 | MADEIN |  |  | RO
CEAG Crouse-Hinds | 52323 | CODEREF |  |  | 12300175111
CEAG Crouse-Hinds | 52323 | MADEIN |  |  | RO
CEAG Crouse-Hinds | 52324 | CODEREF |  |  | 12300190101
CEAG Crouse-Hinds | 52324 | MADEIN |  |  | RO
CEAG Crouse-Hinds | 52325 | CODEREF |  |  | 12300190103
CEAG Crouse-Hinds | 52325 | MADEIN |  |  | RO
CEAG Crouse-Hinds | 52326 | CODEREF |  |  | 12300190109
CEAG Crouse-Hinds | 52326 | MADEIN |  |  | RO
CEAG Crouse-Hinds | 52327 | CODEREF |  |  | 12300190111
CEAG Crouse-Hinds | 52327 | MADEIN |  |  | RO
CEAG Crouse-Hinds | 52328 | CODEREF |  |  | 12300195101
CEAG Crouse-Hinds | 52328 | MADEIN |  |  | RO
CEAG Crouse-Hinds | 52329 | CODEREF |  |  | 12300195103
CEAG Crouse-Hinds | 52329 | MADEIN |  |  | RO
CEAG Crouse-Hinds | 52330 | CODEREF |  |  | 12300195109
CEAG Crouse-Hinds | 52330 | MADEIN |  |  | RO
CEAG Crouse-Hinds | 52331 | CODEREF |  |  | 12300195111
CEAG Crouse-Hinds | 52331 | MADEIN |  |  | RO
CEAG Crouse-Hinds | 52332 | CODEREF |  |  | 12320120101
CEAG Crouse-Hinds | 52332 | MADEIN |  |  | RO
CEAG Crouse-Hinds | 52333 | CODEREF |  |  | 12320120103
CEAG Crouse-Hinds | 52333 | MADEIN |  |  | RO
CEAG Crouse-Hinds | 52334 | CODEREF |  |  | 12320120109
CEAG Crouse-Hinds | 52334 | MADEIN |  |  | RO
CEAG Crouse-Hinds | 52335 | CODEREF |  |  | 12320120111
CEAG Crouse-Hinds | 52335 | MADEIN |  |  | RO
CEAG Crouse-Hinds | 52336 | CODEREF |  |  | 12320140101
CEAG Crouse-Hinds | 52336 | MADEIN |  |  | RO
CEAG Crouse-Hinds | 52337 | CODEREF |  |  | 12320140103
CEAG Crouse-Hinds | 52337 | MADEIN |  |  | RO
CEAG Crouse-Hinds | 52338 | CODEREF |  |  | 12320140109
CEAG Crouse-Hinds | 52338 | MADEIN |  |  | RO
CEAG Crouse-Hinds | 52339 | CODEREF |  |  | 12320140111
CEAG Crouse-Hinds | 52339 | MADEIN |  |  | RO
CEAG Crouse-Hinds | 52340 | CODEREF |  |  | 12320125101
CEAG Crouse-Hinds | 52340 | MADEIN |  |  | RO
CEAG Crouse-Hinds | 52341 | CODEREF |  |  | 12320125103
CEAG Crouse-Hinds | 52341 | MADEIN |  |  | RO
CEAG Crouse-Hinds | 52342 | CODEREF |  |  | 12320125109
CEAG Crouse-Hinds | 52342 | MADEIN |  |  | RO
CEAG Crouse-Hinds | 52343 | CODEREF |  |  | 12320125111
CEAG Crouse-Hinds | 52343 | MADEIN |  |  | RO
CEAG Crouse-Hinds | 52344 | CODEREF |  |  | 12320145101
CEAG Crouse-Hinds | 52344 | MADEIN |  |  | RO
CEAG Crouse-Hinds | 52345 | CODEREF |  |  | 12320145103
CEAG Crouse-Hinds | 52345 | MADEIN |  |  | RO
CEAG Crouse-Hinds | 52346 | CODEREF |  |  | 12320145109
CEAG Crouse-Hinds | 52346 | MADEIN |  |  | RO
CEAG Crouse-Hinds | 52347 | CODEREF |  |  | 12320145111
CEAG Crouse-Hinds | 52347 | MADEIN |  |  | RO
CEAG Crouse-Hinds | 52348 | CODEREF |  |  | 12310120101
CEAG Crouse-Hinds | 52348 | MADEIN |  |  | RO
CEAG Crouse-Hinds | 52349 | CODEREF |  |  | 12310140101
CEAG Crouse-Hinds | 52349 | MADEIN |  |  | RO
CEAG Crouse-Hinds | 52350 | CODEREF |  |  | 12310170101
CEAG Crouse-Hinds | 52350 | MADEIN |  |  | RO
CEAG Crouse-Hinds | 52351 | CODEREF |  |  | 12310125101
CEAG Crouse-Hinds | 52351 | MADEIN |  |  | RO
CEAG Crouse-Hinds | 52352 | CODEREF |  |  | 12310145101
CEAG Crouse-Hinds | 52352 | MADEIN |  |  | RO
CEAG Crouse-Hinds | 52353 | CODEREF |  |  | 12310175101
CEAG Crouse-Hinds | 52353 | MADEIN |  |  | RO
CEAG Crouse-Hinds | 52354 | CODEREF |  |  | 12302140101
CEAG Crouse-Hinds | 52354 | MADEIN |  |  | DE
CEAG Crouse-Hinds | 52355 | CODEREF |  |  | 12300150101
CEAG Crouse-Hinds | 52355 | MADEIN |  |  | DE
CEAG Crouse-Hinds | 52356 | CODEREF |  |  | 12300150103
CEAG Crouse-Hinds | 52356 | MADEIN |  |  | DE
CEAG Crouse-Hinds | 52357 | CODEREF |  |  | 12300150109
CEAG Crouse-Hinds | 52357 | MADEIN |  |  | DE
CEAG Crouse-Hinds | 52358 | CODEREF |  |  | 12300150111
CEAG Crouse-Hinds | 52358 | MADEIN |  |  | DE
CEAG Crouse-Hinds | 52359 | CODEREF |  |  | 12300155101
CEAG Crouse-Hinds | 52359 | MADEIN |  |  | DE
CEAG Crouse-Hinds | 52360 | CODEREF |  |  | 12300155103
CEAG Crouse-Hinds | 52360 | MADEIN |  |  | DE
CEAG Crouse-Hinds | 52361 | CODEREF |  |  | 12300155109
CEAG Crouse-Hinds | 52361 | MADEIN |  |  | DE
CEAG Crouse-Hinds | 52362 | CODEREF |  |  | 12300155111
CEAG Crouse-Hinds | 52362 | MADEIN |  |  | DE
CEAG Crouse-Hinds | 52367 | CODEREF |  |  | 22300024600
CEAG Crouse-Hinds | 52367 | MADEIN |  |  | RO
CEAG Crouse-Hinds | 52368 | CODEREF |  |  | 22300024650
CEAG Crouse-Hinds | 52368 | MADEIN |  |  | RO
CEAG Crouse-Hinds | 52369 | CODEREF |  |  | 22300036600
CEAG Crouse-Hinds | 52369 | MADEIN |  |  | RO
CEAG Crouse-Hinds | 52370 | CODEREF |  |  | 22300036650
CEAG Crouse-Hinds | 52370 | MADEIN |  |  | RO
CEAG Crouse-Hinds | 52371 | CODEREF |  |  | 22300048600
CEAG Crouse-Hinds | 52371 | MADEIN |  |  | RO
CEAG Crouse-Hinds | 52372 | CODEREF |  |  | 22300048650
CEAG Crouse-Hinds | 52372 | MADEIN |  |  | RO
CEAG Crouse-Hinds | 52373 | CODEREF |  |  | 22300010901
CEAG Crouse-Hinds | 52373 | MADEIN |  |  | RO
CEAG Crouse-Hinds | 52374 | CODEREF |  |  | 22300010902
CEAG Crouse-Hinds | 52374 | MADEIN |  |  | RO
CEAG Crouse-Hinds | 52375 | CODEREF |  |  | 22850101901
CEAG Crouse-Hinds | 52375 | MADEIN |  |  | DE
CEAG Crouse-Hinds | 52376 | CODEREF |  |  | 22850102901
CEAG Crouse-Hinds | 52376 | MADEIN |  |  | DE
CEAG Crouse-Hinds | 52377 | CODEREF |  |  | 22850103901
CEAG Crouse-Hinds | 52377 | MADEIN |  |  | DE
CEAG Crouse-Hinds | 52378 | CODEREF |  |  | 22850105901
CEAG Crouse-Hinds | 52378 | MADEIN |  |  | DE
CEAG Crouse-Hinds | 52379 | CODEREF |  |  | 22320500900
CEAG Crouse-Hinds | 52379 | MADEIN |  |  | DE
CEAG Crouse-Hinds | 52398 | CODEREF |  |  | 22320400900
CEAG Crouse-Hinds | 52398 | MADEIN |  |  | DE
CEAG Crouse-Hinds | 52500 | CODEREF |  |  | GHG4101994R0005
CEAG Crouse-Hinds | 52500 | MADEIN |  |  | DE
CEAG Crouse-Hinds | 52501 | CODEREF |  |  | 32485000006
CEAG Crouse-Hinds | 52501 | MADEIN |  |  | DE
CEAG Crouse-Hinds | 52502 | CODEREF |  |  | 23465923000
CEAG Crouse-Hinds | 52502 | MADEIN |  |  | DE
CEAG Crouse-Hinds | 52503 | CODEREF |  |  | 23465926000
CEAG Crouse-Hinds | 52503 | MADEIN |  |  | DE
CEAG Crouse-Hinds | 52504 | CODEREF |  |  | 23465924000
CEAG Crouse-Hinds | 52504 | MADEIN |  |  | DE
CEAG Crouse-Hinds | 52505 | CODEREF |  |  | 23465927000
CEAG Crouse-Hinds | 52505 | MADEIN |  |  | DE
CEAG Crouse-Hinds | 52506 | CODEREF |  |  | 23465925000
CEAG Crouse-Hinds | 52506 | MADEIN |  |  | DE
CEAG Crouse-Hinds | 52507 | CODEREF |  |  | GHG4101901R0296
CEAG Crouse-Hinds | 52507 | MADEIN |  |  | DE
CEAG Crouse-Hinds | 52508 | CODEREF |  |  | GHG4101901R0297
CEAG Crouse-Hinds | 52508 | MADEIN |  |  | DE
CEAG Crouse-Hinds | 52509 | CODEREF |  |  | GHG4101901R0192
CEAG Crouse-Hinds | 52509 | MADEIN |  |  | DE
CEAG Crouse-Hinds | 52510 | CODEREF |  |  | GHG4101901R0193
CEAG Crouse-Hinds | 52510 | MADEIN |  |  | DE
CEAG Crouse-Hinds | 52515 | CODEREF |  |  | GHG4101904R0007
CEAG Crouse-Hinds | 52515 | MADEIN |  |  | DE
CEAG Crouse-Hinds | 52516 | CODEREF |  |  | GHG4101904R0008
CEAG Crouse-Hinds | 52516 | MADEIN |  |  | DE
CEAG Crouse-Hinds | 52517 | CODEREF |  |  | GHG4101904R0071
CEAG Crouse-Hinds | 52517 | MADEIN |  |  | DE
CEAG Crouse-Hinds | 52518 | CODEREF |  |  | GHG4101905R0012
CEAG Crouse-Hinds | 52518 | MADEIN |  |  | DE
CEAG Crouse-Hinds | 52524 | CODEREF |  |  | GHG4101945R0003
CEAG Crouse-Hinds | 52524 | MADEIN |  |  | DE
CEAG Crouse-Hinds | 52525 | CODEREF |  |  | GHG4101945R0016
CEAG Crouse-Hinds | 52525 | MADEIN |  |  | DE
CEAG Crouse-Hinds | 52526 | CODEREF |  |  | GHG4101908R0006
CEAG Crouse-Hinds | 52526 | MADEIN |  |  | DE
CEAG Crouse-Hinds | 52527 | CODEREF |  |  | GHG4101908R0021
CEAG Crouse-Hinds | 52527 | MADEIN |  |  | DE
CEAG Crouse-Hinds | 52528 | CODEREF |  |  | GHG4101946R0010
CEAG Crouse-Hinds | 52528 | MADEIN |  |  | DE
CEAG Crouse-Hinds | 52529 | CODEREF |  |  | GHG4101946R0008
CEAG Crouse-Hinds | 52529 | MADEIN |  |  | DE
CEAG Crouse-Hinds | 52530 | CODEREF |  |  | GHG4101909R0010
CEAG Crouse-Hinds | 52530 | MADEIN |  |  | DE
CEAG Crouse-Hinds | 52531 | CODEREF |  |  | GHG4101909R0011
CEAG Crouse-Hinds | 52531 | MADEIN |  |  | DE
CEAG Crouse-Hinds | 52532 | CODEREF |  |  | GHG4101901R0320
CEAG Crouse-Hinds | 52532 | MADEIN |  |  | DE
CEAG Crouse-Hinds | 52533 | CODEREF |  |  | GHG4101994R0001
CEAG Crouse-Hinds | 52533 | MADEIN |  |  | DE
CEAG Crouse-Hinds | 52534 | CODEREF |  |  | GHG4101994R0002
CEAG Crouse-Hinds | 52534 | MADEIN |  |  | DE
CEAG Crouse-Hinds | 52535 | CODEREF |  |  | GHG4101994R0003
CEAG Crouse-Hinds | 52535 | MADEIN |  |  | DE
CEAG Crouse-Hinds | 52536 | CODEREF |  |  | GHG4101994R0004
CEAG Crouse-Hinds | 52536 | MADEIN |  |  | DE
CEAG Crouse-Hinds | 52537 | CODEREF |  |  | GHG4101901R0124
CEAG Crouse-Hinds | 52537 | MADEIN |  |  | DE
CEAG Crouse-Hinds | 52538 | CODEREF |  |  | GHG4101901R0126
CEAG Crouse-Hinds | 52538 | MADEIN |  |  | DE
CEAG Crouse-Hinds | 52539 | CODEREF |  |  | GHG4101901R0128
CEAG Crouse-Hinds | 52539 | MADEIN |  |  | DE
CEAG Crouse-Hinds | 52540 | CODEREF |  |  | GHG4101901R0141
CEAG Crouse-Hinds | 52540 | MADEIN |  |  | DE
CEAG Crouse-Hinds | 52541 | CODEREF |  |  | GHG4101901R0133
CEAG Crouse-Hinds | 52541 | MADEIN |  |  | DE
CEAG Crouse-Hinds | 52542 | CODEREF |  |  | GHG4101901R0135
CEAG Crouse-Hinds | 52542 | MADEIN |  |  | DE
CEAG Crouse-Hinds | 52570 | CODEREF |  |  | GHG4101928R0001
CEAG Crouse-Hinds | 52570 | MADEIN |  |  | DE
CEAG Crouse-Hinds | 52571 | CODEREF |  |  | GHG4101928R0002
CEAG Crouse-Hinds | 52571 | MADEIN |  |  | DE
CEAG Crouse-Hinds | 52572 | CODEREF |  |  | GHG4101928R0003
CEAG Crouse-Hinds | 52572 | MADEIN |  |  | DE
CEAG Crouse-Hinds | 52573 | CODEREF |  |  | GHG4101928R0008
CEAG Crouse-Hinds | 52573 | MADEIN |  |  | CZ
CEAG Crouse-Hinds | 52574 | CODEREF |  |  | GHG4101928R0010
CEAG Crouse-Hinds | 52574 | MADEIN |  |  | DE
CEAG Crouse-Hinds | 52575 | CODEREF |  |  | GHG4101928R0012
CEAG Crouse-Hinds | 52575 | MADEIN |  |  | DE
CEAG Crouse-Hinds | 52576 | CODEREF |  |  | GHG4101928R0014
CEAG Crouse-Hinds | 52576 | MADEIN |  |  | DE
CEAG Crouse-Hinds | 52577 | CODEREF |  |  | GHG4101928R0015
CEAG Crouse-Hinds | 52577 | MADEIN |  |  | DE
CEAG Crouse-Hinds | 52578 | CODEREF |  |  | GHG4101928R0016
CEAG Crouse-Hinds | 52578 | MADEIN |  |  | DE
CEAG Crouse-Hinds | 52579 | CODEREF |  |  | GHG4101928R0017
CEAG Crouse-Hinds | 52579 | MADEIN |  |  | DE
CEAG Crouse-Hinds | 52580 | CODEREF |  |  | GHG4101928R0018
CEAG Crouse-Hinds | 52580 | MADEIN |  |  | DE
CEAG Crouse-Hinds | 52581 | CODEREF |  |  | GHG4101928R0019
CEAG Crouse-Hinds | 52581 | MADEIN |  |  | DE
CEAG Crouse-Hinds | 52582 | CODEREF |  |  | GHG4101928R0051
CEAG Crouse-Hinds | 52582 | MADEIN |  |  | DE
CEAG Crouse-Hinds | 52583 | CODEREF |  |  | GHG4101928R0052
CEAG Crouse-Hinds | 52583 | MADEIN |  |  | CZ
CEAG Crouse-Hinds | 52584 | CODEREF |  |  | GHG4101901R0197
CEAG Crouse-Hinds | 52584 | MADEIN |  |  | DE
CEAG Crouse-Hinds | 52588 | CODEREF |  |  | GHG4101901R0129
CEAG Crouse-Hinds | 52588 | MADEIN |  |  | DE
CEAG Crouse-Hinds | 52589 | CODEREF |  |  | GHG4401917R0001
CEAG Crouse-Hinds | 52589 | MADEIN |  |  | DE
CEAG Crouse-Hinds | 52590 | CODEREF |  |  | GHG4101995R0001
CEAG Crouse-Hinds | 52590 | MADEIN |  |  | DE
CEAG Crouse-Hinds | 52591 | CODEREF |  |  | GHG4101995R0002
CEAG Crouse-Hinds | 52591 | MADEIN |  |  | DE
CEAG Crouse-Hinds | 52592 | CODEREF |  |  | GHG4101995R0003
CEAG Crouse-Hinds | 52592 | MADEIN |  |  | DE
CEAG Crouse-Hinds | 52593 | CODEREF |  |  | GHG4101995R0004
CEAG Crouse-Hinds | 52593 | MADEIN |  |  | DE
CEAG Crouse-Hinds | 52594 | CODEREF |  |  | GHG4101995R0005
CEAG Crouse-Hinds | 52594 | MADEIN |  |  | DE
CEAG Crouse-Hinds | 52595 | CODEREF |  |  | GHG4101995R1001
CEAG Crouse-Hinds | 52595 | MADEIN |  |  | DE
CEAG Crouse-Hinds | 52596 | CODEREF |  |  | GHG4101995R1002
CEAG Crouse-Hinds | 52596 | MADEIN |  |  | DE
CEAG Crouse-Hinds | 52597 | CODEREF |  |  | GHG4101995R1003
CEAG Crouse-Hinds | 52597 | MADEIN |  |  | DE
CEAG Crouse-Hinds | 52598 | CODEREF |  |  | GHG4101995R1004
CEAG Crouse-Hinds | 52598 | MADEIN |  |  | DE
CEAG Crouse-Hinds | 52599 | CODEREF |  |  | GHG4101995R1005
CEAG Crouse-Hinds | 52599 | MADEIN |  |  | DE
CEAG Crouse-Hinds | 52630 | CODEREF |  |  | 32283000001
CEAG Crouse-Hinds | 52630 | MADEIN |  |  | CZ
CEAG Crouse-Hinds | 52631 | CODEREF |  |  | 32283000002
CEAG Crouse-Hinds | 52631 | MADEIN |  |  | CZ
CEAG Crouse-Hinds | 52632 | CODEREF |  |  | 32283000003
CEAG Crouse-Hinds | 52632 | MADEIN |  |  | CZ
CEAG Crouse-Hinds | 52633 | CODEREF |  |  | 32283000004
CEAG Crouse-Hinds | 52633 | MADEIN |  |  | CZ
CEAG Crouse-Hinds | 52636 | CODEREF |  |  | 32283000007
CEAG Crouse-Hinds | 52636 | MADEIN |  |  | CZ
CEAG Crouse-Hinds | 52637 | CODEREF |  |  | 32283000050
CEAG Crouse-Hinds | 52637 | MADEIN |  |  | CZ
CEAG Crouse-Hinds | 52638 | CODEREF |  |  | 32283000051
CEAG Crouse-Hinds | 52638 | MADEIN |  |  | CZ
CEAG Crouse-Hinds | 52639 | CODEREF |  |  | 32283000052
CEAG Crouse-Hinds | 52639 | MADEIN |  |  | CZ
CEAG Crouse-Hinds | 52640 | CODEREF |  |  | 32283000053
CEAG Crouse-Hinds | 52640 | MADEIN |  |  | CZ
CEAG Crouse-Hinds | 52641 | CODEREF |  |  | 32283000054
CEAG Crouse-Hinds | 52641 | MADEIN |  |  | CZ
CEAG Crouse-Hinds | 52642 | CODEREF |  |  | 32283000055
CEAG Crouse-Hinds | 52642 | MADEIN |  |  | CZ
CEAG Crouse-Hinds | 52645 | CODEREF |  |  | 22804218602
CEAG Crouse-Hinds | 52645 | MADEIN |  |  | DE
CEAG Crouse-Hinds | 52646 | CODEREF |  |  | 22804218601
CEAG Crouse-Hinds | 52646 | MADEIN |  |  | DE
CEAG Crouse-Hinds | 52647 | CODEREF |  |  | 22804236602
CEAG Crouse-Hinds | 52647 | MADEIN |  |  | DE
CEAG Crouse-Hinds | 52648 | CODEREF |  |  | 22804236603
CEAG Crouse-Hinds | 52648 | MADEIN |  |  | DE
CEAG Crouse-Hinds | 52649 | CODEREF |  |  | 23468236902
CEAG Crouse-Hinds | 52649 | MADEIN |  |  | FR
CEAG Crouse-Hinds | 52651 | CODEREF |  |  | 23468236904
CEAG Crouse-Hinds | 52651 | MADEIN |  |  | DE
CEAG Crouse-Hinds | 52683 | CODEREF |  |  | 12286111103
CEAG Crouse-Hinds | 52683 | MADEIN |  |  | CZ
CEAG Crouse-Hinds | 52684 | CODEREF |  |  | 12286111111
CEAG Crouse-Hinds | 52684 | MADEIN |  |  | CZ
CEAG Crouse-Hinds | 52685 | CODEREF |  |  | 12286141103
CEAG Crouse-Hinds | 52685 | MADEIN |  |  | CZ
CEAG Crouse-Hinds | 52686 | CODEREF |  |  | 12286141111
CEAG Crouse-Hinds | 52686 | MADEIN |  |  | CZ
CEAG Crouse-Hinds | 52687 | CODEREF |  |  | 12286241103
CEAG Crouse-Hinds | 52687 | MADEIN |  |  | CZ
CEAG Crouse-Hinds | 52688 | CODEREF |  |  | 12286241111
CEAG Crouse-Hinds | 52688 | MADEIN |  |  | CZ
CEAG Crouse-Hinds | 52689 | CODEREF |  |  | 12286271103
CEAG Crouse-Hinds | 52689 | MADEIN |  |  | CZ
CEAG Crouse-Hinds | 52690 | CODEREF |  |  | 12286271111
CEAG Crouse-Hinds | 52690 | MADEIN |  |  | CZ
CEAG Crouse-Hinds | 52720 | CODEREF |  |  | 12265504101
CEAG Crouse-Hinds | 52720 | MADEIN |  |  | DE
CEAG Crouse-Hinds | 52721 | CODEREF |  |  | 12265504103
CEAG Crouse-Hinds | 52721 | MADEIN |  |  | DE
CEAG Crouse-Hinds | 52722 | CODEREF |  |  | 12265504109
CEAG Crouse-Hinds | 52722 | MADEIN |  |  | DE
CEAG Crouse-Hinds | 52723 | CODEREF |  |  | 12265504111
CEAG Crouse-Hinds | 52723 | MADEIN |  |  | DE
CEAG Crouse-Hinds | 52724 | CODEREF |  |  | 12266504101
CEAG Crouse-Hinds | 52724 | MADEIN |  |  | DE
CEAG Crouse-Hinds | 52725 | CODEREF |  |  | 12266504103
CEAG Crouse-Hinds | 52725 | MADEIN |  |  | DE
CEAG Crouse-Hinds | 52726 | CODEREF |  |  | 12266504109
CEAG Crouse-Hinds | 52726 | MADEIN |  |  | DE
CEAG Crouse-Hinds | 52727 | CODEREF |  |  | 12266504111
CEAG Crouse-Hinds | 52727 | MADEIN |  |  | DE
CEAG Crouse-Hinds | 52728 | CODEREF |  |  | 12268504101
CEAG Crouse-Hinds | 52728 | MADEIN |  |  | DE
CEAG Crouse-Hinds | 52729 | CODEREF |  |  | 12269504101
CEAG Crouse-Hinds | 52729 | MADEIN |  |  | DE
CEAG Crouse-Hinds | 52730 | CODEREF |  |  | 12260587101
CEAG Crouse-Hinds | 52730 | MADEIN |  |  | DE
CEAG Crouse-Hinds | 52731 | CODEREF |  |  | 12260587103
CEAG Crouse-Hinds | 52731 | MADEIN |  |  | DE
CEAG Crouse-Hinds | 52732 | CODEREF |  |  | 12260587109
CEAG Crouse-Hinds | 52732 | MADEIN |  |  | DE
CEAG Crouse-Hinds | 52733 | CODEREF |  |  | 12260587111
CEAG Crouse-Hinds | 52733 | MADEIN |  |  | DE
CEAG Crouse-Hinds | 52734 | CODEREF |  |  | 12261587101
CEAG Crouse-Hinds | 52734 | MADEIN |  |  | DE
CEAG Crouse-Hinds | 52735 | CODEREF |  |  | 12261587103
CEAG Crouse-Hinds | 52735 | MADEIN |  |  | DE
CEAG Crouse-Hinds | 52736 | CODEREF |  |  | 12261587109
CEAG Crouse-Hinds | 52736 | MADEIN |  |  | DE
CEAG Crouse-Hinds | 52737 | CODEREF |  |  | 12261587111
CEAG Crouse-Hinds | 52737 | MADEIN |  |  | DE
CEAG Crouse-Hinds | 52738 | CODEREF |  |  | 12273587101
CEAG Crouse-Hinds | 52738 | MADEIN |  |  | DE
CEAG Crouse-Hinds | 52752 | CODEREF |  |  | 12265601101
CEAG Crouse-Hinds | 52752 | MADEIN |  |  | DE
CEAG Crouse-Hinds | 52753 | CODEREF |  |  | 12265601103
CEAG Crouse-Hinds | 52753 | MADEIN |  |  | DE
CEAG Crouse-Hinds | 52754 | CODEREF |  |  | 12265601109
CEAG Crouse-Hinds | 52754 | MADEIN |  |  | DE
CEAG Crouse-Hinds | 52755 | CODEREF |  |  | 12265601111
CEAG Crouse-Hinds | 52755 | MADEIN |  |  | DE
CEAG Crouse-Hinds | 52756 | CODEREF |  |  | 12268601101
CEAG Crouse-Hinds | 52756 | MADEIN |  |  | DE
CEAG Crouse-Hinds | 52757 | CODEREF |  |  | 12266601101
CEAG Crouse-Hinds | 52757 | MADEIN |  |  | DE
CEAG Crouse-Hinds | 52758 | CODEREF |  |  | 12266601103
CEAG Crouse-Hinds | 52758 | MADEIN |  |  | DE
CEAG Crouse-Hinds | 52759 | CODEREF |  |  | 12266601109
CEAG Crouse-Hinds | 52759 | MADEIN |  |  | DE
CEAG Crouse-Hinds | 52760 | CODEREF |  |  | 12266601111
CEAG Crouse-Hinds | 52760 | MADEIN |  |  | RO
CEAG Crouse-Hinds | 52761 | CODEREF |  |  | 12269601101
CEAG Crouse-Hinds | 52761 | MADEIN |  |  | DE
CEAG Crouse-Hinds | 52815 | CODEREF |  |  | 22250
CEAG Crouse-Hinds | 52815 | MADEIN |  |  | MX
CEAG Crouse-Hinds | 52816 | CODEREF |  |  | 80
CEAG Crouse-Hinds | 52816 | MADEIN |  |  | MX
CEAG Crouse-Hinds | 52819 | CODEREF |  |  | 12268927
CEAG Crouse-Hinds | 52819 | MADEIN |  |  | US
CEAG Crouse-Hinds | 52848 | CODEREF |  |  | 2049
CEAG Crouse-Hinds | 52848 | MADEIN |  |  | MX
CEAG Crouse-Hinds | 52868 | CODEREF |  |  | 4966
CEAG Crouse-Hinds | 52868 | MADEIN |  |  | US
CEAG Crouse-Hinds | 52869 | CODEREF |  |  | 2220
CEAG Crouse-Hinds | 52869 | MADEIN |  |  | US
CEAG Crouse-Hinds | 52986 | CODEREF |  |  | 11826774
CEAG Crouse-Hinds | 52986 | MADEIN |  |  | US
CEAG Crouse-Hinds | 53001 | CODEREF |  |  | 13475208001
CEAG Crouse-Hinds | 53001 | MADEIN |  |  | DE
CEAG Crouse-Hinds | 53002 | CODEREF |  |  | 13475208011
CEAG Crouse-Hinds | 53002 | MADEIN |  |  | DE
CEAG Crouse-Hinds | 53003 | CODEREF |  |  | 13475208021
CEAG Crouse-Hinds | 53003 | MADEIN |  |  | DE
CEAG Crouse-Hinds | 53004 | CODEREF |  |  | 13475208031
CEAG Crouse-Hinds | 53004 | MADEIN |  |  | DE
CEAG Crouse-Hinds | 53005 | CODEREF |  |  | 13475217001
CEAG Crouse-Hinds | 53005 | MADEIN |  |  | DE
CEAG Crouse-Hinds | 53006 | CODEREF |  |  | 13475217011
CEAG Crouse-Hinds | 53006 | MADEIN |  |  | DE
CEAG Crouse-Hinds | 53007 | CODEREF |  |  | 13475217021
CEAG Crouse-Hinds | 53007 | MADEIN |  |  | DE
CEAG Crouse-Hinds | 53008 | CODEREF |  |  | 13475217031
CEAG Crouse-Hinds | 53008 | MADEIN |  |  | DE
CEAG Crouse-Hinds | 53009 | CODEREF |  |  | 32475902002
CEAG Crouse-Hinds | 53009 | MADEIN |  |  | DE
CEAG Crouse-Hinds | 53010 | CODEREF |  |  | 32475902004
CEAG Crouse-Hinds | 53010 | MADEIN |  |  | DE
CEAG Crouse-Hinds | 53020 | CODEREF |  |  | 32475902006
CEAG Crouse-Hinds | 53020 | MADEIN |  |  | DE
CEAG Crouse-Hinds | 53021 | CODEREF |  |  | 13475208002
CEAG Crouse-Hinds | 53021 | MADEIN |  |  | DE
CEAG Crouse-Hinds | 53022 | CODEREF |  |  | 13475208022
CEAG Crouse-Hinds | 53022 | MADEIN |  |  | DE
CEAG Crouse-Hinds | 53023 | CODEREF |  |  | 13480208001
CEAG Crouse-Hinds | 53023 | MADEIN |  |  | DE
CEAG Crouse-Hinds | 53024 | CODEREF |  |  | 13480208002
CEAG Crouse-Hinds | 53024 | MADEIN |  |  | DE
CEAG Crouse-Hinds | 53025 | CODEREF |  |  | 13475217002
CEAG Crouse-Hinds | 53025 | MADEIN |  |  | DE
CEAG Crouse-Hinds | 53026 | CODEREF |  |  | 13480217001
CEAG Crouse-Hinds | 53026 | MADEIN |  |  | DE
CEAG Crouse-Hinds | 53027 | CODEREF |  |  | 13475217022
CEAG Crouse-Hinds | 53027 | MADEIN |  |  | DE
CEAG Crouse-Hinds | 53028 | CODEREF |  |  | 13480217002
CEAG Crouse-Hinds | 53028 | MADEIN |  |  | DE
CEAG Crouse-Hinds | 53029 | CODEREF |  |  | 32475902102
CEAG Crouse-Hinds | 53029 | MADEIN |  |  | DE
CEAG Crouse-Hinds | 53030 | CODEREF |  |  | 32475902105
CEAG Crouse-Hinds | 53030 | MADEIN |  |  | DE
CEAG Crouse-Hinds | 53031 | CODEREF |  |  | 13475223001
CEAG Crouse-Hinds | 53031 | MADEIN |  |  | DE
CEAG Crouse-Hinds | 53032 | CODEREF |  |  | 13475223011
CEAG Crouse-Hinds | 53032 | MADEIN |  |  | DE
CEAG Crouse-Hinds | 53033 | CODEREF |  |  | 13475223021
CEAG Crouse-Hinds | 53033 | MADEIN |  |  | DE
CEAG Crouse-Hinds | 53034 | CODEREF |  |  | 13475223031
CEAG Crouse-Hinds | 53034 | MADEIN |  |  | DE
CEAG Crouse-Hinds | 53035 | CODEREF |  |  | 13475223002
CEAG Crouse-Hinds | 53035 | MADEIN |  |  | DE
CEAG Crouse-Hinds | 53036 | CODEREF |  |  | 13475208211
CEAG Crouse-Hinds | 53036 | MADEIN |  |  | DE
CEAG Crouse-Hinds | 53037 | CODEREF |  |  | 13475223022
CEAG Crouse-Hinds | 53037 | MADEIN |  |  | DE
CEAG Crouse-Hinds | 53038 | CODEREF |  |  | 13475217211
CEAG Crouse-Hinds | 53038 | MADEIN |  |  | DE
CEAG Crouse-Hinds | 53039 | CODEREF |  |  | 13475223211
CEAG Crouse-Hinds | 53039 | MADEIN |  |  | DE
CEAG Crouse-Hinds | 53040 | CODEREF |  |  | 13475208401
CEAG Crouse-Hinds | 53040 | MADEIN |  |  | DE
CEAG Crouse-Hinds | 53041 | CODEREF |  |  | 13475217401
CEAG Crouse-Hinds | 53041 | MADEIN |  |  | DE
CEAG Crouse-Hinds | 53042 | CODEREF |  |  | 13475217012
CEAG Crouse-Hinds | 53042 | MADEIN |  |  | DE
CEAG Crouse-Hinds | 53043 | CODEREF |  |  | 13475223012
CEAG Crouse-Hinds | 53043 | MADEIN |  |  | DE
CEAG Crouse-Hinds | 53045 | CODEREF |  |  | 13526575
CEAG Crouse-Hinds | 53045 | MADEIN |  |  | US
CEAG Crouse-Hinds | 53046 | CODEREF |  |  | 13776273
CEAG Crouse-Hinds | 53046 | MADEIN |  |  | US
CEAG Crouse-Hinds | 53047 | CODEREF |  |  | E2601T001847
CEAG Crouse-Hinds | 53047 | MADEIN |  |  | US
CEAG Crouse-Hinds | 53048 | CODEREF |  |  | E2601T000498
CEAG Crouse-Hinds | 53048 | MADEIN |  |  | US
CEAG Crouse-Hinds | 53049 | CODEREF |  |  | 13871186
CEAG Crouse-Hinds | 53049 | MADEIN |  |  | US
CEAG Crouse-Hinds | 53054 | CODEREF |  |  | CCL1507006A
CEAG Crouse-Hinds | 53054 | MADEIN |  |  | CN
CEAG Crouse-Hinds | 53055 | CODEREF |  |  | CCL1507138A
CEAG Crouse-Hinds | 53055 | MADEIN |  |  | CN
CEAG Crouse-Hinds | 53056 | CODEREF |  |  | CCL1606204A
CEAG Crouse-Hinds | 53056 | MADEIN |  |  | CN
CEAG Crouse-Hinds | 53057 | CODEREF |  |  | CCL1507402A
CEAG Crouse-Hinds | 53057 | MADEIN |  |  | CN
CEAG Crouse-Hinds | 53058 | CODEREF |  |  | CCL1632865
CEAG Crouse-Hinds | 53058 | MADEIN |  |  | CN
CEAG Crouse-Hinds | 53059 | CODEREF |  |  | CCL1633129
CEAG Crouse-Hinds | 53059 | MADEIN |  |  | CN
CEAG Crouse-Hinds | 53060 | CODEREF |  |  | CCL1605898
CEAG Crouse-Hinds | 53060 | MADEIN |  |  | CN
CEAG Crouse-Hinds | 53061 | CODEREF |  |  | CCL1633921
CEAG Crouse-Hinds | 53061 | MADEIN |  |  | CN
CEAG Crouse-Hinds | 53073 | CODEREF |  |  | E2601T000185
CEAG Crouse-Hinds | 53073 | MADEIN |  |  | US
CEAG Crouse-Hinds | 53074 | CODEREF |  |  | E2601T000146
CEAG Crouse-Hinds | 53074 | MADEIN |  |  | US
CEAG Crouse-Hinds | 53075 | CODEREF |  |  | E2601T000156
CEAG Crouse-Hinds | 53075 | MADEIN |  |  | US
CEAG Crouse-Hinds | 53076 | CODEREF |  |  | E2601T000170
CEAG Crouse-Hinds | 53076 | MADEIN |  |  | US
CEAG Crouse-Hinds | 53089 | CODEREF |  |  | E2601T000182
CEAG Crouse-Hinds | 53089 | MADEIN |  |  | US
CEAG Crouse-Hinds | 53090 | CODEREF |  |  | E2601T000151
CEAG Crouse-Hinds | 53090 | MADEIN |  |  | US
CEAG Crouse-Hinds | 53091 | CODEREF |  |  | E2601T000162
CEAG Crouse-Hinds | 53091 | MADEIN |  |  | US
CEAG Crouse-Hinds | 53092 | CODEREF |  |  | E2601T000176
CEAG Crouse-Hinds | 53092 | MADEIN |  |  | US
CEAG Crouse-Hinds | 53093 | CODEREF |  |  | 13398061
CEAG Crouse-Hinds | 53093 | MADEIN |  |  | US
CEAG Crouse-Hinds | 53094 | CODEREF |  |  | 13536890
CEAG Crouse-Hinds | 53094 | MADEIN |  |  | US
CEAG Crouse-Hinds | 53095 | CODEREF |  |  | 13554301
CEAG Crouse-Hinds | 53095 | MADEIN |  |  | US
CEAG Crouse-Hinds | 53096 | CODEREF |  |  | 13807172
CEAG Crouse-Hinds | 53096 | MADEIN |  |  | US
CEAG Crouse-Hinds | 53097 | CODEREF |  |  | 13807178
CEAG Crouse-Hinds | 53097 | MADEIN |  |  | US
CEAG Crouse-Hinds | 53100 | CODEREF |  |  | 13306573
CEAG Crouse-Hinds | 53100 | MADEIN |  |  | US
CEAG Crouse-Hinds | 53101 | CODEREF |  |  | 13306575
CEAG Crouse-Hinds | 53101 | MADEIN |  |  | US
CEAG Crouse-Hinds | 53102 | CODEREF |  |  | 13305922
CEAG Crouse-Hinds | 53102 | MADEIN |  |  | US
CEAG Crouse-Hinds | 53103 | CODEREF |  |  | 13342190
CEAG Crouse-Hinds | 53103 | MADEIN |  |  | US
CEAG Crouse-Hinds | 53104 | CODEREF |  |  | 13341969
CEAG Crouse-Hinds | 53104 | MADEIN |  |  | US
CEAG Crouse-Hinds | 53110 | CODEREF |  |  | 13305584
CEAG Crouse-Hinds | 53110 | MADEIN |  |  | US
CEAG Crouse-Hinds | 53111 | CODEREF |  |  | 13305791
CEAG Crouse-Hinds | 53111 | MADEIN |  |  | US
CEAG Crouse-Hinds | 53112 | CODEREF |  |  | 13305795
CEAG Crouse-Hinds | 53112 | MADEIN |  |  | US
CEAG Crouse-Hinds | 53113 | CODEREF |  |  | 13349716
CEAG Crouse-Hinds | 53113 | MADEIN |  |  | US
CEAG Crouse-Hinds | 53114 | CODEREF |  |  | 13342270
CEAG Crouse-Hinds | 53114 | MADEIN |  |  | US
CEAG Crouse-Hinds | 53120 | CODEREF |  |  | 13397134
CEAG Crouse-Hinds | 53120 | MADEIN |  |  | US
CEAG Crouse-Hinds | 53121 | CODEREF |  |  | 13401632
CEAG Crouse-Hinds | 53121 | MADEIN |  |  | US
CEAG Crouse-Hinds | 53122 | CODEREF |  |  | 13397133
CEAG Crouse-Hinds | 53122 | MADEIN |  |  | US
CEAG Crouse-Hinds | 53123 | CODEREF |  |  | 13401252
CEAG Crouse-Hinds | 53123 | MADEIN |  |  | US
CEAG Crouse-Hinds | 53124 | CODEREF |  |  | 13400440
CEAG Crouse-Hinds | 53124 | MADEIN |  |  | US
CEAG Crouse-Hinds | 53130 | CODEREF |  |  | 13536381
CEAG Crouse-Hinds | 53130 | MADEIN |  |  | US
CEAG Crouse-Hinds | 53131 | CODEREF |  |  | 13548634
CEAG Crouse-Hinds | 53131 | MADEIN |  |  | US
CEAG Crouse-Hinds | 53132 | CODEREF |  |  | 13548637
CEAG Crouse-Hinds | 53132 | MADEIN |  |  | US
CEAG Crouse-Hinds | 53133 | CODEREF |  |  | 13548638
CEAG Crouse-Hinds | 53133 | MADEIN |  |  | US
CEAG Crouse-Hinds | 53134 | CODEREF |  |  | 13721036
CEAG Crouse-Hinds | 53134 | MADEIN |  |  | US
CEAG Crouse-Hinds | 53138 | CODEREF |  |  | 13721035
CEAG Crouse-Hinds | 53138 | MADEIN |  |  | US
CEAG Crouse-Hinds | 53150 | CODEREF |  |  | CCL2005266U/B4
CEAG Crouse-Hinds | 53150 | MADEIN |  |  | CN
CEAG Crouse-Hinds | 53151 | CODEREF |  |  | CCL2005282U/B4
CEAG Crouse-Hinds | 53151 | MADEIN |  |  | CN
CEAG Crouse-Hinds | 53152 | CODEREF |  |  | CCL2005306U/B4
CEAG Crouse-Hinds | 53152 | MADEIN |  |  | CN
CEAG Crouse-Hinds | 53153 | CODEREF |  |  | CCL2005314U/B4
CEAG Crouse-Hinds | 53153 | MADEIN |  |  | CN
CEAG Crouse-Hinds | 53154 | CODEREF |  |  | CCL2005234U/T2/B4
CEAG Crouse-Hinds | 53154 | MADEIN |  |  | CN
CEAG Crouse-Hinds | 53172 | CODEREF |  |  | CCL1754907C40E
CEAG Crouse-Hinds | 53172 | MADEIN |  |  | ES
CEAG Crouse-Hinds | 53173 | CODEREF |  |  | CCL1755035C40E
CEAG Crouse-Hinds | 53173 | MADEIN |  |  | ES
CEAG Crouse-Hinds | 53174 | CODEREF |  |  | CCL1755163C40E
CEAG Crouse-Hinds | 53174 | MADEIN |  |  | ES
CEAG Crouse-Hinds | 53175 | CODEREF |  |  | CCL1755291C40E
CEAG Crouse-Hinds | 53175 | MADEIN |  |  | ES
CEAG Crouse-Hinds | 53176 | CODEREF |  |  | CCL1755419C40E
CEAG Crouse-Hinds | 53176 | MADEIN |  |  | ES
CEAG Crouse-Hinds | 53177 | CODEREF |  |  | CCL1755547C40E
CEAG Crouse-Hinds | 53177 | MADEIN |  |  | ES
CEAG Crouse-Hinds | 53178 | CODEREF |  |  | CHLAS2182-06
CEAG Crouse-Hinds | 53178 | MADEIN |  |  | ES
CEAG Crouse-Hinds | 53179 | CODEREF |  |  | CHLAS2183-06
CEAG Crouse-Hinds | 53179 | MADEIN |  |  | ES
CEAG Crouse-Hinds | 53180 | CODEREF |  |  | CHLAS2184-06
CEAG Crouse-Hinds | 53180 | MADEIN |  |  | ES
CEAG Crouse-Hinds | 53181 | CODEREF |  |  | CCL1714887
CEAG Crouse-Hinds | 53181 | MADEIN |  |  | CN
CEAG Crouse-Hinds | 53182 | CODEREF |  |  | CCL1714057
CEAG Crouse-Hinds | 53182 | MADEIN |  |  | CN
CEAG Crouse-Hinds | 53183 | CODEREF |  |  | CCL1714441
CEAG Crouse-Hinds | 53183 | MADEIN |  |  | CN
CEAG Crouse-Hinds | 53184 | CODEREF |  |  | CCL1714951
CEAG Crouse-Hinds | 53184 | MADEIN |  |  | CN
CEAG Crouse-Hinds | 53185 | CODEREF |  |  | CCL1714121
CEAG Crouse-Hinds | 53185 | MADEIN |  |  | CN
CEAG Crouse-Hinds | 53186 | CODEREF |  |  | CCL1714505
CEAG Crouse-Hinds | 53186 | MADEIN |  |  | CN
CEAG Crouse-Hinds | 53200 | CODEREF |  |  | GHG4101928R0053
CEAG Crouse-Hinds | 53200 | MADEIN |  |  | DE
CEAG Crouse-Hinds | 53201 | CODEREF |  |  | GHG4101928R0054
CEAG Crouse-Hinds | 53201 | MADEIN |  |  | DE
CEAG Crouse-Hinds | 53202 | CODEREF |  |  | GHG4101928R0055
CEAG Crouse-Hinds | 53202 | MADEIN |  |  | DE
CEAG Crouse-Hinds | 53203 | CODEREF |  |  | GHG4101928R0056
CEAG Crouse-Hinds | 53203 | MADEIN |  |  | DE
CEAG Crouse-Hinds | 53204 | CODEREF |  |  | GHG4101928R0057
CEAG Crouse-Hinds | 53204 | MADEIN |  |  | DE
CEAG Crouse-Hinds | 53205 | CODEREF |  |  | GHG4101928R0058
CEAG Crouse-Hinds | 53205 | MADEIN |  |  | DE
CEAG Crouse-Hinds | 53206 | CODEREF |  |  | GHG4101928R0073
CEAG Crouse-Hinds | 53206 | MADEIN |  |  | DE
CEAG Crouse-Hinds | 53207 | CODEREF |  |  | GHG4101928R0059
CEAG Crouse-Hinds | 53207 | MADEIN |  |  | DE
CEAG Crouse-Hinds | 53208 | CODEREF |  |  | GHG4101928R0060
CEAG Crouse-Hinds | 53208 | MADEIN |  |  | DE
CEAG Crouse-Hinds | 53209 | CODEREF |  |  | GHG4101928R0061
CEAG Crouse-Hinds | 53209 | MADEIN |  |  | DE
CEAG Crouse-Hinds | 53210 | CODEREF |  |  | GHG4101928R0062
CEAG Crouse-Hinds | 53210 | MADEIN |  |  | DE
CEAG Crouse-Hinds | 53211 | CODEREF |  |  | GHG4101928R0063
CEAG Crouse-Hinds | 53211 | MADEIN |  |  | DE
CEAG Crouse-Hinds | 53212 | CODEREF |  |  | GHG4101928R0064
CEAG Crouse-Hinds | 53212 | MADEIN |  |  | DE
CEAG Crouse-Hinds | 53213 | CODEREF |  |  | GHG4101928R0065
CEAG Crouse-Hinds | 53213 | MADEIN |  |  | DE
CEAG Crouse-Hinds | 53214 | CODEREF |  |  | GHG4101928R0066
CEAG Crouse-Hinds | 53214 | MADEIN |  |  | DE
CEAG Crouse-Hinds | 53215 | CODEREF |  |  | GHG4101928R0067
CEAG Crouse-Hinds | 53215 | MADEIN |  |  | DE
CEAG Crouse-Hinds | 53216 | CODEREF |  |  | GHG4101928R0068
CEAG Crouse-Hinds | 53216 | MADEIN |  |  | DE
CEAG Crouse-Hinds | 53217 | CODEREF |  |  | GHG4101928R0069
CEAG Crouse-Hinds | 53217 | MADEIN |  |  | DE
CEAG Crouse-Hinds | 53218 | CODEREF |  |  | GHG4101928R0070
CEAG Crouse-Hinds | 53218 | MADEIN |  |  | DE
CEAG Crouse-Hinds | 53219 | CODEREF |  |  | GHG4101928R0071
CEAG Crouse-Hinds | 53219 | MADEIN |  |  | DE
CEAG Crouse-Hinds | 53220 | CODEREF |  |  | GHG4101928R0072
CEAG Crouse-Hinds | 53220 | MADEIN |  |  | DE
CEAG Crouse-Hinds | 53221 | CODEREF |  |  | GHG4101965R0200
CEAG Crouse-Hinds | 53221 | MADEIN |  |  | DE
CEAG Crouse-Hinds | 53222 | CODEREF |  |  | GHG4101965R0211
CEAG Crouse-Hinds | 53222 | MADEIN |  |  | DE
CEAG Crouse-Hinds | 53223 | CODEREF |  |  | GHG4101965R0212
CEAG Crouse-Hinds | 53223 | MADEIN |  |  | DE
CEAG Crouse-Hinds | 53230 | CODEREF |  |  | 14590751
CEAG Crouse-Hinds | 53230 | MADEIN |  |  | US
CEAG Crouse-Hinds | 53231 | CODEREF |  |  | 14590752
CEAG Crouse-Hinds | 53231 | MADEIN |  |  | US
CEAG Crouse-Hinds | 53232 | CODEREF |  |  | 14590753
CEAG Crouse-Hinds | 53232 | MADEIN |  |  | US
CEAG Crouse-Hinds | 53233 | CODEREF |  |  | 14590754
CEAG Crouse-Hinds | 53233 | MADEIN |  |  | US
CEAG Crouse-Hinds | 53234 | CODEREF |  |  | E2601T000138
CEAG Crouse-Hinds | 53234 | MADEIN |  |  | US
CEAG Crouse-Hinds | 53235 | CODEREF |  |  | E2601T000112
CEAG Crouse-Hinds | 53235 | MADEIN |  |  | US
CEAG Crouse-Hinds | 53236 | CODEREF |  |  | E2601T000120
CEAG Crouse-Hinds | 53236 | MADEIN |  |  | US
CEAG Crouse-Hinds | 53237 | CODEREF |  |  | E2601T000128
CEAG Crouse-Hinds | 53237 | MADEIN |  |  | US
CEAG Crouse-Hinds | 53238 | CODEREF |  |  | E2601T000131
CEAG Crouse-Hinds | 53238 | MADEIN |  |  | US
CEAG Crouse-Hinds | 53239 | CODEREF |  |  | E2601T000110
CEAG Crouse-Hinds | 53239 | MADEIN |  |  | US
CEAG Crouse-Hinds | 53240 | CODEREF |  |  | 14644712
CEAG Crouse-Hinds | 53240 | MADEIN |  |  | US
CEAG Crouse-Hinds | 53241 | CODEREF |  |  | E2601T000126
CEAG Crouse-Hinds | 53241 | MADEIN |  |  | US
CEAG Crouse-Hinds | 53250 | CODEREF |  |  | CCL2006778S
CEAG Crouse-Hinds | 53250 | MADEIN |  |  | CN
CEAG Crouse-Hinds | 53251 | CODEREF |  |  | CCL2006810S
CEAG Crouse-Hinds | 53251 | MADEIN |  |  | CN
CEAG Crouse-Hinds | 53252 | CODEREF |  |  | CCL2006842S
CEAG Crouse-Hinds | 53252 | MADEIN |  |  | CN
CEAG Crouse-Hinds | 53253 | CODEREF |  |  | CCL2006874S
CEAG Crouse-Hinds | 53253 | MADEIN |  |  | CN
CEAG Crouse-Hinds | 53512 | CODEREF |  |  | CCL2004127AE
CEAG Crouse-Hinds | 53512 | MADEIN |  |  | ES
CEAG Crouse-Hinds | 53513 | CODEREF |  |  | CCL2004131AE
CEAG Crouse-Hinds | 53513 | MADEIN |  |  | ES
CEAG Crouse-Hinds | 53514 | CODEREF |  |  | CCL2004175AE
CEAG Crouse-Hinds | 53514 | MADEIN |  |  | ES
CEAG Crouse-Hinds | 53515 | CODEREF |  |  | CCL2004179AE
CEAG Crouse-Hinds | 53515 | MADEIN |  |  | ES
CEAG Crouse-Hinds | 53516 | CODEREF |  |  | CCL2004223AE
CEAG Crouse-Hinds | 53516 | MADEIN |  |  | ES
CEAG Crouse-Hinds | 53517 | CODEREF |  |  | CCL2004227AE
CEAG Crouse-Hinds | 53517 | MADEIN |  |  | ES
CEAG Crouse-Hinds | 53518 | CODEREF |  |  | CCL2004103W40AE
CEAG Crouse-Hinds | 53518 | MADEIN |  |  | ES
CEAG Crouse-Hinds | 53519 | CODEREF |  |  | CCL2004107W40AE
CEAG Crouse-Hinds | 53519 | MADEIN |  |  | ES
CEAG Crouse-Hinds | 53520 | CODEREF |  |  | CCL2004151W40AE
CEAG Crouse-Hinds | 53520 | MADEIN |  |  | ES
CEAG Crouse-Hinds | 53521 | CODEREF |  |  | CCL2004155W40AE
CEAG Crouse-Hinds | 53521 | MADEIN |  |  | ES
CEAG Crouse-Hinds | 53522 | CODEREF |  |  | CCL2004199W40AE
CEAG Crouse-Hinds | 53522 | MADEIN |  |  | ES
CEAG Crouse-Hinds | 53523 | CODEREF |  |  | CCL2004203W40AE
CEAG Crouse-Hinds | 53523 | MADEIN |  |  | ES
CEAG Crouse-Hinds | 53524 | CODEREF |  |  | CCL2004127C50AE
CEAG Crouse-Hinds | 53524 | MADEIN |  |  | ES
CEAG Crouse-Hinds | 53525 | CODEREF |  |  | CCL2004131C50AE
CEAG Crouse-Hinds | 53525 | MADEIN |  |  | ES
CEAG Crouse-Hinds | 53526 | CODEREF |  |  | CCL2004175C50AE
CEAG Crouse-Hinds | 53526 | MADEIN |  |  | ES
CEAG Crouse-Hinds | 53527 | CODEREF |  |  | CCL2004179C50AE
CEAG Crouse-Hinds | 53527 | MADEIN |  |  | ES
CEAG Crouse-Hinds | 53528 | CODEREF |  |  | CCL2004223C50AE
CEAG Crouse-Hinds | 53528 | MADEIN |  |  | ES
CEAG Crouse-Hinds | 53529 | CODEREF |  |  | CCL2004227C50AE
CEAG Crouse-Hinds | 53529 | MADEIN |  |  | ES
CEAG Crouse-Hinds | 53530 | CODEREF |  |  | CCL2004111W40AE
CEAG Crouse-Hinds | 53530 | MADEIN |  |  | ES
CEAG Crouse-Hinds | 53531 | CODEREF |  |  | CCL2004115W40AE
CEAG Crouse-Hinds | 53531 | MADEIN |  |  | ES
CEAG Crouse-Hinds | 53532 | CODEREF |  |  | CCL2004159W40AE
CEAG Crouse-Hinds | 53532 | MADEIN |  |  | ES
CEAG Crouse-Hinds | 53533 | CODEREF |  |  | CCL2004163W40AE
CEAG Crouse-Hinds | 53533 | MADEIN |  |  | ES
CEAG Crouse-Hinds | 53534 | CODEREF |  |  | CCL2004207W40AE
CEAG Crouse-Hinds | 53534 | MADEIN |  |  | ES
CEAG Crouse-Hinds | 53535 | CODEREF |  |  | CCL2004211W40AE
CEAG Crouse-Hinds | 53535 | MADEIN |  |  | ES
CEAG Crouse-Hinds | 53536 | CODEREF |  |  | CCL2004135C50AE
CEAG Crouse-Hinds | 53536 | MADEIN |  |  | ES
CEAG Crouse-Hinds | 53537 | CODEREF |  |  | CCL2004139C50AE
CEAG Crouse-Hinds | 53537 | MADEIN |  |  | ES
CEAG Crouse-Hinds | 53538 | CODEREF |  |  | CCL2004183C50AE
CEAG Crouse-Hinds | 53538 | MADEIN |  |  | ES
CEAG Crouse-Hinds | 53539 | CODEREF |  |  | CCL2004187C50AE
CEAG Crouse-Hinds | 53539 | MADEIN |  |  | ES
CEAG Crouse-Hinds | 53540 | CODEREF |  |  | CCL2004231C50AE
CEAG Crouse-Hinds | 53540 | MADEIN |  |  | ES
CEAG Crouse-Hinds | 53541 | CODEREF |  |  | CCL2004235C50AE
CEAG Crouse-Hinds | 53541 | MADEIN |  |  | ES
CEAG Crouse-Hinds | 55000 | CODEREF |  |  | GHG5114304R0001
CEAG Crouse-Hinds | 55000 | MADEIN |  |  | RO
CEAG Crouse-Hinds | 55001 | CODEREF |  |  | GHG5117304R0001
CEAG Crouse-Hinds | 55001 | MADEIN |  |  | RO
CEAG Crouse-Hinds | 55002 | CODEREF |  |  | GHG5118304R0001
CEAG Crouse-Hinds | 55002 | MADEIN |  |  | DE
CEAG Crouse-Hinds | 55003 | CODEREF |  |  | GHG5113304R0001
CEAG Crouse-Hinds | 55003 | MADEIN |  |  | DE
CEAG Crouse-Hinds | 55004 | CODEREF |  |  | GHG5114304R3001
CEAG Crouse-Hinds | 55004 | MADEIN |  |  | RO
CEAG Crouse-Hinds | 55010 | CODEREF |  |  | GHG5114306R0001
CEAG Crouse-Hinds | 55010 | MADEIN |  |  | RO
CEAG Crouse-Hinds | 55011 | CODEREF |  |  | GHG5117306R0001
CEAG Crouse-Hinds | 55011 | MADEIN |  |  | RO
CEAG Crouse-Hinds | 55012 | CODEREF |  |  | GHG5118306R0001
CEAG Crouse-Hinds | 55012 | MADEIN |  |  | DE
CEAG Crouse-Hinds | 55013 | CODEREF |  |  | GHG5113306R0001
CEAG Crouse-Hinds | 55013 | MADEIN |  |  | DE
CEAG Crouse-Hinds | 55014 | CODEREF |  |  | GHG5114306R3001
CEAG Crouse-Hinds | 55014 | MADEIN |  |  | RO
CEAG Crouse-Hinds | 55016 | CODEREF |  |  | GHG5114306R3003
CEAG Crouse-Hinds | 55016 | MADEIN |  |  | RO
CEAG Crouse-Hinds | 55020 | CODEREF |  |  | GHG5114409R0001
CEAG Crouse-Hinds | 55020 | MADEIN |  |  | DE
CEAG Crouse-Hinds | 55021 | CODEREF |  |  | GHG5117409R0001
CEAG Crouse-Hinds | 55021 | MADEIN |  |  | RO
CEAG Crouse-Hinds | 55022 | CODEREF |  |  | GHG5118409R0001
CEAG Crouse-Hinds | 55022 | MADEIN |  |  | DE
CEAG Crouse-Hinds | 55023 | CODEREF |  |  | GHG5113409R0001
CEAG Crouse-Hinds | 55023 | MADEIN |  |  | DE
CEAG Crouse-Hinds | 55024 | CODEREF |  |  | GHG5114409R3001
CEAG Crouse-Hinds | 55024 | MADEIN |  |  | DE
CEAG Crouse-Hinds | 55030 | CODEREF |  |  | GHG5114406R0001
CEAG Crouse-Hinds | 55030 | MADEIN |  |  | DE
CEAG Crouse-Hinds | 55031 | CODEREF |  |  | GHG5117406R0001
CEAG Crouse-Hinds | 55031 | MADEIN |  |  | RO
CEAG Crouse-Hinds | 55032 | CODEREF |  |  | GHG5118406R0001
CEAG Crouse-Hinds | 55032 | MADEIN |  |  | DE
CEAG Crouse-Hinds | 55033 | CODEREF |  |  | GHG5113406R0001
CEAG Crouse-Hinds | 55033 | MADEIN |  |  | DE
CEAG Crouse-Hinds | 55034 | CODEREF |  |  | GHG5114406R3001
CEAG Crouse-Hinds | 55034 | MADEIN |  |  | DE
CEAG Crouse-Hinds | 55035 | CODEREF |  |  | GHG5114406R0501
CEAG Crouse-Hinds | 55035 | MADEIN |  |  | DE
CEAG Crouse-Hinds | 55040 | CODEREF |  |  | GHG5114407R0001
CEAG Crouse-Hinds | 55040 | MADEIN |  |  | DE
CEAG Crouse-Hinds | 55041 | CODEREF |  |  | GHG5117407R0001
CEAG Crouse-Hinds | 55041 | MADEIN |  |  | RO
CEAG Crouse-Hinds | 55042 | CODEREF |  |  | GHG5118407R0001
CEAG Crouse-Hinds | 55042 | MADEIN |  |  | DE
CEAG Crouse-Hinds | 55043 | CODEREF |  |  | GHG5113407R0001
CEAG Crouse-Hinds | 55043 | MADEIN |  |  | DE
CEAG Crouse-Hinds | 55044 | CODEREF |  |  | GHG5114407R3001
CEAG Crouse-Hinds | 55044 | MADEIN |  |  | DE
CEAG Crouse-Hinds | 55045 | CODEREF |  |  | GHG5114407R0501
CEAG Crouse-Hinds | 55045 | MADEIN |  |  | DE
CEAG Crouse-Hinds | 55050 | CODEREF |  |  | GHG5114405R0001
CEAG Crouse-Hinds | 55050 | MADEIN |  |  | DE
CEAG Crouse-Hinds | 55051 | CODEREF |  |  | GHG5117405R0001
CEAG Crouse-Hinds | 55051 | MADEIN |  |  | RO
CEAG Crouse-Hinds | 55052 | CODEREF |  |  | GHG5118405R0001
CEAG Crouse-Hinds | 55052 | MADEIN |  |  | DE
CEAG Crouse-Hinds | 55053 | CODEREF |  |  | GHG5113405R0001
CEAG Crouse-Hinds | 55053 | MADEIN |  |  | DE
CEAG Crouse-Hinds | 55054 | CODEREF |  |  | GHG5114405R3001
CEAG Crouse-Hinds | 55054 | MADEIN |  |  | DE
CEAG Crouse-Hinds | 55055 | CODEREF |  |  | GHG5114405R0501
CEAG Crouse-Hinds | 55055 | MADEIN |  |  | DE
CEAG Crouse-Hinds | 55060 | CODEREF |  |  | GHG5114506R0001
CEAG Crouse-Hinds | 55060 | MADEIN |  |  | RO
CEAG Crouse-Hinds | 55061 | CODEREF |  |  | GHG5117506R0001
CEAG Crouse-Hinds | 55061 | MADEIN |  |  | RO
CEAG Crouse-Hinds | 55062 | CODEREF |  |  | GHG5118506R0001
CEAG Crouse-Hinds | 55062 | MADEIN |  |  | DE
CEAG Crouse-Hinds | 55063 | CODEREF |  |  | GHG5113506R0001
CEAG Crouse-Hinds | 55063 | MADEIN |  |  | DE
CEAG Crouse-Hinds | 55064 | CODEREF |  |  | GHG5114506R3001
CEAG Crouse-Hinds | 55064 | MADEIN |  |  | RO
CEAG Crouse-Hinds | 55065 | CODEREF |  |  | GHG5114506R0501
CEAG Crouse-Hinds | 55065 | MADEIN |  |  | DE
CEAG Crouse-Hinds | 55070 | CODEREF |  |  | GHG5134200R0001
CEAG Crouse-Hinds | 55070 | MADEIN |  |  | DE
CEAG Crouse-Hinds | 55073 | CODEREF |  |  | GHG5133200R0001
CEAG Crouse-Hinds | 55073 | MADEIN |  |  | DE
CEAG Crouse-Hinds | 55080 | CODEREF |  |  | GHG5134300R0001
CEAG Crouse-Hinds | 55080 | MADEIN |  |  | DE
CEAG Crouse-Hinds | 55083 | CODEREF |  |  | GHG5133300R0001
CEAG Crouse-Hinds | 55083 | MADEIN |  |  | DE
CEAG Crouse-Hinds | 55090 | CODEREF |  |  | GHG5134312R0001
CEAG Crouse-Hinds | 55090 | MADEIN |  |  | DE
CEAG Crouse-Hinds | 55091 | CODEREF |  |  | GHG5422312V0000
CEAG Crouse-Hinds | 55091 | MADEIN |  |  | RO
CEAG Crouse-Hinds | 55092 | CODEREF |  |  | GHG5425312V0000
CEAG Crouse-Hinds | 55092 | MADEIN |  |  | DE
CEAG Crouse-Hinds | 55093 | CODEREF |  |  | GHG5133312R0001
CEAG Crouse-Hinds | 55093 | MADEIN |  |  | DE
CEAG Crouse-Hinds | 55100 | CODEREF |  |  | GHG5124409R0001
CEAG Crouse-Hinds | 55100 | MADEIN |  |  | DE
CEAG Crouse-Hinds | 55101 | CODEREF |  |  | GHG5127409R0001
CEAG Crouse-Hinds | 55101 | MADEIN |  |  | RO
CEAG Crouse-Hinds | 55102 | CODEREF |  |  | GHG5128409R0001
CEAG Crouse-Hinds | 55102 | MADEIN |  |  | DE
CEAG Crouse-Hinds | 55103 | CODEREF |  |  | GHG5123409R0001
CEAG Crouse-Hinds | 55103 | MADEIN |  |  | DE
CEAG Crouse-Hinds | 55104 | CODEREF |  |  | GHG5124409R3001
CEAG Crouse-Hinds | 55104 | MADEIN |  |  | DE
CEAG Crouse-Hinds | 55110 | CODEREF |  |  | GHG5124406R0001
CEAG Crouse-Hinds | 55110 | MADEIN |  |  | DE
CEAG Crouse-Hinds | 55111 | CODEREF |  |  | GHG5127406R0001
CEAG Crouse-Hinds | 55111 | MADEIN |  |  | RO
CEAG Crouse-Hinds | 55112 | CODEREF |  |  | GHG5128406R0001
CEAG Crouse-Hinds | 55112 | MADEIN |  |  | DE
CEAG Crouse-Hinds | 55113 | CODEREF |  |  | GHG5123406R0001
CEAG Crouse-Hinds | 55113 | MADEIN |  |  | DE
CEAG Crouse-Hinds | 55114 | CODEREF |  |  | GHG5124406R3001
CEAG Crouse-Hinds | 55114 | MADEIN |  |  | DE
CEAG Crouse-Hinds | 55115 | CODEREF |  |  | GHG5124406R0501
CEAG Crouse-Hinds | 55115 | MADEIN |  |  | DE
CEAG Crouse-Hinds | 55120 | CODEREF |  |  | GHG5124407R0001
CEAG Crouse-Hinds | 55120 | MADEIN |  |  | DE
CEAG Crouse-Hinds | 55121 | CODEREF |  |  | GHG5127407R0001
CEAG Crouse-Hinds | 55121 | MADEIN |  |  | RO
CEAG Crouse-Hinds | 55122 | CODEREF |  |  | GHG5128407R0001
CEAG Crouse-Hinds | 55122 | MADEIN |  |  | DE
CEAG Crouse-Hinds | 55123 | CODEREF |  |  | GHG5123407R0001
CEAG Crouse-Hinds | 55123 | MADEIN |  |  | DE
CEAG Crouse-Hinds | 55124 | CODEREF |  |  | GHG5124407R3001
CEAG Crouse-Hinds | 55124 | MADEIN |  |  | DE
CEAG Crouse-Hinds | 55125 | CODEREF |  |  | GHG5124407R0501
CEAG Crouse-Hinds | 55125 | MADEIN |  |  | DE
CEAG Crouse-Hinds | 55130 | CODEREF |  |  | GHG5124405R0001
CEAG Crouse-Hinds | 55130 | MADEIN |  |  | DE
CEAG Crouse-Hinds | 55131 | CODEREF |  |  | GHG5127405R0001
CEAG Crouse-Hinds | 55131 | MADEIN |  |  | RO
CEAG Crouse-Hinds | 55132 | CODEREF |  |  | GHG5128405R0001
CEAG Crouse-Hinds | 55132 | MADEIN |  |  | DE
CEAG Crouse-Hinds | 55133 | CODEREF |  |  | GHG5123405R0001
CEAG Crouse-Hinds | 55133 | MADEIN |  |  | DE
CEAG Crouse-Hinds | 55134 | CODEREF |  |  | GHG5124405R3001
CEAG Crouse-Hinds | 55134 | MADEIN |  |  | DE
CEAG Crouse-Hinds | 55135 | CODEREF |  |  | GHG5124405R0501
CEAG Crouse-Hinds | 55135 | MADEIN |  |  | DE
CEAG Crouse-Hinds | 55140 | CODEREF |  |  | GHG5124506R0001
CEAG Crouse-Hinds | 55140 | MADEIN |  |  | RO
CEAG Crouse-Hinds | 55141 | CODEREF |  |  | GHG5127506R0001
CEAG Crouse-Hinds | 55141 | MADEIN |  |  | RO
CEAG Crouse-Hinds | 55142 | CODEREF |  |  | GHG5128506R0001
CEAG Crouse-Hinds | 55142 | MADEIN |  |  | DE
CEAG Crouse-Hinds | 55143 | CODEREF |  |  | GHG5123506R0001
CEAG Crouse-Hinds | 55143 | MADEIN |  |  | DE
CEAG Crouse-Hinds | 55144 | CODEREF |  |  | GHG5124506R3001
CEAG Crouse-Hinds | 55144 | MADEIN |  |  | RO
CEAG Crouse-Hinds | 55145 | CODEREF |  |  | GHG5124506R0501
CEAG Crouse-Hinds | 55145 | MADEIN |  |  | DE
CEAG Crouse-Hinds | 55146 | CODEREF |  |  | GHG5124506R3003
CEAG Crouse-Hinds | 55146 | MADEIN |  |  | RO
CEAG Crouse-Hinds | 55150 | CODEREF |  |  | GHG5144409R0001
CEAG Crouse-Hinds | 55150 | MADEIN |  |  | RO
CEAG Crouse-Hinds | 55151 | CODEREF |  |  | GHG5147409R0001
CEAG Crouse-Hinds | 55151 | MADEIN |  |  | RO
CEAG Crouse-Hinds | 55154 | CODEREF |  |  | GHG5144409R3001
CEAG Crouse-Hinds | 55154 | MADEIN |  |  | RO
CEAG Crouse-Hinds | 55160 | CODEREF |  |  | GHG5144406R0001
CEAG Crouse-Hinds | 55160 | MADEIN |  |  | RO
CEAG Crouse-Hinds | 55161 | CODEREF |  |  | GHG5147406R0001
CEAG Crouse-Hinds | 55161 | MADEIN |  |  | RO
CEAG Crouse-Hinds | 55164 | CODEREF |  |  | GHG5144406R3001
CEAG Crouse-Hinds | 55164 | MADEIN |  |  | RO
CEAG Crouse-Hinds | 55165 | CODEREF |  |  | GHG5144406R0501
CEAG Crouse-Hinds | 55165 | MADEIN |  |  | RO
CEAG Crouse-Hinds | 55170 | CODEREF |  |  | GHG5144407R0001
CEAG Crouse-Hinds | 55170 | MADEIN |  |  | RO
CEAG Crouse-Hinds | 55171 | CODEREF |  |  | GHG5147407R0001
CEAG Crouse-Hinds | 55171 | MADEIN |  |  | RO
CEAG Crouse-Hinds | 55174 | CODEREF |  |  | GHG5144407R3001
CEAG Crouse-Hinds | 55174 | MADEIN |  |  | RO
CEAG Crouse-Hinds | 55175 | CODEREF |  |  | GHG5144407R0501
CEAG Crouse-Hinds | 55175 | MADEIN |  |  | DE
CEAG Crouse-Hinds | 55176 | CODEREF |  |  | GHG5144407R3003
CEAG Crouse-Hinds | 55176 | MADEIN |  |  | RO
CEAG Crouse-Hinds | 55180 | CODEREF |  |  | GHG5144405R0001
CEAG Crouse-Hinds | 55180 | MADEIN |  |  | RO
CEAG Crouse-Hinds | 55181 | CODEREF |  |  | GHG5147405R0001
CEAG Crouse-Hinds | 55181 | MADEIN |  |  | RO
CEAG Crouse-Hinds | 55184 | CODEREF |  |  | GHG5144405R3001
CEAG Crouse-Hinds | 55184 | MADEIN |  |  | RO
CEAG Crouse-Hinds | 55185 | CODEREF |  |  | GHG5144405R0501
CEAG Crouse-Hinds | 55185 | MADEIN |  |  | RO
CEAG Crouse-Hinds | 55190 | CODEREF |  |  | GHG5144506R0001
CEAG Crouse-Hinds | 55190 | MADEIN |  |  | RO
CEAG Crouse-Hinds | 55191 | CODEREF |  |  | GHG5147506R0001
CEAG Crouse-Hinds | 55191 | MADEIN |  |  | RO
CEAG Crouse-Hinds | 55194 | CODEREF |  |  | GHG5144506R3001
CEAG Crouse-Hinds | 55194 | MADEIN |  |  | RO
CEAG Crouse-Hinds | 55195 | CODEREF |  |  | GHG5144506R0501
CEAG Crouse-Hinds | 55195 | MADEIN |  |  | RO
CEAG Crouse-Hinds | 55200 | CODEREF |  |  | GHG5154409R0001
CEAG Crouse-Hinds | 55200 | MADEIN |  |  | DE
CEAG Crouse-Hinds | 55201 | CODEREF |  |  | GHG5157409R0001
CEAG Crouse-Hinds | 55201 | MADEIN |  |  | RO
CEAG Crouse-Hinds | 55204 | CODEREF |  |  | GHG5154409R3001
CEAG Crouse-Hinds | 55204 | MADEIN |  |  | RO
CEAG Crouse-Hinds | 55210 | CODEREF |  |  | GHG5154406R0001
CEAG Crouse-Hinds | 55210 | MADEIN |  |  | RO
CEAG Crouse-Hinds | 55211 | CODEREF |  |  | GHG5157406R0001
CEAG Crouse-Hinds | 55211 | MADEIN |  |  | RO
CEAG Crouse-Hinds | 55214 | CODEREF |  |  | GHG5154406R3001
CEAG Crouse-Hinds | 55214 | MADEIN |  |  | RO
CEAG Crouse-Hinds | 55215 | CODEREF |  |  | GHG5154406R0501
CEAG Crouse-Hinds | 55215 | MADEIN |  |  | RO
CEAG Crouse-Hinds | 55220 | CODEREF |  |  | GHG5154407R0001
CEAG Crouse-Hinds | 55220 | MADEIN |  |  | RO
CEAG Crouse-Hinds | 55221 | CODEREF |  |  | GHG5157407R0001
CEAG Crouse-Hinds | 55221 | MADEIN |  |  | RO
CEAG Crouse-Hinds | 55224 | CODEREF |  |  | GHG5154407R3001
CEAG Crouse-Hinds | 55224 | MADEIN |  |  | RO
CEAG Crouse-Hinds | 55225 | CODEREF |  |  | GHG5154407R0501
CEAG Crouse-Hinds | 55225 | MADEIN |  |  | RO
CEAG Crouse-Hinds | 55230 | CODEREF |  |  | GHG5154405R0001
CEAG Crouse-Hinds | 55230 | MADEIN |  |  | RO
CEAG Crouse-Hinds | 55231 | CODEREF |  |  | GHG5157405R0001
CEAG Crouse-Hinds | 55231 | MADEIN |  |  | RO
CEAG Crouse-Hinds | 55234 | CODEREF |  |  | GHG5154405R3001
CEAG Crouse-Hinds | 55234 | MADEIN |  |  | RO
CEAG Crouse-Hinds | 55235 | CODEREF |  |  | GHG5154405R0501
CEAG Crouse-Hinds | 55235 | MADEIN |  |  | DE
CEAG Crouse-Hinds | 55240 | CODEREF |  |  | GHG5154506R0001
CEAG Crouse-Hinds | 55240 | MADEIN |  |  | RO
CEAG Crouse-Hinds | 55241 | CODEREF |  |  | GHG5157506R0001
CEAG Crouse-Hinds | 55241 | MADEIN |  |  | RO
CEAG Crouse-Hinds | 55244 | CODEREF |  |  | GHG5154506R3001
CEAG Crouse-Hinds | 55244 | MADEIN |  |  | RO
CEAG Crouse-Hinds | 55245 | CODEREF |  |  | GHG5154506R0501
CEAG Crouse-Hinds | 55245 | MADEIN |  |  | RO
CEAG Crouse-Hinds | 55246 | CODEREF |  |  | GHG5154506R3005
CEAG Crouse-Hinds | 55246 | MADEIN |  |  | RO
CEAG Crouse-Hinds | 55250 | CODEREF |  |  | GHG5134212R0001
CEAG Crouse-Hinds | 55250 | MADEIN |  |  | DE
CEAG Crouse-Hinds | 55251 | CODEREF |  |  | GHG5422212V0000
CEAG Crouse-Hinds | 55251 | MADEIN |  |  | RO
CEAG Crouse-Hinds | 55252 | CODEREF |  |  | GHG5425212V0000
CEAG Crouse-Hinds | 55252 | MADEIN |  |  | DE
CEAG Crouse-Hinds | 55253 | CODEREF |  |  | GHG5133212R0001
CEAG Crouse-Hinds | 55253 | MADEIN |  |  | DE
CEAG Crouse-Hinds | 55300 | CODEREF |  |  | GHG5114906R0001
CEAG Crouse-Hinds | 55300 | MADEIN |  |  | DE
CEAG Crouse-Hinds | 55304 | CODEREF |  |  | GHG5114906R3001
CEAG Crouse-Hinds | 55304 | MADEIN |  |  | DE
CEAG Crouse-Hinds | 55310 | CODEREF |  |  | GHG5114706R0001
CEAG Crouse-Hinds | 55310 | MADEIN |  |  | RO
CEAG Crouse-Hinds | 55314 | CODEREF |  |  | GHG5114706R3001
CEAG Crouse-Hinds | 55314 | MADEIN |  |  | RO
CEAG Crouse-Hinds | 55320 | CODEREF |  |  | GHG5114707R0003
CEAG Crouse-Hinds | 55320 | MADEIN |  |  | RO
CEAG Crouse-Hinds | 55324 | CODEREF |  |  | GHG5114707R3003
CEAG Crouse-Hinds | 55324 | MADEIN |  |  | RO
CEAG Crouse-Hinds | 55330 | CODEREF |  |  | GHG5114905R0001
CEAG Crouse-Hinds | 55330 | MADEIN |  |  | DE
CEAG Crouse-Hinds | 55334 | CODEREF |  |  | GHG5114905R3001
CEAG Crouse-Hinds | 55334 | MADEIN |  |  | DE
CEAG Crouse-Hinds | 55340 | CODEREF |  |  | GHG5114907R0001
CEAG Crouse-Hinds | 55340 | MADEIN |  |  | DE
CEAG Crouse-Hinds | 55344 | CODEREF |  |  | GHG5114907R3001
CEAG Crouse-Hinds | 55344 | MADEIN |  |  | DE
CEAG Crouse-Hinds | 55901 | CODEREF |  |  | GHG5101901R0001
CEAG Crouse-Hinds | 55901 | MADEIN |  |  | RO
CEAG Crouse-Hinds | 55902 | CODEREF |  |  | GHG5101901R0002
CEAG Crouse-Hinds | 55902 | MADEIN |  |  | RO
CEAG Crouse-Hinds | 55903 | CODEREF |  |  | GHG5101901R0003
CEAG Crouse-Hinds | 55903 | MADEIN |  |  | DE
CEAG Crouse-Hinds | 55904 | CODEREF |  |  | GHG5101901R0004
CEAG Crouse-Hinds | 55904 | MADEIN |  |  | RO
CEAG Crouse-Hinds | 55905 | CODEREF |  |  | GHG5101901R0005
CEAG Crouse-Hinds | 55905 | MADEIN |  |  | RO
CEAG Crouse-Hinds | 55906 | CODEREF |  |  | GHG5101901R0006
CEAG Crouse-Hinds | 55906 | MADEIN |  |  | RO
CEAG Crouse-Hinds | 55907 | CODEREF |  |  | GHG5101901R0007
CEAG Crouse-Hinds | 55907 | MADEIN |  |  | RO
CEAG Crouse-Hinds | 58064 | CODEREF |  |  | GHG4118252R1933
CEAG Crouse-Hinds | 58064 | MADEIN |  |  | FR
CEAG Crouse-Hinds | 58068 | CODEREF |  |  | GHG4118152R8458
CEAG Crouse-Hinds | 58068 | MADEIN |  |  | FR
CEAG Crouse-Hinds | 58079 | CODEREF |  |  | GHG4340052R0567
CEAG Crouse-Hinds | 58079 | MADEIN |  |  | FR
CEAG Crouse-Hinds | 58081 | CODEREF |  |  | GHG4118352R0767
CEAG Crouse-Hinds | 58081 | MADEIN |  |  | FR
CEAG Crouse-Hinds | 58167 | CODEREF |  |  | GHG4188195R5507
CEAG Crouse-Hinds | 58167 | MADEIN |  |  | DE
CEAG Crouse-Hinds | 58200 | CODEREF |  |  | GHG2301908R0001
CEAG Crouse-Hinds | 58200 | MADEIN |  |  | DE
CEAG Crouse-Hinds | 58201 | CODEREF |  |  | GHG2601930R0001
CEAG Crouse-Hinds | 58201 | MADEIN |  |  | DE
CEAG Crouse-Hinds | 58203 | CODEREF |  |  | GHG2601931R0001
CEAG Crouse-Hinds | 58203 | MADEIN |  |  | DE
CEAG Crouse-Hinds | 58204 | CODEREF |  |  | GHG2601920R0002
CEAG Crouse-Hinds | 58204 | MADEIN |  |  | DE
CEAG Crouse-Hinds | 58205 | CODEREF |  |  | GHG2601921R0001
CEAG Crouse-Hinds | 58205 | MADEIN |  |  | DE
CEAG Crouse-Hinds | 58206 | CODEREF |  |  | GHG2601921R0002
CEAG Crouse-Hinds | 58206 | MADEIN |  |  | DE
CEAG Crouse-Hinds | 58207 | CODEREF |  |  | GHG2601922R0001
CEAG Crouse-Hinds | 58207 | MADEIN |  |  | DE
CEAG Crouse-Hinds | 58208 | CODEREF |  |  | GHG2601922R0002
CEAG Crouse-Hinds | 58208 | MADEIN |  |  | DE
CEAG Crouse-Hinds | 58266 | CODEREF |  |  | GHG4101904R0012
CEAG Crouse-Hinds | 58266 | MADEIN |  |  | DE
CEAG Crouse-Hinds | 58269 | CODEREF |  |  | 22710904000
CEAG Crouse-Hinds | 58269 | MADEIN |  |  | DE
CEAG Crouse-Hinds | 58271 | CODEREF |  |  | GHG4101910R0009
CEAG Crouse-Hinds | 58271 | MADEIN |  |  | DE
CEAG Crouse-Hinds | 58272 | CODEREF |  |  | 22710906000
CEAG Crouse-Hinds | 58272 | MADEIN |  |  | DE
CEAG Crouse-Hinds | 58273 | CODEREF |  |  | 23475910001
CEAG Crouse-Hinds | 58273 | MADEIN |  |  | DE
CEAG Crouse-Hinds | 58274 | CODEREF |  |  | 23475910002
CEAG Crouse-Hinds | 58274 | MADEIN |  |  | DE
CEAG Crouse-Hinds | 58275 | CODEREF |  |  | 21147904012
CEAG Crouse-Hinds | 58275 | MADEIN |  |  | DE
CEAG Crouse-Hinds | 58276 | CODEREF |  |  | 22216000906
CEAG Crouse-Hinds | 58276 | MADEIN |  |  | DE
CEAG Crouse-Hinds | 58277 | CODEREF |  |  | 22842218901
CEAG Crouse-Hinds | 58277 | MADEIN |  |  | DE
CEAG Crouse-Hinds | 58278 | CODEREF |  |  | 22842236901
CEAG Crouse-Hinds | 58278 | MADEIN |  |  | DE
CEAG Crouse-Hinds | 58279 | CODEREF |  |  | 22842240901
CEAG Crouse-Hinds | 58279 | MADEIN |  |  | DE
CEAG Crouse-Hinds | 58280 | CODEREF |  |  | 22842280901
CEAG Crouse-Hinds | 58280 | MADEIN |  |  | DE
CEAG Crouse-Hinds | 58281 | CODEREF |  |  | 22710904010
CEAG Crouse-Hinds | 58281 | MADEIN |  |  | DE
CEAG Crouse-Hinds | 58283 | CODEREF |  |  | GHG4101905R0007
CEAG Crouse-Hinds | 58283 | MADEIN |  |  | DE
CEAG Crouse-Hinds | 58284 | CODEREF |  |  | GHG4101901R1056
CEAG Crouse-Hinds | 58284 | MADEIN |  |  | DE
CEAG Crouse-Hinds | 58285 | CODEREF |  |  | GHG4101901R1053
CEAG Crouse-Hinds | 58285 | MADEIN |  |  | DE
CEAG Crouse-Hinds | 58286 | CODEREF |  |  | GHG4101901R1067
CEAG Crouse-Hinds | 58286 | MADEIN |  |  | DE
CEAG Crouse-Hinds | 58287 | CODEREF |  |  | GHG4101901R1062
CEAG Crouse-Hinds | 58287 | MADEIN |  |  | DE
CEAG Crouse-Hinds | 58475 | CODEREF |  |  | GHG4101901R0134
CEAG Crouse-Hinds | 58475 | MADEIN |  |  | DE
CEAG Crouse-Hinds | 58504 | CODEREF |  |  | GHG4101904R0072
CEAG Crouse-Hinds | 58504 | MADEIN |  |  | DE
CEAG Crouse-Hinds | 58530 | CODEREF |  |  | GHG4101904R0010
CEAG Crouse-Hinds | 58530 | MADEIN |  |  | DE
CEAG Crouse-Hinds | 59188 | CODEREF |  |  | GHG4101901R0194
CEAG Crouse-Hinds | 59188 | MADEIN |  |  | DE
CEAG Crouse-Hinds | 59189 | CODEREF |  |  | GHG4101944R0010
CEAG Crouse-Hinds | 59189 | MADEIN |  |  | DE
CEAG Crouse-Hinds | 59249 | CODEREF |  |  | GHG5901302R0102
CEAG Crouse-Hinds | 59249 | MADEIN |  |  | RO
CEAG Crouse-Hinds | 59308 | CODEREF |  |  | GHG5901903R0001
CEAG Crouse-Hinds | 59308 | MADEIN |  |  | DE
CEAG Crouse-Hinds | 59311 | CODEREF |  |  | GHG5901902R0001
CEAG Crouse-Hinds | 59311 | MADEIN |  |  | DE
CEAG Crouse-Hinds | 59493 | CODEREF |  |  | NOR000114110553E
CEAG Crouse-Hinds | 59493 | MADEIN |  |  | ES
CEAG Crouse-Hinds | 59509 | CODEREF |  |  | GHG2632301R0007
CEAG Crouse-Hinds | 59509 | MADEIN |  |  | DE
CEAG Crouse-Hinds | 59526 | CODEREF |  |  | GHG4118252R1934
CEAG Crouse-Hinds | 59526 | MADEIN |  |  | FR
CEAG Crouse-Hinds | 59592 | CODEREF |  |  | GHG4101947R0009
CEAG Crouse-Hinds | 59592 | MADEIN |  |  | DE
CEAG Crouse-Hinds | 59602 | CODEREF |  |  | GHG4118352R0768
CEAG Crouse-Hinds | 59602 | MADEIN |  |  | FR
CEAG Crouse-Hinds | 59630 | CODEREF |  |  | GHG4101901R0184
CEAG Crouse-Hinds | 59630 | MADEIN |  |  | DE
CEAG Crouse-Hinds | 59658 | CODEREF |  |  | GHG4118252R1935
CEAG Crouse-Hinds | 59658 | MADEIN |  |  | FR
CEAG Crouse-Hinds | 59659 | CODEREF |  |  | GHG5901301R0102
CEAG Crouse-Hinds | 59659 | MADEIN |  |  | DE
CEAG Crouse-Hinds | 59675 | CODEREF |  |  | GHG4101901R0179
CEAG Crouse-Hinds | 59675 | MADEIN |  |  | DE
CEAG Crouse-Hinds | 59738 | CODEREF |  |  | GHG4101905R0005
CEAG Crouse-Hinds | 59738 | MADEIN |  |  | DE
CEAG Crouse-Hinds | 59782 | CODEREF |  |  | NOR000000115302
CEAG Crouse-Hinds | 59782 | MADEIN |  |  | ES
CEAG Crouse-Hinds | 59783 | CODEREF |  |  | NOR000000115306
CEAG Crouse-Hinds | 59783 | MADEIN |  |  | ES
CEAG Crouse-Hinds | 59789 | CODEREF |  |  | GHG4118152R8459
CEAG Crouse-Hinds | 59789 | MADEIN |  |  | FR
CEAG Crouse-Hinds | 59804 | CODEREF |  |  | GHG4101901R0125
CEAG Crouse-Hinds | 59804 | MADEIN |  |  | DE
CEAG Crouse-Hinds | 59812 | CODEREF |  |  | NOR000005110836
CEAG Crouse-Hinds | 59812 | MADEIN |  |  | ES
CEAG Crouse-Hinds | 59883 | CODEREF |  |  | GHG4101901R0185
CEAG Crouse-Hinds | 59883 | MADEIN |  |  | DE
CEAG Crouse-Hinds | 59894 | CODEREF |  |  | GHG4101901R0183
CEAG Crouse-Hinds | 59894 | MADEIN |  |  | DE
CEAG Crouse-Hinds | 59931 | CODEREF |  |  | GHG4188153R4300
CEAG Crouse-Hinds | 59931 | MADEIN |  |  | DE
CEAG Crouse-Hinds | 59976 | CODEREF |  |  | GHG4118252R1936
CEAG Crouse-Hinds | 59976 | MADEIN |  |  | FR
CEAG Crouse-Hinds | HTL4 | CODEREF |  |  | 23836
CEAG Crouse-Hinds | HTL4 | MADEIN |  |  | US
CEAG Crouse-Hinds | LSC10 | CODEREF |  |  | 12370227
CEAG Crouse-Hinds | LSC10 | MADEIN |  |  | US
CEAG Crouse-Hinds | LSC20 | CODEREF |  |  | 12370228
CEAG Crouse-Hinds | LSC20 | MADEIN |  |  | US
CEAG Crouse-Hinds | LSC200CART | CODEREF |  |  | 12494640
CEAG Crouse-Hinds | LSC200CART | MADEIN |  |  | US
CEAG Crouse-Hinds | LSC75 | CODEREF |  |  | 12508853
CEAG Crouse-Hinds | LSC75 | MADEIN |  |  | US
CEAG Crouse-Hinds | LSCTIP | CODEREF |  |  | 12494642
CEAG Crouse-Hinds | LSCTIP | MADEIN |  |  | US
CEAG Crouse-Hinds | LUM10312 | MADEIN |  |  | RO
CEAG Crouse-Hinds | LUM10319 | MADEIN |  |  | RO
CEAG Crouse-Hinds | LUM10401 | MADEIN |  |  | GB
CEAG Crouse-Hinds | LUM10403 | MADEIN |  |  | GB
CEAG Crouse-Hinds | LUM10404 | MADEIN |  |  | GB
CEAG Crouse-Hinds | LUM11040 | MADEIN |  |  | RO
CEAG Crouse-Hinds | LUM17141 | MADEIN |  |  | RO
CEAG Crouse-Hinds | TMCX050-0 | CODEREF |  |  | 12569018
CEAG Crouse-Hinds | TMCX050-0 | MADEIN |  |  | US
CEAG Crouse-Hinds | TMCX050-1 | CODEREF |  |  | 12245516
CEAG Crouse-Hinds | TMCX050-1 | MADEIN |  |  | US
CEAG Crouse-Hinds | TMCX050-2 | CODEREF |  |  | 12245691
CEAG Crouse-Hinds | TMCX050-2 | MADEIN |  |  | US
CEAG Crouse-Hinds | TMCX075-0 | CODEREF |  |  | 12569351
CEAG Crouse-Hinds | TMCX075-0 | MADEIN |  |  | US
CEAG Crouse-Hinds | TMCX075-1 | CODEREF |  |  | 12245610
CEAG Crouse-Hinds | TMCX075-1 | MADEIN |  |  | US
CEAG Crouse-Hinds | TMCX075-2 | CODEREF |  |  | 12245694
CEAG Crouse-Hinds | TMCX075-2 | MADEIN |  |  | US
CEAG Crouse-Hinds | TMCX100-0 | CODEREF |  |  | 12569354
CEAG Crouse-Hinds | TMCX100-0 | MADEIN |  |  | US
CEAG Crouse-Hinds | TMCX100-1 | CODEREF |  |  | 12245697
CEAG Crouse-Hinds | TMCX100-1 | MADEIN |  |  | US
CEAG Crouse-Hinds | TMCX100-2 | CODEREF |  |  | 12245800
CEAG Crouse-Hinds | TMCX100-2 | MADEIN |  |  | US
CEAG Crouse-Hinds | TMCX10402 | CODEREF |  |  | 750383
CEAG Crouse-Hinds | TMCX10402 | MADEIN |  |  | US
CEAG Crouse-Hinds | TMCX125-1 | CODEREF |  |  | 12245803
CEAG Crouse-Hinds | TMCX125-1 | MADEIN |  |  | US
CEAG Crouse-Hinds | TMCX125-2 | CODEREF |  |  | 12429501
CEAG Crouse-Hinds | TMCX125-2 | MADEIN |  |  | US
CEAG Crouse-Hinds | TMCX150-1 | CODEREF |  |  | 12429490
CEAG Crouse-Hinds | TMCX150-1 | MADEIN |  |  | US
CEAG Crouse-Hinds | TMCX150-2 | CODEREF |  |  | 12429504
CEAG Crouse-Hinds | TMCX150-2 | MADEIN |  |  | US
CEAG Crouse-Hinds | TMCX165 | CODEREF |  |  | 11521673
CEAG Crouse-Hinds | TMCX165 | MADEIN |  |  | US
CEAG Crouse-Hinds | TMCX200-1 | CODEREF |  |  | 12429495
CEAG Crouse-Hinds | TMCX200-1 | MADEIN |  |  | US
CEAG Crouse-Hinds | TMCX200-2 | CODEREF |  |  | 12429506
CEAG Crouse-Hinds | TMCX200-2 | MADEIN |  |  | US
CEAG Crouse-Hinds | TMCX250-1 | CODEREF |  |  | 12429508
CEAG Crouse-Hinds | TMCX250-1 | MADEIN |  |  | US
CEAG Crouse-Hinds | TMCX250-2 | CODEREF |  |  | 12431821
CEAG Crouse-Hinds | TMCX250-2 | MADEIN |  |  | US
CEAG Crouse-Hinds | TMCX285 | CODEREF |  |  | 2068
CEAG Crouse-Hinds | TMCX285 | MADEIN |  |  | US
CEAG Crouse-Hinds | TMCX300-1 | CODEREF |  |  | 12431822
CEAG Crouse-Hinds | TMCX300-1 | MADEIN |  |  | US
CEAG Crouse-Hinds | TMCX300-2 | CODEREF |  |  | 12431823
CEAG Crouse-Hinds | TMCX300-2 | MADEIN |  |  | US
CEAG Crouse-Hinds | TMCX3112 | CODEREF |  |  | 2070
CEAG Crouse-Hinds | TMCX3112 | MADEIN |  |  | US
CEAG Crouse-Hinds | TMCX350-1 | CODEREF |  |  | 12431824
CEAG Crouse-Hinds | TMCX350-1 | MADEIN |  |  | US
CEAG Crouse-Hinds | TMCX350-2 | CODEREF |  |  | 12431825
CEAG Crouse-Hinds | TMCX350-2 | MADEIN |  |  | US
CEAG Crouse-Hinds | TMCX400-1 | CODEREF |  |  | 12431826
CEAG Crouse-Hinds | TMCX400-1 | MADEIN |  |  | US
CEAG Crouse-Hinds | TMCX400-2 | CODEREF |  |  | 12431828
CEAG Crouse-Hinds | TMCX400-2 | MADEIN |  |  | US
CEAG Crouse-Hinds | TMCX4140 | CODEREF |  |  | 11522155
CEAG Crouse-Hinds | TMCX4140 | MADEIN |  |  | US
CEAG Crouse-Hinds | TMCX5161 | CODEREF |  |  | 11522157
CEAG Crouse-Hinds | TMCX5161 | MADEIN |  |  | US
CEAG Crouse-Hinds | TMCX6206 | CODEREF |  |  | 2124
CEAG Crouse-Hinds | TMCX6206 | MADEIN |  |  | US
CEAG Crouse-Hinds | TMCX7247 | CODEREF |  |  | 2126
CEAG Crouse-Hinds | TMCX7247 | MADEIN |  |  | US
CEAG Crouse-Hinds | TMCX8302 | CODEREF |  |  | 2128
CEAG Crouse-Hinds | TMCX8302 | MADEIN |  |  | US
CEAG Crouse-Hinds | TMCX9352 | CODEREF |  |  | 750384
CEAG Crouse-Hinds | TMCX9352 | MADEIN |  |  | US
CEAG Crouse-Hinds | TSC05 | CODEREF |  |  | 756348
CEAG Crouse-Hinds | TSC05 | MADEIN |  |  | US
CEAG Crouse-Hinds | TSC1 | CODEREF |  |  | 706948
CEAG Crouse-Hinds | TSC1 | MADEIN |  |  | US
CEAG Crouse-Hinds | TSC4 | CODEREF |  |  | 706949
CEAG Crouse-Hinds | TSC4 | MADEIN |  |  | US
FHF | FHF11241021 | MADEIN |  |  | DE
FHF | FHF11243021 | MADEIN |  |  | DE
FHF | FHF11286101 | MADEIN |  |  | DE
FHF | FHF11286103 | MADEIN |  |  | DE
FHF | FHF11286104 | MADEIN |  |  | DE
FHF | FHF114422210 | MADEIN |  |  | DE
FHF | FHF114422220 | MADEIN |  |  | DE
FHF | FHF11883311 | MADEIN |  |  | DE
FHF | FHF11883312 | MADEIN |  |  | DE
FHF | FHF11883313 | MADEIN |  |  | DE
FHF | FHF11890122 | MADEIN |  |  | DE
FHF | FHF21162107 | MADEIN |  |  | DE
FHF | FHF21162113 | MADEIN |  |  | DE
FHF | FHF21162213 | MADEIN |  |  | DE
FHF | FHF21220307 | MADEIN |  |  | AT
FHF | FHF21220313 | MADEIN |  |  | AT
FHF | FHF21220507 | MADEIN |  |  | AT
FHF | FHF21220513 | MADEIN |  |  | AT
FHF | FHF21220607 | MADEIN |  |  | AT
FHF | FHF21220613 | MADEIN |  |  | AT
FHF | FHF21225103 | MADEIN |  |  | DE
FHF | FHF21225107 | MADEIN |  |  | DE
FHF | FHF21225113 | MADEIN |  |  | DE
FHF | FHF21226107 | MADEIN |  |  | DE
FHF | FHF21226113 | MADEIN |  |  | DE
FHF | FHF21561211 | MADEIN |  |  | DE
FHF | FHF21561212 | MADEIN |  |  | DE
FHF | FHF21591007 | MADEIN |  |  | DE
FHF | FHF21591013 | MADEIN |  |  | DE
FHF | FHF22150702 | MADEIN |  |  | DE
FHF | FHF22150703 | MADEIN |  |  | DE
FHF | FHF22151302 | MADEIN |  |  | DE
FHF | FHF22151303 | MADEIN |  |  | DE
FHF | FHF22164302 | MADEIN |  |  | DE
FHF | FHF22164303 | MADEIN |  |  | DE
FHF | FHF22164702 | MADEIN |  |  | DE
FHF | FHF22164703 | MADEIN |  |  | DE
FHF | FHF22200402 | MADEIN |  |  | DE
FHF | FHF22200403 | MADEIN |  |  | DE
FHF | FHF22411202 | MADEIN |  |  | DE
FHF | FHF22411203 | MADEIN |  |  | DE
FHF | FHF22411402 | MADEIN |  |  | DE
FHF | FHF22411403 | MADEIN |  |  | DE
FHF | FHF22412402 | MADEIN |  |  | DE
FHF | FHF22412403 | MADEIN |  |  | DE
FHF | FHF22415202 | MADEIN |  |  | DE
FHF | FHF22415203 | MADEIN |  |  | DE
FHF | FHF22415402 | MADEIN |  |  | DE
FHF | FHF22415403 | MADEIN |  |  | DE
FHF | FHF22416202 | MADEIN |  |  | DE
FHF | FHF22416203 | MADEIN |  |  | DE
FHF | FHF22416402 | MADEIN |  |  | DE
FHF | FHF22416403 | MADEIN |  |  | DE
FHF | FHF22480702 | MADEIN |  |  | DE
FHF | FHF22480703 | MADEIN |  |  | DE
FHF | FHF22481302 | MADEIN |  |  | DE
FHF | FHF22481303 | MADEIN |  |  | DE
FHF | FHF22486301 | MADEIN |  |  | DE
FHF | FHF22486302 | MADEIN |  |  | DE
FHF | FHF22486303 | MADEIN |  |  | DE
FHF | FHF22486304 | MADEIN |  |  | DE
FHF | FHF22486305 | MADEIN |  |  | DE
FHF | FHF22489701 | MADEIN |  |  | DE
FHF | FHF22489702 | MADEIN |  |  | DE
FHF | FHF22489703 | MADEIN |  |  | DE
FHF | FHF22489704 | MADEIN |  |  | DE
FHF | FHF22489705 | MADEIN |  |  | DE
FHF | FHF22492201 | MADEIN |  |  | DE
FHF | FHF22492202 | MADEIN |  |  | DE
FHF | FHF22492203 | MADEIN |  |  | DE
FHF | FHF22492204 | MADEIN |  |  | DE
FHF | FHF22492205 | MADEIN |  |  | DE
FHF | FHF22492401 | MADEIN |  |  | DE
FHF | FHF22492402 | MADEIN |  |  | DE
FHF | FHF22492403 | MADEIN |  |  | DE
FHF | FHF22492404 | MADEIN |  |  | DE
FHF | FHF22492405 | MADEIN |  |  | DE
FHF | FHF22510702 | MADEIN |  |  | DE
FHF | FHF22510703 | MADEIN |  |  | DE
FHF | FHF2263070110 | MADEIN |  |  | DE
FHF | FHF22630702 | MADEIN |  |  | DE
FHF | FHF22630705 | MADEIN |  |  | DE
FHF | FHF2263130110 | MADEIN |  |  | DE
FHF | FHF22631302 | MADEIN |  |  | DE
FHF | FHF22631305 | MADEIN |  |  | DE
FHF | FHF22990101 | MADEIN |  |  | DE
FHF | FHF401020111207 | MADEIN |  |  | DE
FHF | FHF401020111210 | MADEIN |  |  | DE
FHF | FHF401030111207 | MADEIN |  |  | DE
FHF | FHF401030111210 | MADEIN |  |  | DE
FHF | FHF401050111207 | MADEIN |  |  | DE
FHF | FHF401050111210 | MADEIN |  |  | DE
FHF | FHF9102421013 | MADEIN |  |  | DE
RAXTON | ABA0404YXN | MADEIN |  |  | GB
RAXTON | ABA0411YXN | MADEIN |  |  | GB
RAXTON | ABA0412YXN | MADEIN |  |  | GB
RAXTON | ABA0420YXN | MADEIN |  |  | GB
RAXTON | ABA0421YXN | MADEIN |  |  | GB
RAXTON | ABA0440YXN | MADEIN |  |  | GB
RAXTON | ABA0441YXN | MADEIN |  |  | GB
RAXTON | ABA0442YXN | MADEIN |  |  | GB
RAXTON | ABA1111YXN | MADEIN |  |  | GB
RAXTON | ABA1112YXN | MADEIN |  |  | GB
RAXTON | ABA1113YXN | MADEIN |  |  | GB
RAXTON | ABA1121YXN | MADEIN |  |  | GB
RAXTON | ABA1122YXN | MADEIN |  |  | GB
RAXTON | ABA1123YXN | MADEIN |  |  | GB
RAXTON | ABA1140YXN | MADEIN |  |  | GB
RAXTON | ABA1141YXN | MADEIN |  |  | GB
RAXTON | ABA1142YXN | MADEIN |  |  | GB
RAXTON | ABA1143YXN | MADEIN |  |  | GB
RAXTON | ABA1212YXN | MADEIN |  |  | GB
RAXTON | ABA1213YXN | MADEIN |  |  | GB
RAXTON | ABA1214YXN | MADEIN |  |  | GB
RAXTON | ABA1222YXN | MADEIN |  |  | GB
RAXTON | ABA1223YXN | MADEIN |  |  | GB
RAXTON | ABA1224YXN | MADEIN |  |  | GB
RAXTON | ABA1225YXN | MADEIN |  |  | GB
RAXTON | ABA1242YXN | MADEIN |  |  | GB
RAXTON | ABA1243YXN | MADEIN |  |  | GB
RAXTON | ABA1244YXN | MADEIN |  |  | GB
RAXTON | ABA1313YXN | MADEIN |  |  | GB
RAXTON | ABA1314YXN | MADEIN |  |  | GB
RAXTON | ABA1315YXN | MADEIN |  |  | GB
RAXTON | ABA1324YXN | MADEIN |  |  | GB
RAXTON | ABA1325YXN | MADEIN |  |  | GB
RAXTON | ABA1343YXN | MADEIN |  |  | GB
RAXTON | ABA1344YXN | MADEIN |  |  | GB
RAXTON | ABA1345YXN | MADEIN |  |  | GB
RAXTON | ABA1414YXN | MADEIN |  |  | GB
RAXTON | ABA1415YXN | MADEIN |  |  | GB
RAXTON | ABA1416YXN | MADEIN |  |  | GB
RAXTON | ABA1425YXN | MADEIN |  |  | GB
RAXTON | ABA1426YXN | MADEIN |  |  | GB
RAXTON | ABA1444YXN | MADEIN |  |  | GB
RAXTON | ABA1445YXN | MADEIN |  |  | GB
RAXTON | ABA1446YXN | MADEIN |  |  | GB
RAXTON | ABA1515YXN | MADEIN |  |  | GB
RAXTON | ABA1516YXN | MADEIN |  |  | GB
RAXTON | ABA1517YXN | MADEIN |  |  | GB
RAXTON | ABA1526YXN | MADEIN |  |  | GB
RAXTON | ABA1527YXN | MADEIN |  |  | GB
RAXTON | ABA1545YXN | MADEIN |  |  | GB
RAXTON | ABA1546YXN | MADEIN |  |  | GB
RAXTON | ABA1547YXN | MADEIN |  |  | GB
RAXTON | ABA1616YXN | MADEIN |  |  | GB
RAXTON | ABA1617YXN | MADEIN |  |  | GB
RAXTON | ABA1618YXN | MADEIN |  |  | GB
RAXTON | ABA1627YXN | MADEIN |  |  | GB
RAXTON | ABA1628YXN | MADEIN |  |  | GB
RAXTON | ABA1629YXN | MADEIN |  |  | GB
RAXTON | ABA1646YXN | MADEIN |  |  | GB
RAXTON | ABA1647YXN | MADEIN |  |  | GB
RAXTON | ABA1648YXN | MADEIN |  |  | GB
RAXTON | ABA1717YXN | MADEIN |  |  | GB
RAXTON | ABA1718YXN | MADEIN |  |  | GB
RAXTON | ABA1729YXN | MADEIN |  |  | GB
RAXTON | ABA1747YXN | MADEIN |  |  | GB
RAXTON | ABA1748YXN | MADEIN |  |  | GB
RAXTON | ABA1749YXN | MADEIN |  |  | GB
RAXTON | ABA1781YXN | MADEIN |  |  | GB
RAXTON | ABA1818YXN | MADEIN |  |  | GB
RAXTON | ABA1848YXN | MADEIN |  |  | GB
RAXTON | ABA1849YXN | MADEIN |  |  | GB
RAXTON | ABA1881YXN | MADEIN |  |  | GB
RAXTON | ABA2004YXN | MADEIN |  |  | GB
RAXTON | ABA2011YXN | MADEIN |  |  | GB
RAXTON | ABA2012YXN | MADEIN |  |  | GB
RAXTON | ABA2020YXN | MADEIN |  |  | GB
RAXTON | ABA2021YXN | MADEIN |  |  | GB
RAXTON | ABA2022YXN | MADEIN |  |  | GB
RAXTON | ABA2040YXN | MADEIN |  |  | GB
RAXTON | ABA2041YXN | MADEIN |  |  | GB
RAXTON | ABA2104YXN | MADEIN |  |  | GB
RAXTON | ABA2111YXN | MADEIN |  |  | GB
RAXTON | ABA2112YXN | MADEIN |  |  | GB
RAXTON | ABA2120YXN | MADEIN |  |  | GB
RAXTON | ABA2121YXN | MADEIN |  |  | GB
RAXTON | ABA2122YXN | MADEIN |  |  | GB
RAXTON | ABA2123YXN | MADEIN |  |  | GB
RAXTON | ABA2140YXN | MADEIN |  |  | GB
RAXTON | ABA2141YXN | MADEIN |  |  | GB
RAXTON | ABA2142YXN | MADEIN |  |  | GB
RAXTON | ABA2211YXN | MADEIN |  |  | GB
RAXTON | ABA2212YXN | MADEIN |  |  | GB
RAXTON | ABA2213YXN | MADEIN |  |  | GB
RAXTON | ABA2221YXN | MADEIN |  |  | GB
RAXTON | ABA2222YXN | MADEIN |  |  | GB
RAXTON | ABA2223YXN | MADEIN |  |  | GB
RAXTON | ABA2224YXN | MADEIN |  |  | GB
RAXTON | ABA2241YXN | MADEIN |  |  | GB
RAXTON | ABA2242YXN | MADEIN |  |  | GB
RAXTON | ABA2243YXN | MADEIN |  |  | GB
RAXTON | ABA2312YXN | MADEIN |  |  | GB
RAXTON | ABA2313YXN | MADEIN |  |  | GB
RAXTON | ABA2322YXN | MADEIN |  |  | GB
RAXTON | ABA2323YXN | MADEIN |  |  | GB
RAXTON | ABA2324YXN | MADEIN |  |  | GB
RAXTON | ABA2325YXN | MADEIN |  |  | GB
RAXTON | ABA2341YXN | MADEIN |  |  | GB
RAXTON | ABA2342YXN | MADEIN |  |  | GB
RAXTON | ABA2343YXN | MADEIN |  |  | GB
RAXTON | ABA2412YXN | MADEIN |  |  | GB
RAXTON | ABA2413YXN | MADEIN |  |  | GB
RAXTON | ABA2414YXN | MADEIN |  |  | GB
RAXTON | ABA2423YXN | MADEIN |  |  | GB
RAXTON | ABA2424YXN | MADEIN |  |  | GB
RAXTON | ABA2425YXN | MADEIN |  |  | GB
RAXTON | ABA2426YXN | MADEIN |  |  | GB
RAXTON | ABA2442YXN | MADEIN |  |  | GB
RAXTON | ABA2443YXN | MADEIN |  |  | GB
RAXTON | ABA2444YXN | MADEIN |  |  | GB
RAXTON | ABA2513YXN | MADEIN |  |  | GB
RAXTON | ABA2514YXN | MADEIN |  |  | GB
RAXTON | ABA2515YXN | MADEIN |  |  | GB
RAXTON | ABA2525YXN | MADEIN |  |  | GB
RAXTON | ABA2526YXN | MADEIN |  |  | GB
RAXTON | ABA2527YXN | MADEIN |  |  | GB
RAXTON | ABA2543YXN | MADEIN |  |  | GB
RAXTON | ABA2544YXN | MADEIN |  |  | GB
RAXTON | ABA2615YXN | MADEIN |  |  | GB
RAXTON | ABA2616YXN | MADEIN |  |  | GB
RAXTON | ABA2626YXN | MADEIN |  |  | GB
RAXTON | ABA2627YXN | MADEIN |  |  | GB
RAXTON | ABA2628YXN | MADEIN |  |  | GB
RAXTON | ABA2645YXN | MADEIN |  |  | GB
RAXTON | ABA2646YXN | MADEIN |  |  | GB
RAXTON | ABA2716YXN | MADEIN |  |  | GB
RAXTON | ABA2717YXN | MADEIN |  |  | GB
RAXTON | ABA2727YXN | MADEIN |  |  | GB
RAXTON | ABA2728YXN | MADEIN |  |  | GB
RAXTON | ABA2729YXN | MADEIN |  |  | GB
RAXTON | ABA2745YXN | MADEIN |  |  | GB
RAXTON | ABA2746YXN | MADEIN |  |  | GB
RAXTON | ABA2747YXN | MADEIN |  |  | GB
RAXTON | ABA2816YXN | MADEIN |  |  | GB
RAXTON | ABA2817YXN | MADEIN |  |  | GB
RAXTON | ABA2828YXN | MADEIN |  |  | GB
RAXTON | ABA2829YXN | MADEIN |  |  | GB
RAXTON | ABA2847YXN | MADEIN |  |  | GB
RAXTON | ABA2917YXN | MADEIN |  |  | GB
RAXTON | ABA2918YXN | MADEIN |  |  | GB
RAXTON | ABA2929YXN | MADEIN |  |  | GB
RAXTON | ABA2947YXN | MADEIN |  |  | GB
RAXTON | ABA2948YXN | MADEIN |  |  | GB
RAXTON | ABA4004YXN | MADEIN |  |  | GB
RAXTON | ABA4011YXN | MADEIN |  |  | GB
RAXTON | ABA4012YXN | MADEIN |  |  | GB
RAXTON | ABA4020YXN | MADEIN |  |  | GB
RAXTON | ABA4021YXN | MADEIN |  |  | GB
RAXTON | ABA4040YXN | MADEIN |  |  | GB
RAXTON | ABA4041YXN | MADEIN |  |  | GB
RAXTON | ABA4042YXN | MADEIN |  |  | GB
RAXTON | ABA4111YXN | MADEIN |  |  | GB
RAXTON | ABA4112YXN | MADEIN |  |  | GB
RAXTON | ABA4113YXN | MADEIN |  |  | GB
RAXTON | ABA4121YXN | MADEIN |  |  | GB
RAXTON | ABA4122YXN | MADEIN |  |  | GB
RAXTON | ABA4123YXN | MADEIN |  |  | GB
RAXTON | ABA4141YXN | MADEIN |  |  | GB
RAXTON | ABA4142YXN | MADEIN |  |  | GB
RAXTON | ABA4143YXN | MADEIN |  |  | GB
RAXTON | ABA4212YXN | MADEIN |  |  | GB
RAXTON | ABA4213YXN | MADEIN |  |  | GB
RAXTON | ABA4214YXN | MADEIN |  |  | GB
RAXTON | ABA4222YXN | MADEIN |  |  | GB
RAXTON | ABA4223YXN | MADEIN |  |  | GB
RAXTON | ABA4224YXN | MADEIN |  |  | GB
RAXTON | ABA4225YXN | MADEIN |  |  | GB
RAXTON | ABA4242YXN | MADEIN |  |  | GB
RAXTON | ABA4243YXN | MADEIN |  |  | GB
RAXTON | ABA4244YXN | MADEIN |  |  | GB
RAXTON | ABA4313YXN | MADEIN |  |  | GB
RAXTON | ABA4314YXN | MADEIN |  |  | GB
RAXTON | ABA4315YXN | MADEIN |  |  | GB
RAXTON | ABA4325YXN | MADEIN |  |  | GB
RAXTON | ABA4343YXN | MADEIN |  |  | GB
RAXTON | ABA4344YXN | MADEIN |  |  | GB
RAXTON | ABA4345YXN | MADEIN |  |  | GB
RAXTON | ABA4414YXN | MADEIN |  |  | GB
RAXTON | ABA4415YXN | MADEIN |  |  | GB
RAXTON | ABA4416YXN | MADEIN |  |  | GB
RAXTON | ABA4426YXN | MADEIN |  |  | GB
RAXTON | ABA4444YXN | MADEIN |  |  | GB
RAXTON | ABA4445YXN | MADEIN |  |  | GB
RAXTON | ABA4446YXN | MADEIN |  |  | GB
RAXTON | ABA4515YXN | MADEIN |  |  | GB
RAXTON | ABA4516YXN | MADEIN |  |  | GB
RAXTON | ABA4527YXN | MADEIN |  |  | GB
RAXTON | ABA4545YXN | MADEIN |  |  | GB
RAXTON | ABA4546YXN | MADEIN |  |  | GB
RAXTON | ABA4547YXN | MADEIN |  |  | GB
RAXTON | ABA4616YXN | MADEIN |  |  | GB
RAXTON | ABA4617YXN | MADEIN |  |  | GB
RAXTON | ABA4627YXN | MADEIN |  |  | GB
RAXTON | ABA4628YXN | MADEIN |  |  | GB
RAXTON | ABA4646YXN | MADEIN |  |  | GB
RAXTON | ABA4647YXN | MADEIN |  |  | GB
RAXTON | ABA4648YXN | MADEIN |  |  | GB
RAXTON | ABA4717YXN | MADEIN |  |  | GB
RAXTON | ABA4718YXN | MADEIN |  |  | GB
RAXTON | ABA4729YXN | MADEIN |  |  | GB
RAXTON | ABA4747YXN | MADEIN |  |  | GB
RAXTON | ABA4748YXN | MADEIN |  |  | GB
RAXTON | ABA4749YXN | MADEIN |  |  | GB
RAXTON | ABA4818YXN | MADEIN |  |  | GB
RAXTON | ABA4848YXN | MADEIN |  |  | GB
RAXTON | ABA4849YXN | MADEIN |  |  | GB
RAXTON | ABA4881YXN | MADEIN |  |  | GB
RAXTON | ABA4949YXN | MADEIN |  |  | GB
RAXTON | ABA4981YXN | MADEIN |  |  | GB
RAXTON | ABA8149YXN | MADEIN |  |  | GB
RAXTON | ABA8181YXN | MADEIN |  |  | GB
RAXTON | ABE0404Y | MADEIN |  |  | GB
RAXTON | ABE0411Y | MADEIN |  |  | GB
RAXTON | ABE0412Y | MADEIN |  |  | GB
RAXTON | ABE0420Y | MADEIN |  |  | GB
RAXTON | ABE0421Y | MADEIN |  |  | GB
RAXTON | ABE0440Y | MADEIN |  |  | GB
RAXTON | ABE0441Y | MADEIN |  |  | GB
RAXTON | ABE0442Y | MADEIN |  |  | GB
RAXTON | ABE1111Y | MADEIN |  |  | GB
RAXTON | ABE1112Y | MADEIN |  |  | GB
RAXTON | ABE1113Y | MADEIN |  |  | GB
RAXTON | ABE1121Y | MADEIN |  |  | GB
RAXTON | ABE1122Y | MADEIN |  |  | GB
RAXTON | ABE1123Y | MADEIN |  |  | GB
RAXTON | ABE1140Y | MADEIN |  |  | GB
RAXTON | ABE1141Y | MADEIN |  |  | GB
RAXTON | ABE1142Y | MADEIN |  |  | GB
RAXTON | ABE1143Y | MADEIN |  |  | GB
RAXTON | ABE1212Y | MADEIN |  |  | GB
RAXTON | ABE1213Y | MADEIN |  |  | GB
RAXTON | ABE1214Y | MADEIN |  |  | GB
RAXTON | ABE1222Y | MADEIN |  |  | GB
RAXTON | ABE1223Y | MADEIN |  |  | GB
RAXTON | ABE1224Y | MADEIN |  |  | GB
RAXTON | ABE1225Y | MADEIN |  |  | GB
RAXTON | ABE1242Y | MADEIN |  |  | GB
RAXTON | ABE1243Y | MADEIN |  |  | GB
RAXTON | ABE1244Y | MADEIN |  |  | GB
RAXTON | ABE1313Y | MADEIN |  |  | GB
RAXTON | ABE1314Y | MADEIN |  |  | GB
RAXTON | ABE1315Y | MADEIN |  |  | GB
RAXTON | ABE1324Y | MADEIN |  |  | GB
RAXTON | ABE1325Y | MADEIN |  |  | GB
RAXTON | ABE1343Y | MADEIN |  |  | GB
RAXTON | ABE1344Y | MADEIN |  |  | GB
RAXTON | ABE1345Y | MADEIN |  |  | GB
RAXTON | ABE1414Y | MADEIN |  |  | GB
RAXTON | ABE1415Y | MADEIN |  |  | GB
RAXTON | ABE1416Y | MADEIN |  |  | GB
RAXTON | ABE1425Y | MADEIN |  |  | GB
RAXTON | ABE1426Y | MADEIN |  |  | GB
RAXTON | ABE1444Y | MADEIN |  |  | GB
RAXTON | ABE1445Y | MADEIN |  |  | GB
RAXTON | ABE1446Y | MADEIN |  |  | GB
RAXTON | ABE1515Y | MADEIN |  |  | GB
RAXTON | ABE1516Y | MADEIN |  |  | GB
RAXTON | ABE1517Y | MADEIN |  |  | GB
RAXTON | ABE1526Y | MADEIN |  |  | GB
RAXTON | ABE1527Y | MADEIN |  |  | GB
RAXTON | ABE1545Y | MADEIN |  |  | GB
RAXTON | ABE1546Y | MADEIN |  |  | GB
RAXTON | ABE1547Y | MADEIN |  |  | GB
RAXTON | ABE1616Y | MADEIN |  |  | GB
RAXTON | ABE1617Y | MADEIN |  |  | GB
RAXTON | ABE1618Y | MADEIN |  |  | GB
RAXTON | ABE1627Y | MADEIN |  |  | GB
RAXTON | ABE1628Y | MADEIN |  |  | GB
RAXTON | ABE1629Y | MADEIN |  |  | GB
RAXTON | ABE1646Y | MADEIN |  |  | GB
RAXTON | ABE1647Y | MADEIN |  |  | GB
RAXTON | ABE1648Y | MADEIN |  |  | GB
RAXTON | ABE1717Y | MADEIN |  |  | GB
RAXTON | ABE1718Y | MADEIN |  |  | GB
RAXTON | ABE1729Y | MADEIN |  |  | GB
RAXTON | ABE1747Y | MADEIN |  |  | GB
RAXTON | ABE1748Y | MADEIN |  |  | GB
RAXTON | ABE1749Y | MADEIN |  |  | GB
RAXTON | ABE1781Y | MADEIN |  |  | GB
RAXTON | ABE1818Y | MADEIN |  |  | GB
RAXTON | ABE1848Y | MADEIN |  |  | GB
RAXTON | ABE1849Y | MADEIN |  |  | GB
RAXTON | ABE1881Y | MADEIN |  |  | GB
RAXTON | ABE2004Y | MADEIN |  |  | GB
RAXTON | ABE2011Y | MADEIN |  |  | GB
RAXTON | ABE2012Y | MADEIN |  |  | GB
RAXTON | ABE2020Y | MADEIN |  |  | GB
RAXTON | ABE2021Y | MADEIN |  |  | GB
RAXTON | ABE2022Y | MADEIN |  |  | GB
RAXTON | ABE2040Y | MADEIN |  |  | GB
RAXTON | ABE2041Y | MADEIN |  |  | GB
RAXTON | ABE2104Y | MADEIN |  |  | GB
RAXTON | ABE2111Y | MADEIN |  |  | GB
RAXTON | ABE2112Y | MADEIN |  |  | GB
RAXTON | ABE2120Y | MADEIN |  |  | GB
RAXTON | ABE2121Y | MADEIN |  |  | GB
RAXTON | ABE2122Y | MADEIN |  |  | GB
RAXTON | ABE2123Y | MADEIN |  |  | GB
RAXTON | ABE2140Y | MADEIN |  |  | GB
RAXTON | ABE2141Y | MADEIN |  |  | GB
RAXTON | ABE2142Y | MADEIN |  |  | GB
RAXTON | ABE2211Y | MADEIN |  |  | GB
RAXTON | ABE2212Y | MADEIN |  |  | GB
RAXTON | ABE2213Y | MADEIN |  |  | GB
RAXTON | ABE2221Y | MADEIN |  |  | GB
RAXTON | ABE2222Y | MADEIN |  |  | GB
RAXTON | ABE2223Y | MADEIN |  |  | GB
RAXTON | ABE2224Y | MADEIN |  |  | GB
RAXTON | ABE2241Y | MADEIN |  |  | GB
RAXTON | ABE2242Y | MADEIN |  |  | GB
RAXTON | ABE2243Y | MADEIN |  |  | GB
RAXTON | ABE2312Y | MADEIN |  |  | GB
RAXTON | ABE2313Y | MADEIN |  |  | GB
RAXTON | ABE2322Y | MADEIN |  |  | GB
RAXTON | ABE2323Y | MADEIN |  |  | GB
RAXTON | ABE2324Y | MADEIN |  |  | GB
RAXTON | ABE2325Y | MADEIN |  |  | GB
RAXTON | ABE2341Y | MADEIN |  |  | GB
RAXTON | ABE2342Y | MADEIN |  |  | GB
RAXTON | ABE2343Y | MADEIN |  |  | GB
RAXTON | ABE2412Y | MADEIN |  |  | GB
RAXTON | ABE2413Y | MADEIN |  |  | GB
RAXTON | ABE2414Y | MADEIN |  |  | GB
RAXTON | ABE2423Y | MADEIN |  |  | GB
RAXTON | ABE2424Y | MADEIN |  |  | GB
RAXTON | ABE2425Y | MADEIN |  |  | GB
RAXTON | ABE2426Y | MADEIN |  |  | GB
RAXTON | ABE2442Y | MADEIN |  |  | GB
RAXTON | ABE2443Y | MADEIN |  |  | GB
RAXTON | ABE2444Y | MADEIN |  |  | GB
RAXTON | ABE2513Y | MADEIN |  |  | GB
RAXTON | ABE2514Y | MADEIN |  |  | GB
RAXTON | ABE2515Y | MADEIN |  |  | GB
RAXTON | ABE2525Y | MADEIN |  |  | GB
RAXTON | ABE2526Y | MADEIN |  |  | GB
RAXTON | ABE2527Y | MADEIN |  |  | GB
RAXTON | ABE2543Y | MADEIN |  |  | GB
RAXTON | ABE2544Y | MADEIN |  |  | GB
RAXTON | ABE2615Y | MADEIN |  |  | GB
RAXTON | ABE2616Y | MADEIN |  |  | GB
RAXTON | ABE2626Y | MADEIN |  |  | GB
RAXTON | ABE2627Y | MADEIN |  |  | GB
RAXTON | ABE2628Y | MADEIN |  |  | GB
RAXTON | ABE2645Y | MADEIN |  |  | GB
RAXTON | ABE2646Y | MADEIN |  |  | GB
RAXTON | ABE2716Y | MADEIN |  |  | GB
RAXTON | ABE2717Y | MADEIN |  |  | GB
RAXTON | ABE2727Y | MADEIN |  |  | GB
RAXTON | ABE2728Y | MADEIN |  |  | GB
RAXTON | ABE2729Y | MADEIN |  |  | GB
RAXTON | ABE2745Y | MADEIN |  |  | GB
RAXTON | ABE2746Y | MADEIN |  |  | GB
RAXTON | ABE2747Y | MADEIN |  |  | GB
RAXTON | ABE2816Y | MADEIN |  |  | GB
RAXTON | ABE2817Y | MADEIN |  |  | GB
RAXTON | ABE2828Y | MADEIN |  |  | GB
RAXTON | ABE2829Y | MADEIN |  |  | GB
RAXTON | ABE2847Y | MADEIN |  |  | GB
RAXTON | ABE2917Y | MADEIN |  |  | GB
RAXTON | ABE2918Y | MADEIN |  |  | GB
RAXTON | ABE2929Y | MADEIN |  |  | GB
RAXTON | ABE2947Y | MADEIN |  |  | GB
RAXTON | ABE2948Y | MADEIN |  |  | GB
RAXTON | ABE4004Y | MADEIN |  |  | GB
RAXTON | ABE4011Y | MADEIN |  |  | GB
RAXTON | ABE4012Y | MADEIN |  |  | GB
RAXTON | ABE4020Y | MADEIN |  |  | GB
RAXTON | ABE4021Y | MADEIN |  |  | GB
RAXTON | ABE4040Y | MADEIN |  |  | GB
RAXTON | ABE4041Y | MADEIN |  |  | GB
RAXTON | ABE4042Y | MADEIN |  |  | GB
RAXTON | ABE4111Y | MADEIN |  |  | GB
RAXTON | ABE4112Y | MADEIN |  |  | GB
RAXTON | ABE4113Y | MADEIN |  |  | GB
RAXTON | ABE4121Y | MADEIN |  |  | GB
RAXTON | ABE4122Y | MADEIN |  |  | GB
RAXTON | ABE4123Y | MADEIN |  |  | GB
RAXTON | ABE4141Y | MADEIN |  |  | GB
RAXTON | ABE4142Y | MADEIN |  |  | GB
RAXTON | ABE4143Y | MADEIN |  |  | GB
RAXTON | ABE4212Y | MADEIN |  |  | GB
RAXTON | ABE4213Y | MADEIN |  |  | GB
RAXTON | ABE4214Y | MADEIN |  |  | GB
RAXTON | ABE4222Y | MADEIN |  |  | GB
RAXTON | ABE4223Y | MADEIN |  |  | GB
RAXTON | ABE4224Y | MADEIN |  |  | GB
RAXTON | ABE4225Y | MADEIN |  |  | GB
RAXTON | ABE4242Y | MADEIN |  |  | GB
RAXTON | ABE4243Y | MADEIN |  |  | GB
RAXTON | ABE4244Y | MADEIN |  |  | GB
RAXTON | ABE4313Y | MADEIN |  |  | GB
RAXTON | ABE4314Y | MADEIN |  |  | GB
RAXTON | ABE4315Y | MADEIN |  |  | GB
RAXTON | ABE4325Y | MADEIN |  |  | GB
RAXTON | ABE4343Y | MADEIN |  |  | GB
RAXTON | ABE4344Y | MADEIN |  |  | GB
RAXTON | ABE4345Y | MADEIN |  |  | GB
RAXTON | ABE4414Y | MADEIN |  |  | GB
RAXTON | ABE4415Y | MADEIN |  |  | GB
RAXTON | ABE4416Y | MADEIN |  |  | GB
RAXTON | ABE4426Y | MADEIN |  |  | GB
RAXTON | ABE4444Y | MADEIN |  |  | GB
RAXTON | ABE4445Y | MADEIN |  |  | GB
RAXTON | ABE4446Y | MADEIN |  |  | GB
RAXTON | ABE4515Y | MADEIN |  |  | GB
RAXTON | ABE4516Y | MADEIN |  |  | GB
RAXTON | ABE4527Y | MADEIN |  |  | GB
RAXTON | ABE4545Y | MADEIN |  |  | GB
RAXTON | ABE4546Y | MADEIN |  |  | GB
RAXTON | ABE4547Y | MADEIN |  |  | GB
RAXTON | ABE4616Y | MADEIN |  |  | GB
RAXTON | ABE4617Y | MADEIN |  |  | GB
RAXTON | ABE4627Y | MADEIN |  |  | GB
RAXTON | ABE4628Y | MADEIN |  |  | GB
RAXTON | ABE4646Y | MADEIN |  |  | GB
RAXTON | ABE4647Y | MADEIN |  |  | GB
RAXTON | ABE4648Y | MADEIN |  |  | GB
RAXTON | ABE4717Y | MADEIN |  |  | GB
RAXTON | ABE4718Y | MADEIN |  |  | GB
RAXTON | ABE4729Y | MADEIN |  |  | GB
RAXTON | ABE4747Y | MADEIN |  |  | GB
RAXTON | ABE4748Y | MADEIN |  |  | GB
RAXTON | ABE4749Y | MADEIN |  |  | GB
RAXTON | ABE4818Y | MADEIN |  |  | GB
RAXTON | ABE4848Y | MADEIN |  |  | GB
RAXTON | ABE4849Y | MADEIN |  |  | GB
RAXTON | ABE4881Y | MADEIN |  |  | GB
RAXTON | ABE4949Y | MADEIN |  |  | GB
RAXTON | ABE4981Y | MADEIN |  |  | GB
RAXTON | ABE8149Y | MADEIN |  |  | GB
RAXTON | ABE8181Y | MADEIN |  |  | GB
RAXTON | AJM1104EU | MADEIN |  |  | GB
RAXTON | AJM1111EU | MADEIN |  |  | GB
RAXTON | AJM1112EU | MADEIN |  |  | GB
RAXTON | AJM1113EU | MADEIN |  |  | GB
RAXTON | AJM1121EU | MADEIN |  |  | GB
RAXTON | AJM1122EU | MADEIN |  |  | GB
RAXTON | AJM1123EU | MADEIN |  |  | GB
RAXTON | AJM1211EU | MADEIN |  |  | GB
RAXTON | AJM1212EU | MADEIN |  |  | GB
RAXTON | AJM1213EU | MADEIN |  |  | GB
RAXTON | AJM1214EU | MADEIN |  |  | GB
RAXTON | AJM1221EU | MADEIN |  |  | GB
RAXTON | AJM1222EU | MADEIN |  |  | GB
RAXTON | AJM1223EU | MADEIN |  |  | GB
RAXTON | AJM1224EU | MADEIN |  |  | GB
RAXTON | AJM1225EU | MADEIN |  |  | GB
RAXTON | AJM1312EU | MADEIN |  |  | GB
RAXTON | AJM1313EU | MADEIN |  |  | GB
RAXTON | AJM1314EU | MADEIN |  |  | GB
RAXTON | AJM1315EU | MADEIN |  |  | GB
RAXTON | AJM1323EU | MADEIN |  |  | GB
RAXTON | AJM1324EU | MADEIN |  |  | GB
RAXTON | AJM1325EU | MADEIN |  |  | GB
RAXTON | AJM1326EU | MADEIN |  |  | GB
RAXTON | AJM1414EU | MADEIN |  |  | GB
RAXTON | AJM1415EU | MADEIN |  |  | GB
RAXTON | AJM1416EU | MADEIN |  |  | GB
RAXTON | AJM1425EU | MADEIN |  |  | GB
RAXTON | AJM1426EU | MADEIN |  |  | GB
RAXTON | AJM1427EU | MADEIN |  |  | GB
RAXTON | AJM1515EU | MADEIN |  |  | GB
RAXTON | AJM1516EU | MADEIN |  |  | GB
RAXTON | AJM1517EU | MADEIN |  |  | GB
RAXTON | AJM1526EU | MADEIN |  |  | GB
RAXTON | AJM1527EU | MADEIN |  |  | GB
RAXTON | AJM1528EU | MADEIN |  |  | GB
RAXTON | AJM1616EU | MADEIN |  |  | GB
RAXTON | AJM1617EU | MADEIN |  |  | GB
RAXTON | AJM1618EU | MADEIN |  |  | GB
RAXTON | AJM1627EU | MADEIN |  |  | GB
RAXTON | AJM1628EU | MADEIN |  |  | GB
RAXTON | AJM1629EU | MADEIN |  |  | GB
RAXTON | AJM1717EU | MADEIN |  |  | GB
RAXTON | AJM1718EU | MADEIN |  |  | GB
RAXTON | AJM1729EU | MADEIN |  |  | GB
RAXTON | AJM1818EU | MADEIN |  |  | GB
RAXTON | AJM2104EU | MADEIN |  |  | GB
RAXTON | AJM2111EU | MADEIN |  |  | GB
RAXTON | AJM2112EU | MADEIN |  |  | GB
RAXTON | AJM2121EU | MADEIN |  |  | GB
RAXTON | AJM2122EU | MADEIN |  |  | GB
RAXTON | AJM2123EU | MADEIN |  |  | GB
RAXTON | AJM2211EU | MADEIN |  |  | GB
RAXTON | AJM2212EU | MADEIN |  |  | GB
RAXTON | AJM2213EU | MADEIN |  |  | GB
RAXTON | AJM2221EU | MADEIN |  |  | GB
RAXTON | AJM2222EU | MADEIN |  |  | GB
RAXTON | AJM2223EU | MADEIN |  |  | GB
RAXTON | AJM2224EU | MADEIN |  |  | GB
RAXTON | AJM2311EU | MADEIN |  |  | GB
RAXTON | AJM2312EU | MADEIN |  |  | GB
RAXTON | AJM2313EU | MADEIN |  |  | GB
RAXTON | AJM2321EU | MADEIN |  |  | GB
RAXTON | AJM2322EU | MADEIN |  |  | GB
RAXTON | AJM2323EU | MADEIN |  |  | GB
RAXTON | AJM2324EU | MADEIN |  |  | GB
RAXTON | AJM2325EU | MADEIN |  |  | GB
RAXTON | AJM2412EU | MADEIN |  |  | GB
RAXTON | AJM2413EU | MADEIN |  |  | GB
RAXTON | AJM2414EU | MADEIN |  |  | GB
RAXTON | AJM2422EU | MADEIN |  |  | GB
RAXTON | AJM2423EU | MADEIN |  |  | GB
RAXTON | AJM2424EU | MADEIN |  |  | GB
RAXTON | AJM2425EU | MADEIN |  |  | GB
RAXTON | AJM2426EU | MADEIN |  |  | GB
RAXTON | AJM2513EU | MADEIN |  |  | GB
RAXTON | AJM2514EU | MADEIN |  |  | GB
RAXTON | AJM2515EU | MADEIN |  |  | GB
RAXTON | AJM2524EU | MADEIN |  |  | GB
RAXTON | AJM2525EU | MADEIN |  |  | GB
RAXTON | AJM2526EU | MADEIN |  |  | GB
RAXTON | AJM2527EU | MADEIN |  |  | GB
RAXTON | AJM2614EU | MADEIN |  |  | GB
RAXTON | AJM2615EU | MADEIN |  |  | GB
RAXTON | AJM2616EU | MADEIN |  |  | GB
RAXTON | AJM2626EU | MADEIN |  |  | GB
RAXTON | AJM2627EU | MADEIN |  |  | GB
RAXTON | AJM2628EU | MADEIN |  |  | GB
RAXTON | AJM2716EU | MADEIN |  |  | GB
RAXTON | AJM2717EU | MADEIN |  |  | GB
RAXTON | AJM2727EU | MADEIN |  |  | GB
RAXTON | AJM2728EU | MADEIN |  |  | GB
RAXTON | AJM2729EU | MADEIN |  |  | GB
RAXTON | AJM2816EU | MADEIN |  |  | GB
RAXTON | AJM2817EU | MADEIN |  |  | GB
RAXTON | AJM2828EU | MADEIN |  |  | GB
RAXTON | AJM2829EU | MADEIN |  |  | GB
RAXTON | AJM2917EU | MADEIN |  |  | GB
RAXTON | AJM2918EU | MADEIN |  |  | GB
RAXTON | AJM2928EU | MADEIN |  |  | GB
RAXTON | AJM2929EU | MADEIN |  |  | GB
RAXTON | ARA1212YXN | MADEIN |  |  | GB
RAXTON | ARA1243YXN | MADEIN |  |  | GB
RAXTON | ARA1313YXN | MADEIN |  |  | GB
RAXTON | ARA1414YXN | MADEIN |  |  | GB
RAXTON | ARA4212YXN | MADEIN |  |  | GB
RAXTON | ARA4242YXN | MADEIN |  |  | GB
RAXTON | ARA4243YXN | MADEIN |  |  | GB
RAXTON | ARA4343YXN | MADEIN |  |  | GB
RAXTON | ARA4444YXN | MADEIN |  |  | GB
RAXTON | ARE1212Y | MADEIN |  |  | GB
RAXTON | ARE1243Y | MADEIN |  |  | GB
RAXTON | ARE1313Y | MADEIN |  |  | GB
RAXTON | ARE1414Y | MADEIN |  |  | GB
RAXTON | ARE4212Y | MADEIN |  |  | GB
RAXTON | ARE4242Y | MADEIN |  |  | GB
RAXTON | ARE4243Y | MADEIN |  |  | GB
RAXTON | ARE4343Y | MADEIN |  |  | GB
RAXTON | ARE4444Y | MADEIN |  |  | GB
RAXTON | AUA1212YXN | MADEIN |  |  | GB
RAXTON | AUA1243YXN | MADEIN |  |  | GB
RAXTON | AUA1313YXN | MADEIN |  |  | GB
RAXTON | AUA1343YXN | MADEIN |  |  | GB
RAXTON | AUA1414YXN | MADEIN |  |  | GB
RAXTON | AUA4212YXN | MADEIN |  |  | GB
RAXTON | AUA4242YXN | MADEIN |  |  | GB
RAXTON | AUA4343YXN | MADEIN |  |  | GB
RAXTON | AUA4444YXN | MADEIN |  |  | GB
RAXTON | AUE1212Y | MADEIN |  |  | GB
RAXTON | AUE1243Y | MADEIN |  |  | GB
RAXTON | AUE1313Y | MADEIN |  |  | GB
RAXTON | AUE1343Y | MADEIN |  |  | GB
RAXTON | AUE1414Y | MADEIN |  |  | GB
RAXTON | AUE4212Y | MADEIN |  |  | GB
RAXTON | AUE4242Y | MADEIN |  |  | GB
RAXTON | AUE4343Y | MADEIN |  |  | GB
RAXTON | AUE4444Y | MADEIN |  |  | GB
RAXTON | BBA1104YXN | MADEIN |  |  | GB
RAXTON | BBA1120YXN | MADEIN |  |  | GB
RAXTON | BBA1204YXN | MADEIN |  |  | GB
RAXTON | BBA1211YXN | MADEIN |  |  | GB
RAXTON | BBA1220YXN | MADEIN |  |  | GB
RAXTON | BBA1221YXN | MADEIN |  |  | GB
RAXTON | BBA1240YXN | MADEIN |  |  | GB
RAXTON | BBA1241YXN | MADEIN |  |  | GB
RAXTON | BBA1304YXN | MADEIN |  |  | GB
RAXTON | BBA1311YXN | MADEIN |  |  | GB
RAXTON | BBA1312YXN | MADEIN |  |  | GB
RAXTON | BBA1322YXN | MADEIN |  |  | GB
RAXTON | BBA1323YXN | MADEIN |  |  | GB
RAXTON | BBA1341YXN | MADEIN |  |  | GB
RAXTON | BBA1342YXN | MADEIN |  |  | GB
RAXTON | BBA1411YXN | MADEIN |  |  | GB
RAXTON | BBA1412YXN | MADEIN |  |  | GB
RAXTON | BBA1413YXN | MADEIN |  |  | GB
RAXTON | BBA1423YXN | MADEIN |  |  | GB
RAXTON | BBA1424YXN | MADEIN |  |  | GB
RAXTON | BBA1442YXN | MADEIN |  |  | GB
RAXTON | BBA1443YXN | MADEIN |  |  | GB
RAXTON | BBA1511YXN | MADEIN |  |  | GB
RAXTON | BBA1512YXN | MADEIN |  |  | GB
RAXTON | BBA1513YXN | MADEIN |  |  | GB
RAXTON | BBA1514YXN | MADEIN |  |  | GB
RAXTON | BBA1524YXN | MADEIN |  |  | GB
RAXTON | BBA1525YXN | MADEIN |  |  | GB
RAXTON | BBA1543YXN | MADEIN |  |  | GB
RAXTON | BBA1544YXN | MADEIN |  |  | GB
RAXTON | BBA1612YXN | MADEIN |  |  | GB
RAXTON | BBA1613YXN | MADEIN |  |  | GB
RAXTON | BBA1614YXN | MADEIN |  |  | GB
RAXTON | BBA1615YXN | MADEIN |  |  | GB
RAXTON | BBA1625YXN | MADEIN |  |  | GB
RAXTON | BBA1626YXN | MADEIN |  |  | GB
RAXTON | BBA1643YXN | MADEIN |  |  | GB
RAXTON | BBA1644YXN | MADEIN |  |  | GB
RAXTON | BBA1645YXN | MADEIN |  |  | GB
RAXTON | BBA1713YXN | MADEIN |  |  | GB
RAXTON | BBA1714YXN | MADEIN |  |  | GB
RAXTON | BBA1715YXN | MADEIN |  |  | GB
RAXTON | BBA1716YXN | MADEIN |  |  | GB
RAXTON | BBA1727YXN | MADEIN |  |  | GB
RAXTON | BBA1728YXN | MADEIN |  |  | GB
RAXTON | BBA1745YXN | MADEIN |  |  | GB
RAXTON | BBA1746YXN | MADEIN |  |  | GB
RAXTON | BBA1816YXN | MADEIN |  |  | GB
RAXTON | BBA1817YXN | MADEIN |  |  | GB
RAXTON | BBA1828YXN | MADEIN |  |  | GB
RAXTON | BBA1829YXN | MADEIN |  |  | GB
RAXTON | BBA1846YXN | MADEIN |  |  | GB
RAXTON | BBA1847YXN | MADEIN |  |  | GB
RAXTON | BBA2204YXN | MADEIN |  |  | GB
RAXTON | BBA2220YXN | MADEIN |  |  | GB
RAXTON | BBA2240YXN | MADEIN |  |  | GB
RAXTON | BBA2304YXN | MADEIN |  |  | GB
RAXTON | BBA2311YXN | MADEIN |  |  | GB
RAXTON | BBA2321YXN | MADEIN |  |  | GB
RAXTON | BBA2340YXN | MADEIN |  |  | GB
RAXTON | BBA2411YXN | MADEIN |  |  | GB
RAXTON | BBA2421YXN | MADEIN |  |  | GB
RAXTON | BBA2422YXN | MADEIN |  |  | GB
RAXTON | BBA2441YXN | MADEIN |  |  | GB
RAXTON | BBA2511YXN | MADEIN |  |  | GB
RAXTON | BBA2512YXN | MADEIN |  |  | GB
RAXTON | BBA2523YXN | MADEIN |  |  | GB
RAXTON | BBA2524YXN | MADEIN |  |  | GB
RAXTON | BBA2542YXN | MADEIN |  |  | GB
RAXTON | BBA2612YXN | MADEIN |  |  | GB
RAXTON | BBA2613YXN | MADEIN |  |  | GB
RAXTON | BBA2614YXN | MADEIN |  |  | GB
RAXTON | BBA2624YXN | MADEIN |  |  | GB
RAXTON | BBA2625YXN | MADEIN |  |  | GB
RAXTON | BBA2642YXN | MADEIN |  |  | GB
RAXTON | BBA2643YXN | MADEIN |  |  | GB
RAXTON | BBA2644YXN | MADEIN |  |  | GB
RAXTON | BBA2713YXN | MADEIN |  |  | GB
RAXTON | BBA2714YXN | MADEIN |  |  | GB
RAXTON | BBA2715YXN | MADEIN |  |  | GB
RAXTON | BBA2724YXN | MADEIN |  |  | GB
RAXTON | BBA2725YXN | MADEIN |  |  | GB
RAXTON | BBA2726YXN | MADEIN |  |  | GB
RAXTON | BBA2744YXN | MADEIN |  |  | GB
RAXTON | BBA2815YXN | MADEIN |  |  | GB
RAXTON | BBA2826YXN | MADEIN |  |  | GB
RAXTON | BBA2827YXN | MADEIN |  |  | GB
RAXTON | BBA2845YXN | MADEIN |  |  | GB
RAXTON | BBA2846YXN | MADEIN |  |  | GB
RAXTON | BBA2916YXN | MADEIN |  |  | GB
RAXTON | BBA2927YXN | MADEIN |  |  | GB
RAXTON | BBA2928YXN | MADEIN |  |  | GB
RAXTON | BBA2945YXN | MADEIN |  |  | GB
RAXTON | BBA2946YXN | MADEIN |  |  | GB
RAXTON | BBA4104YXN | MADEIN |  |  | GB
RAXTON | BBA4120YXN | MADEIN |  |  | GB
RAXTON | BBA4140YXN | MADEIN |  |  | GB
RAXTON | BBA4204YXN | MADEIN |  |  | GB
RAXTON | BBA4211YXN | MADEIN |  |  | GB
RAXTON | BBA4221YXN | MADEIN |  |  | GB
RAXTON | BBA4240YXN | MADEIN |  |  | GB
RAXTON | BBA4241YXN | MADEIN |  |  | GB
RAXTON | BBA4311YXN | MADEIN |  |  | GB
RAXTON | BBA4312YXN | MADEIN |  |  | GB
RAXTON | BBA4322YXN | MADEIN |  |  | GB
RAXTON | BBA4323YXN | MADEIN |  |  | GB
RAXTON | BBA4324YXN | MADEIN |  |  | GB
RAXTON | BBA4341YXN | MADEIN |  |  | GB
RAXTON | BBA4342YXN | MADEIN |  |  | GB
RAXTON | BBA4412YXN | MADEIN |  |  | GB
RAXTON | BBA4413YXN | MADEIN |  |  | GB
RAXTON | BBA4423YXN | MADEIN |  |  | GB
RAXTON | BBA4424YXN | MADEIN |  |  | GB
RAXTON | BBA4425YXN | MADEIN |  |  | GB
RAXTON | BBA4441YXN | MADEIN |  |  | GB
RAXTON | BBA4442YXN | MADEIN |  |  | GB
RAXTON | BBA4443YXN | MADEIN |  |  | GB
RAXTON | BBA4512YXN | MADEIN |  |  | GB
RAXTON | BBA4513YXN | MADEIN |  |  | GB
RAXTON | BBA4514YXN | MADEIN |  |  | GB
RAXTON | BBA4524YXN | MADEIN |  |  | GB
RAXTON | BBA4525YXN | MADEIN |  |  | GB
RAXTON | BBA4526YXN | MADEIN |  |  | GB
RAXTON | BBA4542YXN | MADEIN |  |  | GB
RAXTON | BBA4543YXN | MADEIN |  |  | GB
RAXTON | BBA4544YXN | MADEIN |  |  | GB
RAXTON | BBA4612YXN | MADEIN |  |  | GB
RAXTON | BBA4613YXN | MADEIN |  |  | GB
RAXTON | BBA4614YXN | MADEIN |  |  | GB
RAXTON | BBA4615YXN | MADEIN |  |  | GB
RAXTON | BBA4625YXN | MADEIN |  |  | GB
RAXTON | BBA4626YXN | MADEIN |  |  | GB
RAXTON | BBA4642YXN | MADEIN |  |  | GB
RAXTON | BBA4643YXN | MADEIN |  |  | GB
RAXTON | BBA4644YXN | MADEIN |  |  | GB
RAXTON | BBA4645YXN | MADEIN |  |  | GB
RAXTON | BBA4713YXN | MADEIN |  |  | GB
RAXTON | BBA4714YXN | MADEIN |  |  | GB
RAXTON | BBA4715YXN | MADEIN |  |  | GB
RAXTON | BBA4716YXN | MADEIN |  |  | GB
RAXTON | BBA4726YXN | MADEIN |  |  | GB
RAXTON | BBA4727YXN | MADEIN |  |  | GB
RAXTON | BBA4728YXN | MADEIN |  |  | GB
RAXTON | BBA4744YXN | MADEIN |  |  | GB
RAXTON | BBA4745YXN | MADEIN |  |  | GB
RAXTON | BBA4746YXN | MADEIN |  |  | GB
RAXTON | BBA4816YXN | MADEIN |  |  | GB
RAXTON | BBA4817YXN | MADEIN |  |  | GB
RAXTON | BBA4827YXN | MADEIN |  |  | GB
RAXTON | BBA4828YXN | MADEIN |  |  | GB
RAXTON | BBA4829YXN | MADEIN |  |  | GB
RAXTON | BBA4845YXN | MADEIN |  |  | GB
RAXTON | BBA4846YXN | MADEIN |  |  | GB
RAXTON | BBA4847YXN | MADEIN |  |  | GB
RAXTON | BBA4917YXN | MADEIN |  |  | GB
RAXTON | BBA4918YXN | MADEIN |  |  | GB
RAXTON | BBA4928YXN | MADEIN |  |  | GB
RAXTON | BBA4929YXN | MADEIN |  |  | GB
RAXTON | BBA4946YXN | MADEIN |  |  | GB
RAXTON | BBA4947YXN | MADEIN |  |  | GB
RAXTON | BBA4948YXN | MADEIN |  |  | GB
RAXTON | BBA8116YXN | MADEIN |  |  | GB
RAXTON | BBA8117YXN | MADEIN |  |  | GB
RAXTON | BBA8118YXN | MADEIN |  |  | GB
RAXTON | BBA8129YXN | MADEIN |  |  | GB
RAXTON | BBA8147YXN | MADEIN |  |  | GB
RAXTON | BBA8148YXN | MADEIN |  |  | GB
RAXTON | BBE1104Y | MADEIN |  |  | GB
RAXTON | BBE1120Y | MADEIN |  |  | GB
RAXTON | BBE1204Y | MADEIN |  |  | GB
RAXTON | BBE1211Y | MADEIN |  |  | GB
RAXTON | BBE1220Y | MADEIN |  |  | GB
RAXTON | BBE1221Y | MADEIN |  |  | GB
RAXTON | BBE1240Y | MADEIN |  |  | GB
RAXTON | BBE1241Y | MADEIN |  |  | GB
RAXTON | BBE1304Y | MADEIN |  |  | GB
RAXTON | BBE1311Y | MADEIN |  |  | GB
RAXTON | BBE1312Y | MADEIN |  |  | GB
RAXTON | BBE1322Y | MADEIN |  |  | GB
RAXTON | BBE1323Y | MADEIN |  |  | GB
RAXTON | BBE1341Y | MADEIN |  |  | GB
RAXTON | BBE1342Y | MADEIN |  |  | GB
RAXTON | BBE1411Y | MADEIN |  |  | GB
RAXTON | BBE1412Y | MADEIN |  |  | GB
RAXTON | BBE1413Y | MADEIN |  |  | GB
RAXTON | BBE1423Y | MADEIN |  |  | GB
RAXTON | BBE1424Y | MADEIN |  |  | GB
RAXTON | BBE1442Y | MADEIN |  |  | GB
RAXTON | BBE1443Y | MADEIN |  |  | GB
RAXTON | BBE1511Y | MADEIN |  |  | GB
RAXTON | BBE1512Y | MADEIN |  |  | GB
RAXTON | BBE1513Y | MADEIN |  |  | GB
RAXTON | BBE1514Y | MADEIN |  |  | GB
RAXTON | BBE1524Y | MADEIN |  |  | GB
RAXTON | BBE1525Y | MADEIN |  |  | GB
RAXTON | BBE1543Y | MADEIN |  |  | GB
RAXTON | BBE1544Y | MADEIN |  |  | GB
RAXTON | BBE1612Y | MADEIN |  |  | GB
RAXTON | BBE1613Y | MADEIN |  |  | GB
RAXTON | BBE1614Y | MADEIN |  |  | GB
RAXTON | BBE1615Y | MADEIN |  |  | GB
RAXTON | BBE1625Y | MADEIN |  |  | GB
RAXTON | BBE1626Y | MADEIN |  |  | GB
RAXTON | BBE1643Y | MADEIN |  |  | GB
RAXTON | BBE1644Y | MADEIN |  |  | GB
RAXTON | BBE1645Y | MADEIN |  |  | GB
RAXTON | BBE1713Y | MADEIN |  |  | GB
RAXTON | BBE1714Y | MADEIN |  |  | GB
RAXTON | BBE1715Y | MADEIN |  |  | GB
RAXTON | BBE1716Y | MADEIN |  |  | GB
RAXTON | BBE1727Y | MADEIN |  |  | GB
RAXTON | BBE1728Y | MADEIN |  |  | GB
RAXTON | BBE1745Y | MADEIN |  |  | GB
RAXTON | BBE1746Y | MADEIN |  |  | GB
RAXTON | BBE1816Y | MADEIN |  |  | GB
RAXTON | BBE1817Y | MADEIN |  |  | GB
RAXTON | BBE1828Y | MADEIN |  |  | GB
RAXTON | BBE1829Y | MADEIN |  |  | GB
RAXTON | BBE1846Y | MADEIN |  |  | GB
RAXTON | BBE1847Y | MADEIN |  |  | GB
RAXTON | BBE2204Y | MADEIN |  |  | GB
RAXTON | BBE2220Y | MADEIN |  |  | GB
RAXTON | BBE2240Y | MADEIN |  |  | GB
RAXTON | BBE2304Y | MADEIN |  |  | GB
RAXTON | BBE2311Y | MADEIN |  |  | GB
RAXTON | BBE2321Y | MADEIN |  |  | GB
RAXTON | BBE2340Y | MADEIN |  |  | GB
RAXTON | BBE2411Y | MADEIN |  |  | GB
RAXTON | BBE2421Y | MADEIN |  |  | GB
RAXTON | BBE2422Y | MADEIN |  |  | GB
RAXTON | BBE2441Y | MADEIN |  |  | GB
RAXTON | BBE2511Y | MADEIN |  |  | GB
RAXTON | BBE2512Y | MADEIN |  |  | GB
RAXTON | BBE2523Y | MADEIN |  |  | GB
RAXTON | BBE2524Y | MADEIN |  |  | GB
RAXTON | BBE2542Y | MADEIN |  |  | GB
RAXTON | BBE2612Y | MADEIN |  |  | GB
RAXTON | BBE2613Y | MADEIN |  |  | GB
RAXTON | BBE2614Y | MADEIN |  |  | GB
RAXTON | BBE2624Y | MADEIN |  |  | GB
RAXTON | BBE2625Y | MADEIN |  |  | GB
RAXTON | BBE2642Y | MADEIN |  |  | GB
RAXTON | BBE2643Y | MADEIN |  |  | GB
RAXTON | BBE2644Y | MADEIN |  |  | GB
RAXTON | BBE2713Y | MADEIN |  |  | GB
RAXTON | BBE2714Y | MADEIN |  |  | GB
RAXTON | BBE2715Y | MADEIN |  |  | GB
RAXTON | BBE2724Y | MADEIN |  |  | GB
RAXTON | BBE2725Y | MADEIN |  |  | GB
RAXTON | BBE2726Y | MADEIN |  |  | GB
RAXTON | BBE2744Y | MADEIN |  |  | GB
RAXTON | BBE2815Y | MADEIN |  |  | GB
RAXTON | BBE2826Y | MADEIN |  |  | GB
RAXTON | BBE2827Y | MADEIN |  |  | GB
RAXTON | BBE2845Y | MADEIN |  |  | GB
RAXTON | BBE2846Y | MADEIN |  |  | GB
RAXTON | BBE2916Y | MADEIN |  |  | GB
RAXTON | BBE2927Y | MADEIN |  |  | GB
RAXTON | BBE2928Y | MADEIN |  |  | GB
RAXTON | BBE2945Y | MADEIN |  |  | GB
RAXTON | BBE2946Y | MADEIN |  |  | GB
RAXTON | BBE4104Y | MADEIN |  |  | GB
RAXTON | BBE4120Y | MADEIN |  |  | GB
RAXTON | BBE4140Y | MADEIN |  |  | GB
RAXTON | BBE4204Y | MADEIN |  |  | GB
RAXTON | BBE4211Y | MADEIN |  |  | GB
RAXTON | BBE4221Y | MADEIN |  |  | GB
RAXTON | BBE4240Y | MADEIN |  |  | GB
RAXTON | BBE4241Y | MADEIN |  |  | GB
RAXTON | BBE4311Y | MADEIN |  |  | GB
RAXTON | BBE4312Y | MADEIN |  |  | GB
RAXTON | BBE4322Y | MADEIN |  |  | GB
RAXTON | BBE4323Y | MADEIN |  |  | GB
RAXTON | BBE4324Y | MADEIN |  |  | GB
RAXTON | BBE4341Y | MADEIN |  |  | GB
RAXTON | BBE4342Y | MADEIN |  |  | GB
RAXTON | BBE4412Y | MADEIN |  |  | GB
RAXTON | BBE4413Y | MADEIN |  |  | GB
RAXTON | BBE4423Y | MADEIN |  |  | GB
RAXTON | BBE4424Y | MADEIN |  |  | GB
RAXTON | BBE4425Y | MADEIN |  |  | GB
RAXTON | BBE4441Y | MADEIN |  |  | GB
RAXTON | BBE4442Y | MADEIN |  |  | GB
RAXTON | BBE4443Y | MADEIN |  |  | GB
RAXTON | BBE4512Y | MADEIN |  |  | GB
RAXTON | BBE4513Y | MADEIN |  |  | GB
RAXTON | BBE4514Y | MADEIN |  |  | GB
RAXTON | BBE4524Y | MADEIN |  |  | GB
RAXTON | BBE4525Y | MADEIN |  |  | GB
RAXTON | BBE4526Y | MADEIN |  |  | GB
RAXTON | BBE4542Y | MADEIN |  |  | GB
RAXTON | BBE4543Y | MADEIN |  |  | GB
RAXTON | BBE4544Y | MADEIN |  |  | GB
RAXTON | BBE4612Y | MADEIN |  |  | GB
RAXTON | BBE4613Y | MADEIN |  |  | GB
RAXTON | BBE4614Y | MADEIN |  |  | GB
RAXTON | BBE4615Y | MADEIN |  |  | GB
RAXTON | BBE4625Y | MADEIN |  |  | GB
RAXTON | BBE4626Y | MADEIN |  |  | GB
RAXTON | BBE4642Y | MADEIN |  |  | GB
RAXTON | BBE4643Y | MADEIN |  |  | GB
RAXTON | BBE4644Y | MADEIN |  |  | GB
RAXTON | BBE4645Y | MADEIN |  |  | GB
RAXTON | BBE4713Y | MADEIN |  |  | GB
RAXTON | BBE4714Y | MADEIN |  |  | GB
RAXTON | BBE4715Y | MADEIN |  |  | GB
RAXTON | BBE4716Y | MADEIN |  |  | GB
RAXTON | BBE4726Y | MADEIN |  |  | GB
RAXTON | BBE4727Y | MADEIN |  |  | GB
RAXTON | BBE4728Y | MADEIN |  |  | GB
RAXTON | BBE4744Y | MADEIN |  |  | GB
RAXTON | BBE4745Y | MADEIN |  |  | GB
RAXTON | BBE4746Y | MADEIN |  |  | GB
RAXTON | BBE4816Y | MADEIN |  |  | GB
RAXTON | BBE4817Y | MADEIN |  |  | GB
RAXTON | BBE4827Y | MADEIN |  |  | GB
RAXTON | BBE4828Y | MADEIN |  |  | GB
RAXTON | BBE4829Y | MADEIN |  |  | GB
RAXTON | BBE4845Y | MADEIN |  |  | GB
RAXTON | BBE4846Y | MADEIN |  |  | GB
RAXTON | BBE4847Y | MADEIN |  |  | GB
RAXTON | BBE4917Y | MADEIN |  |  | GB
RAXTON | BBE4918Y | MADEIN |  |  | GB
RAXTON | BBE4928Y | MADEIN |  |  | GB
RAXTON | BBE4929Y | MADEIN |  |  | GB
RAXTON | BBE4946Y | MADEIN |  |  | GB
RAXTON | BBE4947Y | MADEIN |  |  | GB
RAXTON | BBE4948Y | MADEIN |  |  | GB
RAXTON | BBE8116Y | MADEIN |  |  | GB
RAXTON | BBE8117Y | MADEIN |  |  | GB
RAXTON | BBE8118Y | MADEIN |  |  | GB
RAXTON | BBE8129Y | MADEIN |  |  | GB
RAXTON | BBE8147Y | MADEIN |  |  | GB
RAXTON | BBE8148Y | MADEIN |  |  | GB
RAXTON | BJM1204EU | MADEIN |  |  | GB
RAXTON | BJM1304EU | MADEIN |  |  | GB
RAXTON | BJM1311EU | MADEIN |  |  | GB
RAXTON | BJM1322EU | MADEIN |  |  | GB
RAXTON | BJM1411EU | MADEIN |  |  | GB
RAXTON | BJM1412EU | MADEIN |  |  | GB
RAXTON | BJM1413EU | MADEIN |  |  | GB
RAXTON | BJM1424EU | MADEIN |  |  | GB
RAXTON | BJM1512EU | MADEIN |  |  | GB
RAXTON | BJM1513EU | MADEIN |  |  | GB
RAXTON | BJM1514EU | MADEIN |  |  | GB
RAXTON | BJM1525EU | MADEIN |  |  | GB
RAXTON | BJM1613EU | MADEIN |  |  | GB
RAXTON | BJM1614EU | MADEIN |  |  | GB
RAXTON | BJM1615EU | MADEIN |  |  | GB
RAXTON | BJM1626EU | MADEIN |  |  | GB
RAXTON | BJM1714EU | MADEIN |  |  | GB
RAXTON | BJM1715EU | MADEIN |  |  | GB
RAXTON | BJM1716EU | MADEIN |  |  | GB
RAXTON | BJM1727EU | MADEIN |  |  | GB
RAXTON | BJM1728EU | MADEIN |  |  | GB
RAXTON | BJM1815EU | MADEIN |  |  | GB
RAXTON | BJM1816EU | MADEIN |  |  | GB
RAXTON | BJM1817EU | MADEIN |  |  | GB
RAXTON | BJM1829EU | MADEIN |  |  | GB
RAXTON | BJM2204EU | MADEIN |  |  | GB
RAXTON | BJM2411EU | MADEIN |  |  | GB
RAXTON | BJM2511EU | MADEIN |  |  | GB
RAXTON | BJM2512EU | MADEIN |  |  | GB
RAXTON | BJM2522EU | MADEIN |  |  | GB
RAXTON | BJM2523EU | MADEIN |  |  | GB
RAXTON | BJM2612EU | MADEIN |  |  | GB
RAXTON | BJM2613EU | MADEIN |  |  | GB
RAXTON | BJM2624EU | MADEIN |  |  | GB
RAXTON | BJM2625EU | MADEIN |  |  | GB
RAXTON | BJM2713EU | MADEIN |  |  | GB
RAXTON | BJM2714EU | MADEIN |  |  | GB
RAXTON | BJM2715EU | MADEIN |  |  | GB
RAXTON | BJM2725EU | MADEIN |  |  | GB
RAXTON | BJM2726EU | MADEIN |  |  | GB
RAXTON | BJM2815EU | MADEIN |  |  | GB
RAXTON | BJM2825EU | MADEIN |  |  | GB
RAXTON | BJM2826EU | MADEIN |  |  | GB
RAXTON | BJM2827EU | MADEIN |  |  | GB
RAXTON | BJM2916EU | MADEIN |  |  | GB
RAXTON | BJM2927EU | MADEIN |  |  | GB
RAXTON | CBA4200YXN | MADEIN |  |  | GB
RAXTON | CBA4300YXN | MADEIN |  |  | GB
RAXTON | CBA4400YXN | MADEIN |  |  | GB
RAXTON | CBA4500YXN | MADEIN |  |  | GB
RAXTON | CBA4600YXN | MADEIN |  |  | GB
RAXTON | CBA4700YXN | MADEIN |  |  | GB
RAXTON | CBA4800YXN | MADEIN |  |  | GB
RAXTON | CBA4900YXN | MADEIN |  |  | GB
RAXTON | CBE4200Y | MADEIN |  |  | GB
RAXTON | CBE4300Y | MADEIN |  |  | GB
RAXTON | CBE4400Y | MADEIN |  |  | GB
RAXTON | CBE4500Y | MADEIN |  |  | GB
RAXTON | CBE4600Y | MADEIN |  |  | GB
RAXTON | CBE4700Y | MADEIN |  |  | GB
RAXTON | CBE4800Y | MADEIN |  |  | GB
RAXTON | CBE4900Y | MADEIN |  |  | GB
RAXTON | CFA4200YXN | MADEIN |  |  | GB
RAXTON | CFA4300YXN | MADEIN |  |  | GB
RAXTON | CFA4400YXN | MADEIN |  |  | GB
RAXTON | CFA4500YXN | MADEIN |  |  | GB
RAXTON | CFA4600YXN | MADEIN |  |  | GB
RAXTON | CFA4700YXN | MADEIN |  |  | GB
RAXTON | CFE4200Y | MADEIN |  |  | GB
RAXTON | CFE4300Y | MADEIN |  |  | GB
RAXTON | CFE4400Y | MADEIN |  |  | GB
RAXTON | CFE4500Y | MADEIN |  |  | GB
RAXTON | CFE4600Y | MADEIN |  |  | GB
RAXTON | CFE4700Y | MADEIN |  |  | GB
RAXTON | CKA0400YXN | MADEIN |  |  | GB
RAXTON | CKA1100YXN | MADEIN |  |  | GB
RAXTON | CKA1200YXN | MADEIN |  |  | GB
RAXTON | CKA1300YXN | MADEIN |  |  | GB
RAXTON | CKA1400YXN | MADEIN |  |  | GB
RAXTON | CKA1500YXN | MADEIN |  |  | GB
RAXTON | CKA1600YXN | MADEIN |  |  | GB
RAXTON | CKA1700YXN | MADEIN |  |  | GB
RAXTON | CKA1800YXN | MADEIN |  |  | GB
RAXTON | CKA4100YXN | MADEIN |  |  | GB
RAXTON | CKA4200YXN | MADEIN |  |  | GB
RAXTON | CKA4300YXN | MADEIN |  |  | GB
RAXTON | CKA4400YXN | MADEIN |  |  | GB
RAXTON | CKA4500YXN | MADEIN |  |  | GB
RAXTON | CKA4600YXN | MADEIN |  |  | GB
RAXTON | CKA4700YXN | MADEIN |  |  | GB
RAXTON | CKA4800YXN | MADEIN |  |  | GB
RAXTON | CKA4900YXN | MADEIN |  |  | GB
RAXTON | CKE0400Y | MADEIN |  |  | GB
RAXTON | CKE1100Y | MADEIN |  |  | GB
RAXTON | CKE1200Y | MADEIN |  |  | GB
RAXTON | CKE1300Y | MADEIN |  |  | GB
RAXTON | CKE1400Y | MADEIN |  |  | GB
RAXTON | CKE1500Y | MADEIN |  |  | GB
RAXTON | CKE1600Y | MADEIN |  |  | GB
RAXTON | CKE1700Y | MADEIN |  |  | GB
RAXTON | CKE1800Y | MADEIN |  |  | GB
RAXTON | CKE4100Y | MADEIN |  |  | GB
RAXTON | CKE4200Y | MADEIN |  |  | GB
RAXTON | CKE4300Y | MADEIN |  |  | GB
RAXTON | CKE4400Y | MADEIN |  |  | GB
RAXTON | CKE4500Y | MADEIN |  |  | GB
RAXTON | CKE4600Y | MADEIN |  |  | GB
RAXTON | CKE4700Y | MADEIN |  |  | GB
RAXTON | CKE4800Y | MADEIN |  |  | GB
RAXTON | CKE4900Y | MADEIN |  |  | GB
RAXTON | CPM1100E | MADEIN |  |  | FR
RAXTON | CPM1100EF | MADEIN |  |  | FR
RAXTON | CPM1100EP-500 | MADEIN |  |  | FR
RAXTON | CPM1100EU | MADEIN |  |  | FR
RAXTON | CPM1200E | MADEIN |  |  | FR
RAXTON | CPM1200EF | MADEIN |  |  | FR
RAXTON | CPM1200EP-500 | MADEIN |  |  | FR
RAXTON | CPM1200EU | MADEIN |  |  | FR
RAXTON | CPM1300E | MADEIN |  |  | FR
RAXTON | CPM1300EF | MADEIN |  |  | FR
RAXTON | CPM1300EP-500 | MADEIN |  |  | FR
RAXTON | CPM1300EU | MADEIN |  |  | FR
RAXTON | CPM1400E | MADEIN |  |  | FR
RAXTON | CPM1400EF | MADEIN |  |  | FR
RAXTON | CPM1400EP-100 | MADEIN |  |  | FR
RAXTON | CPM1400EU | MADEIN |  |  | FR
RAXTON | CPM1500E | MADEIN |  |  | FR
RAXTON | CPM1500EF | MADEIN |  |  | FR
RAXTON | CPM1500EP-100 | MADEIN |  |  | FR
RAXTON | CPM1500EU | MADEIN |  |  | FR
RAXTON | CPM1600E | MADEIN |  |  | FR
RAXTON | CPM1600EF | MADEIN |  |  | FR
RAXTON | CPM1600EP-50 | MADEIN |  |  | FR
RAXTON | CPM1600EU | MADEIN |  |  | FR
RAXTON | CPM1700E | MADEIN |  |  | FR
RAXTON | CPM1700EF | MADEIN |  |  | FR
RAXTON | CPM1700EP-50 | MADEIN |  |  | FR
RAXTON | CPM1700EU | MADEIN |  |  | FR
RAXTON | CPM2100E | MADEIN |  |  | FR
RAXTON | CPM2100EF | MADEIN |  |  | FR
RAXTON | CPM2100EP-200 | MADEIN |  |  | FR
RAXTON | CPM2100EU | MADEIN |  |  | FR
RAXTON | CPM2200E | MADEIN |  |  | FR
RAXTON | CPM2200EF | MADEIN |  |  | FR
RAXTON | CPM2200EP-200 | MADEIN |  |  | FR
RAXTON | CPM2200EU | MADEIN |  |  | FR
RAXTON | CPM2300E | MADEIN |  |  | FR
RAXTON | CPM2300EF | MADEIN |  |  | FR
RAXTON | CPM2300EP-200 | MADEIN |  |  | FR
RAXTON | CPM2300EU | MADEIN |  |  | FR
RAXTON | CPM2400E | MADEIN |  |  | FR
RAXTON | CPM2400EF | MADEIN |  |  | FR
RAXTON | CPM2400EP-200 | MADEIN |  |  | FR
RAXTON | CPM2400EU | MADEIN |  |  | FR
RAXTON | CPM2500E | MADEIN |  |  | FR
RAXTON | CPM2500EF | MADEIN |  |  | FR
RAXTON | CPM2500EP-100 | MADEIN |  |  | FR
RAXTON | CPM2500EU | MADEIN |  |  | FR
RAXTON | CPM2600E | MADEIN |  |  | FR
RAXTON | CPM2600EF | MADEIN |  |  | FR
RAXTON | CPM2600EP-100 | MADEIN |  |  | FR
RAXTON | CPM2600EU | MADEIN |  |  | FR
RAXTON | CPM2700E | MADEIN |  |  | FR
RAXTON | CPM2700EF | MADEIN |  |  | FR
RAXTON | CPM2700EP-50 | MADEIN |  |  | FR
RAXTON | CPM2700EU | MADEIN |  |  | FR
RAXTON | CPM2800E | MADEIN |  |  | FR
RAXTON | CPM2800EF | MADEIN |  |  | FR
RAXTON | CPM2800EU | MADEIN |  |  | FR
RAXTON | CQA1100YXN | MADEIN |  |  | GB
RAXTON | CQA1200YXN | MADEIN |  |  | GB
RAXTON | CQA1300YXN | MADEIN |  |  | GB
RAXTON | CQA1400YXN | MADEIN |  |  | GB
RAXTON | CQA1500YXN | MADEIN |  |  | GB
RAXTON | CQA1600YXN | MADEIN |  |  | GB
RAXTON | CQA1700YXN | MADEIN |  |  | GB
RAXTON | CQA1800YXN | MADEIN |  |  | GB
RAXTON | CQE1100Y | MADEIN |  |  | GB
RAXTON | CQE1200Y | MADEIN |  |  | GB
RAXTON | CQE1300Y | MADEIN |  |  | GB
RAXTON | CQE1400Y | MADEIN |  |  | GB
RAXTON | CQE1500Y | MADEIN |  |  | GB
RAXTON | CQE1600Y | MADEIN |  |  | GB
RAXTON | CQE1700Y | MADEIN |  |  | GB
RAXTON | CQE1800Y | MADEIN |  |  | GB
RAXTON | CYA0400YXN | MADEIN |  |  | GB
RAXTON | CYA1100YXN | MADEIN |  |  | GB
RAXTON | CYA1200YXN | MADEIN |  |  | GB
RAXTON | CYA1300YXN | MADEIN |  |  | GB
RAXTON | CYA1400YXN | MADEIN |  |  | GB
RAXTON | CYA1500YXN | MADEIN |  |  | GB
RAXTON | CYA1600YXN | MADEIN |  |  | GB
RAXTON | CYA1700YXN | MADEIN |  |  | GB
RAXTON | CYA1800YXN | MADEIN |  |  | GB
RAXTON | CYA2000YXN | MADEIN |  |  | GB
RAXTON | CYA2100YXN | MADEIN |  |  | GB
RAXTON | CYA2200YXN | MADEIN |  |  | GB
RAXTON | CYA2300YXN | MADEIN |  |  | GB
RAXTON | CYA2400YXN | MADEIN |  |  | GB
RAXTON | CYA2500YXN | MADEIN |  |  | GB
RAXTON | CYA2600YXN | MADEIN |  |  | GB
RAXTON | CYA2700YXN | MADEIN |  |  | GB
RAXTON | CYA2800YXN | MADEIN |  |  | GB
RAXTON | CYA2900YXN | MADEIN |  |  | GB
RAXTON | CYA4000YXN | MADEIN |  |  | GB
RAXTON | CYA4100YXN | MADEIN |  |  | GB
RAXTON | CYA4200YXN | MADEIN |  |  | GB
RAXTON | CYA4300YXN | MADEIN |  |  | GB
RAXTON | CYA4400YXN | MADEIN |  |  | GB
RAXTON | CYA4500YXN | MADEIN |  |  | GB
RAXTON | CYA4600YXN | MADEIN |  |  | GB
RAXTON | CYA4700YXN | MADEIN |  |  | GB
RAXTON | CYA4800YXN | MADEIN |  |  | GB
RAXTON | CYA4900YXN | MADEIN |  |  | GB
RAXTON | CYA8100YXN | MADEIN |  |  | GB
RAXTON | CYA8300YXN | MADEIN |  |  | GB
RAXTON | CYA8600YXN | MADEIN |  |  | GB
RAXTON | CYA8700YXN | MADEIN |  |  | GB
RAXTON | CYE0400Y | MADEIN |  |  | GB
RAXTON | CYE1100Y | MADEIN |  |  | GB
RAXTON | CYE1200Y | MADEIN |  |  | GB
RAXTON | CYE1300Y | MADEIN |  |  | GB
RAXTON | CYE1400Y | MADEIN |  |  | GB
RAXTON | CYE1500Y | MADEIN |  |  | GB
RAXTON | CYE1600Y | MADEIN |  |  | GB
RAXTON | CYE1700Y | MADEIN |  |  | GB
RAXTON | CYE1800Y | MADEIN |  |  | GB
RAXTON | CYE2000Y | MADEIN |  |  | GB
RAXTON | CYE2100Y | MADEIN |  |  | GB
RAXTON | CYE2200Y | MADEIN |  |  | GB
RAXTON | CYE2300Y | MADEIN |  |  | GB
RAXTON | CYE2400Y | MADEIN |  |  | GB
RAXTON | CYE2500Y | MADEIN |  |  | GB
RAXTON | CYE2600Y | MADEIN |  |  | GB
RAXTON | CYE2700Y | MADEIN |  |  | GB
RAXTON | CYE2800Y | MADEIN |  |  | GB
RAXTON | CYE2900Y | MADEIN |  |  | GB
RAXTON | CYE4000Y | MADEIN |  |  | GB
RAXTON | CYE4100Y | MADEIN |  |  | GB
RAXTON | CYE4200Y | MADEIN |  |  | GB
RAXTON | CYE4300Y | MADEIN |  |  | GB
RAXTON | CYE4400Y | MADEIN |  |  | GB
RAXTON | CYE4500Y | MADEIN |  |  | GB
RAXTON | CYE4600Y | MADEIN |  |  | GB
RAXTON | CYE4700Y | MADEIN |  |  | GB
RAXTON | CYE4800Y | MADEIN |  |  | GB
RAXTON | CYE4900Y | MADEIN |  |  | GB
RAXTON | CYE8100Y | MADEIN |  |  | GB
RAXTON | CYE8300Y | MADEIN |  |  | GB
RAXTON | CYE8600Y | MADEIN |  |  | GB
RAXTON | CYE8700Y | MADEIN |  |  | GB
REDAPT | AEE110303 | MADEIN |  |  | GB
REDAPT | AEE110304 | MADEIN |  |  | GB
REDAPT | AEE110403 | MADEIN |  |  | GB
REDAPT | AEE110404 | MADEIN |  |  | GB
REDAPT | AEE110405 | MADEIN |  |  | GB
REDAPT | AEE110504 | MADEIN |  |  | GB
REDAPT | AEE110505 | MADEIN |  |  | GB
REDAPT | AEE110506 | MADEIN |  |  | GB
REDAPT | AEE110605 | MADEIN |  |  | GB
REDAPT | AEE110606 | MADEIN |  |  | GB
REDAPT | AEE110607 | MADEIN |  |  | GB
REDAPT | AEE110706 | MADEIN |  |  | GB
REDAPT | AEE110707 | MADEIN |  |  | GB
REDAPT | AEE110708 | MADEIN |  |  | GB
REDAPT | AEE110807 | MADEIN |  |  | GB
REDAPT | AEE110808 | MADEIN |  |  | GB
REDAPT | ARU110303 | MADEIN |  |  | GB
REDAPT | ARU110404 | MADEIN |  |  | GB
REDAPT | ARU110429 | MADEIN |  |  | GB
REDAPT | ARU110504 | MADEIN |  |  | GB
REDAPT | ARU110505 | MADEIN |  |  | GB
REDAPT | ARU110530 | MADEIN |  |  | GB
REDAPT | ARU110606 | MADEIN |  |  | GB
REDAPT | ARU112904 | MADEIN |  |  | GB
REDAPT | ARU112929 | MADEIN |  |  | GB
REDAPT | ARU113030 | MADEIN |  |  | GB
REDAPT | ARU300303 | MADEIN |  |  | GB
REDAPT | ARU300404 | MADEIN |  |  | GB
REDAPT | ARU300429 | MADEIN |  |  | GB
REDAPT | ARU300504 | MADEIN |  |  | GB
REDAPT | ARU300505 | MADEIN |  |  | GB
REDAPT | ARU300530 | MADEIN |  |  | GB
REDAPT | ARU300606 | MADEIN |  |  | GB
REDAPT | ARU302904 | MADEIN |  |  | GB
REDAPT | ARU302929 | MADEIN |  |  | GB
REDAPT | ARU303030 | MADEIN |  |  | GB
REDAPT | ATU110404 | MADEIN |  |  | GB
REDAPT | ATU110429 | MADEIN |  |  | GB
REDAPT | ATU110504 | MADEIN |  |  | GB
REDAPT | ATU110505 | MADEIN |  |  | GB
REDAPT | ATU110606 | MADEIN |  |  | GB
REDAPT | ATU112904 | MADEIN |  |  | GB
REDAPT | ATU112929 | MADEIN |  |  | GB
REDAPT | ATU113029 | MADEIN |  |  | GB
REDAPT | ATU113030 | MADEIN |  |  | GB
REDAPT | ATU300404 | MADEIN |  |  | GB
REDAPT | ATU300429 | MADEIN |  |  | GB
REDAPT | ATU300504 | MADEIN |  |  | GB
REDAPT | ATU300505 | MADEIN |  |  | GB
REDAPT | ATU300606 | MADEIN |  |  | GB
REDAPT | ATU302904 | MADEIN |  |  | GB
REDAPT | ATU302929 | MADEIN |  |  | GB
REDAPT | ATU303029 | MADEIN |  |  | GB
REDAPT | ATU303030 | MADEIN |  |  | GB
REDAPT | AYU110404 | MADEIN |  |  | GB
REDAPT | AYU110429 | MADEIN |  |  | GB
REDAPT | AYU110504 | MADEIN |  |  | GB
REDAPT | AYU110505 | MADEIN |  |  | GB
REDAPT | AYU110606 | MADEIN |  |  | GB
REDAPT | AYU112904 | MADEIN |  |  | GB
REDAPT | AYU112929 | MADEIN |  |  | GB
REDAPT | AYU113004 | MADEIN |  |  | GB
REDAPT | AYU113029 | MADEIN |  |  | GB
REDAPT | AYU300404 | MADEIN |  |  | GB
REDAPT | AYU300429 | MADEIN |  |  | GB
REDAPT | AYU300504 | MADEIN |  |  | GB
REDAPT | AYU300505 | MADEIN |  |  | GB
REDAPT | AYU300606 | MADEIN |  |  | GB
REDAPT | AYU302904 | MADEIN |  |  | GB
REDAPT | AYU302929 | MADEIN |  |  | GB
REDAPT | AYU303004 | MADEIN |  |  | GB
REDAPT | AYU303029 | MADEIN |  |  | GB
REDAPT | BDU1104D1 | MADEIN |  |  | GB
REDAPT | BDU1105D1 | MADEIN |  |  | GB
REDAPT | BDU1129D1 | MADEIN |  |  | GB
REDAPT | BDU1130D1 | MADEIN |  |  | GB
REDAPT | BDU3004D1 | MADEIN |  |  | GB
REDAPT | BDU3005D1 | MADEIN |  |  | GB
REDAPT | BDU3029D1 | MADEIN |  |  | GB
REDAPT | BDU3030D1 | MADEIN |  |  | GB
REDAPT | DPE1104S1 | MADEIN |  |  | GB
REDAPT | DPE1104S2 | MADEIN |  |  | GB
REDAPT | DPE1104S3 | MADEIN |  |  | GB
REDAPT | DPE1105S1 | MADEIN |  |  | GB
REDAPT | DPE1105S2 | MADEIN |  |  | GB
REDAPT | DPE1105S3 | MADEIN |  |  | GB
REDAPT | DPE1129S3 | MADEIN |  |  | GB
REDAPT | DPE1130S3 | MADEIN |  |  | GB
REDAPT | DPE3004S1 | MADEIN |  |  | GB
REDAPT | DPE3004S2 | MADEIN |  |  | GB
REDAPT | DPE3004S3 | MADEIN |  |  | GB
REDAPT | DPE3004S4 | MADEIN |  |  | GB
REDAPT | DPE3005S1 | MADEIN |  |  | GB
REDAPT | DPE3005S2 | MADEIN |  |  | GB
REDAPT | DPE3005S3 | MADEIN |  |  | GB
REDAPT | DPE3029S3 | MADEIN |  |  | GB
REDAPT | DPE3030S3 | MADEIN |  |  | GB
REDAPT | DPE4004S3 | MADEIN |  |  | GB
REDAPT | DPE4004S4 | MADEIN |  |  | GB
REDAPT | DPE4005S3 | MADEIN |  |  | GB
REDAPT | DPE4005S4 | MADEIN |  |  | GB
REDAPT | DPE4029S3 | MADEIN |  |  | GB
REDAPT | TAU110404 | MADEIN |  |  | GB
REDAPT | TAU110504 | MADEIN |  |  | GB
REDAPT | TAU110505 | MADEIN |  |  | GB
REDAPT | TAU110530 | MADEIN |  |  | GB
REDAPT | TAU112904 | MADEIN |  |  | GB
REDAPT | TAU112929 | MADEIN |  |  | GB
REDAPT | TAU113030 | MADEIN |  |  | GB
REDAPT | TAU300404 | MADEIN |  |  | GB
REDAPT | TAU300504 | MADEIN |  |  | GB
REDAPT | TAU300505 | MADEIN |  |  | GB
REDAPT | TAU300530 | MADEIN |  |  | GB
REDAPT | TAU302904 | MADEIN |  |  | GB
REDAPT | TAU302929 | MADEIN |  |  | GB
REDAPT | TAU303030 | MADEIN |  |  | GB
REDAPT | TPU110404 | MADEIN |  |  | GB
REDAPT | TPU110429 | MADEIN |  |  | GB
REDAPT | TPU110504 | MADEIN |  |  | GB
REDAPT | TPU110505 | MADEIN |  |  | GB
REDAPT | TPU110530 | MADEIN |  |  | GB
REDAPT | TPU112904 | MADEIN |  |  | GB
REDAPT | TPU112929 | MADEIN |  |  | GB
REDAPT | TPU113030 | MADEIN |  |  | GB
REDAPT | TPU300404 | MADEIN |  |  | GB
REDAPT | TPU300429 | MADEIN |  |  | GB
REDAPT | TPU300504 | MADEIN |  |  | GB
REDAPT | TPU300505 | MADEIN |  |  | GB
REDAPT | TPU300530 | MADEIN |  |  | GB
REDAPT | TPU302904 | MADEIN |  |  | GB
REDAPT | TPU302929 | MADEIN |  |  | GB
REDAPT | TPU303030 | MADEIN |  |  | GB

## C02_CORRESPONDANCE
MARQUE | REFCIALE | CORTYP | CORNUM | CORQ | REFCIALECOR | MARQUECOR | CORLOT | COROUE | CORINFO
CAPRI | CAP307102 | ADJUNCT |  |  | CAP713641
CAPRI | CAP307102 | ADJUNCT |  |  | CAP723040
CAPRI | CAP307102 | ADJUNCT |  |  | CAP599200
CAPRI | CAP307102 | CROSSSELL | 1 |  | CAP713641
CAPRI | CAP307102 | CROSSSELL | 2 |  | CAP723040
CAPRI | CAP307102 | CROSSSELL | 3 |  | CAP599200
CAPRI | CAP307103 | ADJUNCT |  |  | CAP713641
CAPRI | CAP307103 | ADJUNCT |  |  | CAP723040
CAPRI | CAP307103 | ADJUNCT |  |  | CAP599200
CAPRI | CAP307103 | CROSSSELL | 1 |  | CAP713641
CAPRI | CAP307103 | CROSSSELL | 2 |  | CAP723040
CAPRI | CAP307103 | CROSSSELL | 3 |  | CAP599200
CAPRI | CAP307104 | ADJUNCT |  |  | CAP713641
CAPRI | CAP307104 | ADJUNCT |  |  | CAP723040
CAPRI | CAP307104 | ADJUNCT |  |  | CAP599200
CAPRI | CAP307104 | CROSSSELL | 1 |  | CAP713641
CAPRI | CAP307104 | CROSSSELL | 2 |  | CAP723040
CAPRI | CAP307104 | CROSSSELL | 3 |  | CAP599200
CAPRI | CAP307105 | ADJUNCT |  |  | CAP713641
CAPRI | CAP307105 | ADJUNCT |  |  | CAP723040
CAPRI | CAP307105 | ADJUNCT |  |  | CAP599200
CAPRI | CAP307105 | CROSSSELL | 1 |  | CAP713641
CAPRI | CAP307105 | CROSSSELL | 2 |  | CAP723040
CAPRI | CAP307105 | CROSSSELL | 3 |  | CAP599200
CAPRI | CAP307199 | ADJUNCT |  |  | CAP713641
CAPRI | CAP307199 | ADJUNCT |  |  | CAP723040
CAPRI | CAP307199 | ADJUNCT |  |  | CAP599200
CAPRI | CAP307199 | CROSSSELL | 1 |  | CAP713641
CAPRI | CAP307199 | CROSSSELL | 2 |  | CAP723040
CAPRI | CAP307199 | CROSSSELL | 3 |  | CAP599200
CAPRI | CAP307502 | ADJUNCT |  |  | CAP713641
CAPRI | CAP307502 | ADJUNCT |  |  | CAP723040
CAPRI | CAP307502 | ADJUNCT |  |  | CAP599200
CAPRI | CAP307502 | CROSSSELL | 1 |  | CAP713641
CAPRI | CAP307502 | CROSSSELL | 2 |  | CAP723040
CAPRI | CAP307502 | CROSSSELL | 3 |  | CAP599200
CAPRI | CAP307503 | ADJUNCT |  |  | CAP713641
CAPRI | CAP307503 | ADJUNCT |  |  | CAP723040
CAPRI | CAP307503 | ADJUNCT |  |  | CAP599200
CAPRI | CAP307503 | CROSSSELL | 1 |  | CAP713641
CAPRI | CAP307503 | CROSSSELL | 2 |  | CAP723040
CAPRI | CAP307503 | CROSSSELL | 3 |  | CAP599200
CAPRI | CAP307504 | ADJUNCT |  |  | CAP713641
CAPRI | CAP307504 | ADJUNCT |  |  | CAP723040
CAPRI | CAP307504 | ADJUNCT |  |  | CAP599200
CAPRI | CAP307504 | CROSSSELL | 1 |  | CAP713641
CAPRI | CAP307504 | CROSSSELL | 2 |  | CAP723040
CAPRI | CAP307504 | CROSSSELL | 3 |  | CAP599200
CAPRI | CAP307505 | ADJUNCT |  |  | CAP713641
CAPRI | CAP307505 | ADJUNCT |  |  | CAP723040
CAPRI | CAP307505 | ADJUNCT |  |  | CAP599200
CAPRI | CAP307505 | CROSSSELL | 1 |  | CAP713641
CAPRI | CAP307505 | CROSSSELL | 2 |  | CAP723040
CAPRI | CAP307505 | CROSSSELL | 3 |  | CAP599200
CAPRI | CAP308102 | ADJUNCT |  |  | CAP713641
CAPRI | CAP308102 | ADJUNCT |  |  | CAP723040
CAPRI | CAP308102 | ADJUNCT |  |  | CAP599200
CAPRI | CAP308102 | CROSSSELL | 1 |  | CAP713641
CAPRI | CAP308102 | CROSSSELL | 2 |  | CAP723040
CAPRI | CAP308102 | CROSSSELL | 3 |  | CAP599200
CAPRI | CAP308103 | ADJUNCT |  |  | CAP713641
CAPRI | CAP308103 | ADJUNCT |  |  | CAP723040
CAPRI | CAP308103 | ADJUNCT |  |  | CAP599200
CAPRI | CAP308103 | CROSSSELL | 1 |  | CAP713641
CAPRI | CAP308103 | CROSSSELL | 2 |  | CAP723040
CAPRI | CAP308103 | CROSSSELL | 3 |  | CAP599200
CAPRI | CAP308105 | ADJUNCT |  |  | CAP713641
CAPRI | CAP308105 | ADJUNCT |  |  | CAP723040
CAPRI | CAP308105 | ADJUNCT |  |  | CAP599200
CAPRI | CAP308105 | CROSSSELL | 1 |  | CAP713641
CAPRI | CAP308105 | CROSSSELL | 2 |  | CAP723040
CAPRI | CAP308105 | CROSSSELL | 3 |  | CAP599200
CAPRI | CAP308199 | ADJUNCT |  |  | CAP713641
CAPRI | CAP308199 | ADJUNCT |  |  | CAP723040
CAPRI | CAP308199 | ADJUNCT |  |  | CAP599200
CAPRI | CAP308199 | CROSSSELL | 1 |  | CAP713641
CAPRI | CAP308199 | CROSSSELL | 2 |  | CAP723040
CAPRI | CAP308199 | CROSSSELL | 3 |  | CAP599200
CAPRI | CAP309194 | ADJUNCT |  |  | CAP713641
CAPRI | CAP309194 | ADJUNCT |  |  | CAP723040
CAPRI | CAP309194 | ADJUNCT |  |  | CAP599200
CAPRI | CAP309194 | CROSSSELL | 1 |  | CAP713641
CAPRI | CAP309194 | CROSSSELL | 2 |  | CAP723040
CAPRI | CAP309194 | CROSSSELL | 3 |  | CAP599200
CAPRI | CAP309195 | ADJUNCT |  |  | CAP713641
CAPRI | CAP309195 | ADJUNCT |  |  | CAP723040
CAPRI | CAP309195 | ADJUNCT |  |  | CAP599200
CAPRI | CAP309195 | CROSSSELL | 1 |  | CAP713641
CAPRI | CAP309195 | CROSSSELL | 2 |  | CAP723040
CAPRI | CAP309195 | CROSSSELL | 3 |  | CAP599200
CAPRI | CAP309284 | ADJUNCT |  |  | CAP713641
CAPRI | CAP309284 | ADJUNCT |  |  | CAP723040
CAPRI | CAP309284 | ADJUNCT |  |  | CAP599200
CAPRI | CAP309284 | CROSSSELL | 1 |  | CAP713641
CAPRI | CAP309284 | CROSSSELL | 2 |  | CAP723040
CAPRI | CAP309284 | CROSSSELL | 3 |  | CAP599200
CAPRI | CAP309285 | ADJUNCT |  |  | CAP713641
CAPRI | CAP309285 | ADJUNCT |  |  | CAP723040
CAPRI | CAP309285 | ADJUNCT |  |  | CAP599200
CAPRI | CAP309285 | CROSSSELL | 1 |  | CAP713641
CAPRI | CAP309285 | CROSSSELL | 2 |  | CAP723040
CAPRI | CAP309285 | CROSSSELL | 3 |  | CAP599200
CAPRI | CAP309286 | ADJUNCT |  |  | CAP713641
CAPRI | CAP309286 | ADJUNCT |  |  | CAP723040
CAPRI | CAP309286 | ADJUNCT |  |  | CAP599200
CAPRI | CAP309286 | CROSSSELL | 1 |  | CAP713641
CAPRI | CAP309286 | CROSSSELL | 2 |  | CAP723040
CAPRI | CAP309286 | CROSSSELL | 3 |  | CAP599200
CAPRI | CAP309287 | ADJUNCT |  |  | CAP713641
CAPRI | CAP309287 | ADJUNCT |  |  | CAP723040
CAPRI | CAP309287 | ADJUNCT |  |  | CAP599200
CAPRI | CAP309287 | CROSSSELL | 1 |  | CAP713641
CAPRI | CAP309287 | CROSSSELL | 2 |  | CAP723040
CAPRI | CAP309287 | CROSSSELL | 3 |  | CAP599200
CAPRI | CAP309289 | ADJUNCT |  |  | CAP713641
CAPRI | CAP309289 | ADJUNCT |  |  | CAP723040
CAPRI | CAP309289 | ADJUNCT |  |  | CAP599200
CAPRI | CAP309289 | CROSSSELL | 1 |  | CAP713641
CAPRI | CAP309289 | CROSSSELL | 2 |  | CAP723040
CAPRI | CAP309289 | CROSSSELL | 3 |  | CAP599200
CAPRI | CAP491000 | ADJUNCT |  |  | CAP49100A
CAPRI | CAP491000 | ADJUNCT |  |  | CAP599200
CAPRI | CAP491000 | ADJUNCT |  |  | CAP307503
CAPRI | CAP491000 | CROSSSELL | 1 |  | CAP49100A
CAPRI | CAP491000 | CROSSSELL | 2 |  | CAP599200
CAPRI | CAP491000 | CROSSSELL | 3 |  | CAP307503
CAPRI | CAP49100A | ADJUNCT |  |  | CAP491000
CAPRI | CAP49100A | ADJUNCT |  |  | CAP599200
CAPRI | CAP49100A | ADJUNCT |  |  | CAP307503
CAPRI | CAP49100A | CROSSSELL | 1 |  | CAP491000
CAPRI | CAP49100A | CROSSSELL | 2 |  | CAP599200
CAPRI | CAP49100A | CROSSSELL | 3 |  | CAP307503
CAPRI | CAP49100D | ADJUNCT |  |  | CAP491000
CAPRI | CAP49100D | ADJUNCT |  |  | CAP599200
CAPRI | CAP49100D | ADJUNCT |  |  | CAP307503
CAPRI | CAP49100D | CROSSSELL | 1 |  | CAP491000
CAPRI | CAP49100D | CROSSSELL | 2 |  | CAP599200
CAPRI | CAP49100D | CROSSSELL | 3 |  | CAP307503
CAPRI | CAP491010 | ADJUNCT |  |  | CAP49100A
CAPRI | CAP491010 | ADJUNCT |  |  | CAP599200
CAPRI | CAP491010 | ADJUNCT |  |  | CAP307503
CAPRI | CAP491010 | CROSSSELL | 1 |  | CAP49100A
CAPRI | CAP491010 | CROSSSELL | 2 |  | CAP599200
CAPRI | CAP491010 | CROSSSELL | 3 |  | CAP307503
CAPRI | CAP491020 | ADJUNCT |  |  | CAP49100A
CAPRI | CAP491020 | ADJUNCT |  |  | CAP599200
CAPRI | CAP491020 | ADJUNCT |  |  | CAP307503
CAPRI | CAP491020 | CROSSSELL | 1 |  | CAP49100A
CAPRI | CAP491020 | CROSSSELL | 2 |  | CAP599200
CAPRI | CAP491020 | CROSSSELL | 3 |  | CAP307503
CAPRI | CAP491025 | ADJUNCT |  |  | CAP49100A
CAPRI | CAP491025 | ADJUNCT |  |  | CAP599200
CAPRI | CAP491025 | ADJUNCT |  |  | CAP307503
CAPRI | CAP491025 | CROSSSELL | 1 |  | CAP49100A
CAPRI | CAP491025 | CROSSSELL | 2 |  | CAP599200
CAPRI | CAP491025 | CROSSSELL | 3 |  | CAP307503
CAPRI | CAP491060 | ADJUNCT |  |  | CAP599200
CAPRI | CAP491060 | ADJUNCT |  |  | CAP308102
CAPRI | CAP491060 | CROSSSELL | 2 |  | CAP308102
CAPRI | CAP491060 | CROSSSELL | 1 |  | CAP599200
CAPRI | CAP491069 | ADJUNCT |  |  | CAP599200
CAPRI | CAP491069 | ADJUNCT |  |  | CAP308102
CAPRI | CAP491069 | CROSSSELL | 1 |  | CAP599200
CAPRI | CAP491069 | CROSSSELL | 2 |  | CAP308102
CAPRI | CAP491200 | ADJUNCT |  |  | CAP493010
CAPRI | CAP491200 | ADJUNCT |  |  | CAP599200
CAPRI | CAP491200 | ADJUNCT |  |  | CAP307503
CAPRI | CAP491200 | CROSSSELL | 1 |  | CAP493010
CAPRI | CAP491200 | CROSSSELL | 2 |  | CAP599200
CAPRI | CAP491200 | CROSSSELL | 3 |  | CAP307503
CAPRI | CAP491250 | ADJUNCT |  |  | CAP493100
CAPRI | CAP491250 | ADJUNCT |  |  | CAP491800
CAPRI | CAP491250 | ADJUNCT |  |  | CAP309284
CAPRI | CAP491250 | CROSSSELL | 1 |  | CAP493100
CAPRI | CAP491250 | CROSSSELL | 2 |  | CAP491800
CAPRI | CAP491250 | CROSSSELL | 3 |  | CAP309284
CAPRI | CAP491259 | ADJUNCT |  |  | CAP493109
CAPRI | CAP491259 | ADJUNCT |  |  | CAP491800
CAPRI | CAP491259 | ADJUNCT |  |  | CAP309284
CAPRI | CAP491259 | CROSSSELL | 1 |  | CAP493109
CAPRI | CAP491259 | CROSSSELL | 2 |  | CAP491800
CAPRI | CAP491259 | CROSSSELL | 3 |  | CAP309284
CAPRI | CAP491264 | ADJUNCT |  |  | CAP493010
CAPRI | CAP491264 | ADJUNCT |  |  | CAP599200
CAPRI | CAP491264 | ADJUNCT |  |  | CAP307503
CAPRI | CAP491264 | CROSSSELL | 1 |  | CAP493010
CAPRI | CAP491264 | CROSSSELL | 2 |  | CAP599200
CAPRI | CAP491264 | CROSSSELL | 3 |  | CAP307503
CAPRI | CAP491300 | ADJUNCT |  |  | CAP493130
CAPRI | CAP491300 | ADJUNCT |  |  | CAP599200
CAPRI | CAP491300 | ADJUNCT |  |  | CAP307503
CAPRI | CAP491300 | CROSSSELL | 1 |  | CAP493130
CAPRI | CAP491300 | CROSSSELL | 2 |  | CAP599200
CAPRI | CAP491300 | CROSSSELL | 3 |  | CAP307503
CAPRI | CAP491550 | ADJUNCT |  |  | CAP599200
CAPRI | CAP491550 | ADJUNCT |  |  | CAP308102
CAPRI | CAP491550 | CROSSSELL | 1 |  | CAP599200
CAPRI | CAP491550 | CROSSSELL | 2 |  | CAP308102
CAPRI | CAP491559 | ADJUNCT |  |  | CAP599200
CAPRI | CAP491559 | ADJUNCT |  |  | CAP308102
CAPRI | CAP491559 | CROSSSELL | 1 |  | CAP599200
CAPRI | CAP491559 | CROSSSELL | 2 |  | CAP308102
CAPRI | CAP491570 | ADJUNCT |  |  | CAP599200
CAPRI | CAP491570 | ADJUNCT |  |  | CAP308102
CAPRI | CAP491570 | CROSSSELL | 1 |  | CAP599200
CAPRI | CAP491570 | CROSSSELL | 2 |  | CAP308102
CAPRI | CAP491579 | ADJUNCT |  |  | CAP599200
CAPRI | CAP491579 | ADJUNCT |  |  | CAP308102
CAPRI | CAP491579 | CROSSSELL | 1 |  | CAP599200
CAPRI | CAP491579 | CROSSSELL | 2 |  | CAP308102
CAPRI | CAP491800 | ADJUNCT |  |  | CAP493580
CAPRI | CAP491800 | ADJUNCT |  |  | CAP599200
CAPRI | CAP491800 | ADJUNCT |  |  | CAP307503
CAPRI | CAP491800 | CROSSSELL | 1 |  | CAP493580
CAPRI | CAP491800 | CROSSSELL | 2 |  | CAP599200
CAPRI | CAP491800 | CROSSSELL | 3 |  | CAP307503
CAPRI | CAP491950 | ADJUNCT |  |  | CAP493100
CAPRI | CAP491950 | ADJUNCT |  |  | CAP491800
CAPRI | CAP491950 | ADJUNCT |  |  | CAP309284
CAPRI | CAP491950 | CROSSSELL | 1 |  | CAP493100
CAPRI | CAP491950 | CROSSSELL | 2 |  | CAP491800
CAPRI | CAP491950 | CROSSSELL | 3 |  | CAP309284
CAPRI | CAP491959 | ADJUNCT |  |  | CAP493109
CAPRI | CAP491959 | ADJUNCT |  |  | CAP491800
CAPRI | CAP491959 | ADJUNCT |  |  | CAP309284
CAPRI | CAP491959 | CROSSSELL | 1 |  | CAP493109
CAPRI | CAP491959 | CROSSSELL | 2 |  | CAP491800
CAPRI | CAP491959 | CROSSSELL | 3 |  | CAP309284
CAPRI | CAP491970 | ADJUNCT |  |  | CAP599200
CAPRI | CAP491970 | ADJUNCT |  |  | CAP308102
CAPRI | CAP491970 | CROSSSELL | 1 |  | CAP599200
CAPRI | CAP491970 | CROSSSELL | 2 |  | CAP308102
CAPRI | CAP491979 | ADJUNCT |  |  | CAP599200
CAPRI | CAP491979 | ADJUNCT |  |  | CAP308102
CAPRI | CAP491979 | CROSSSELL | 1 |  | CAP599200
CAPRI | CAP491979 | CROSSSELL | 2 |  | CAP308102
CAPRI | CAP491980 | ADJUNCT |  |  | CAP493680
CAPRI | CAP491980 | ADJUNCT |  |  | CAP491800
CAPRI | CAP491980 | ADJUNCT |  |  | CAP309284
CAPRI | CAP491980 | CROSSSELL | 1 |  | CAP493680
CAPRI | CAP491980 | CROSSSELL | 2 |  | CAP491800
CAPRI | CAP491980 | CROSSSELL | 3 |  | CAP309284
CAPRI | CAP491989 | ADJUNCT |  |  | CAP599200
CAPRI | CAP491989 | ADJUNCT |  |  | CAP491800
CAPRI | CAP491989 | ADJUNCT |  |  | CAP309284
CAPRI | CAP491989 | CROSSSELL | 1 |  | CAP599200
CAPRI | CAP491989 | CROSSSELL | 2 |  | CAP491800
CAPRI | CAP491989 | CROSSSELL | 3 |  | CAP309284
CAPRI | CAP492000 | ADJUNCT |  |  | CAP49200A
CAPRI | CAP492000 | ADJUNCT |  |  | CAP599200
CAPRI | CAP492000 | ADJUNCT |  |  | CAP307503
CAPRI | CAP492000 | CROSSSELL | 1 |  | CAP49200A
CAPRI | CAP492000 | CROSSSELL | 2 |  | CAP599200
CAPRI | CAP492000 | CROSSSELL | 3 |  | CAP307503
CAPRI | CAP49200A | ADJUNCT |  |  | CAP492000
CAPRI | CAP49200A | ADJUNCT |  |  | CAP599200
CAPRI | CAP49200A | ADJUNCT |  |  | CAP307503
CAPRI | CAP49200A | CROSSSELL | 1 |  | CAP492000
CAPRI | CAP49200A | CROSSSELL | 2 |  | CAP599200
CAPRI | CAP49200A | CROSSSELL | 3 |  | CAP307503
CAPRI | CAP49200D | ADJUNCT |  |  | CAP492000
CAPRI | CAP49200D | ADJUNCT |  |  | CAP599200
CAPRI | CAP49200D | ADJUNCT |  |  | CAP307503
CAPRI | CAP49200D | CROSSSELL | 1 |  | CAP492000
CAPRI | CAP49200D | CROSSSELL | 2 |  | CAP599200
CAPRI | CAP49200D | CROSSSELL | 3 |  | CAP307503
CAPRI | CAP492010 | ADJUNCT |  |  | CAP49200A
CAPRI | CAP492010 | ADJUNCT |  |  | CAP599200
CAPRI | CAP492010 | ADJUNCT |  |  | CAP307503
CAPRI | CAP492010 | CROSSSELL | 1 |  | CAP49200A
CAPRI | CAP492010 | CROSSSELL | 2 |  | CAP599200
CAPRI | CAP492010 | CROSSSELL | 3 |  | CAP307503
CAPRI | CAP492100 | ADJUNCT |  |  | CAP493100
CAPRI | CAP492100 | ADJUNCT |  |  | CAP491800
CAPRI | CAP492100 | ADJUNCT |  |  | CAP309284
CAPRI | CAP492100 | CROSSSELL | 1 |  | CAP493100
CAPRI | CAP492100 | CROSSSELL | 2 |  | CAP491800
CAPRI | CAP492100 | CROSSSELL | 3 |  | CAP309284
CAPRI | CAP492120 | ADJUNCT |  |  | CAP493100
CAPRI | CAP492120 | ADJUNCT |  |  | CAP491800
CAPRI | CAP492120 | ADJUNCT |  |  | CAP309284
CAPRI | CAP492120 | CROSSSELL | 1 |  | CAP493100
CAPRI | CAP492120 | CROSSSELL | 2 |  | CAP491800
CAPRI | CAP492120 | CROSSSELL | 3 |  | CAP309284
CAPRI | CAP492200 | ADJUNCT |  |  | CAP493100
CAPRI | CAP492200 | ADJUNCT |  |  | CAP491800
CAPRI | CAP492200 | ADJUNCT |  |  | CAP309284
CAPRI | CAP492200 | CROSSSELL | 1 |  | CAP493100
CAPRI | CAP492200 | CROSSSELL | 2 |  | CAP491800
CAPRI | CAP492200 | CROSSSELL | 3 |  | CAP309284
CAPRI | CAP492220 | ADJUNCT |  |  | CAP493100
CAPRI | CAP492220 | ADJUNCT |  |  | CAP491800
CAPRI | CAP492220 | ADJUNCT |  |  | CAP309284
CAPRI | CAP492220 | CROSSSELL | 1 |  | CAP493100
CAPRI | CAP492220 | CROSSSELL | 2 |  | CAP491800
CAPRI | CAP492220 | CROSSSELL | 3 |  | CAP309284
CAPRI | CAP492490 | ADJUNCT |  |  | CAP599200
CAPRI | CAP492490 | ADJUNCT |  |  | CAP308102
CAPRI | CAP492490 | CROSSSELL | 1 |  | CAP599200
CAPRI | CAP492490 | CROSSSELL | 2 |  | CAP308102
CAPRI | CAP493010 | ADJUNCT |  |  | CAP491200
CAPRI | CAP493010 | ADJUNCT |  |  | CAP599200
CAPRI | CAP493010 | ADJUNCT |  |  | CAP307503
CAPRI | CAP493010 | CROSSSELL | 1 |  | CAP491200
CAPRI | CAP493010 | CROSSSELL | 2 |  | CAP599200
CAPRI | CAP493010 | CROSSSELL | 3 |  | CAP307503
CAPRI | CAP493020 | ADJUNCT |  |  | CAP599200
CAPRI | CAP493020 | ADJUNCT |  |  | CAP308102
CAPRI | CAP493020 | CROSSSELL | 1 |  | CAP599200
CAPRI | CAP493020 | CROSSSELL | 2 |  | CAP308102
CAPRI | CAP493029 | ADJUNCT |  |  | CAP599200
CAPRI | CAP493029 | ADJUNCT |  |  | CAP308102
CAPRI | CAP493029 | CROSSSELL | 1 |  | CAP599200
CAPRI | CAP493029 | CROSSSELL | 2 |  | CAP308102
CAPRI | CAP493100 | ADJUNCT |  |  | CAP491250
CAPRI | CAP493100 | ADJUNCT |  |  | CAP491800
CAPRI | CAP493100 | ADJUNCT |  |  | CAP309284
CAPRI | CAP493100 | CROSSSELL | 1 |  | CAP491250
CAPRI | CAP493100 | CROSSSELL | 2 |  | CAP491800
CAPRI | CAP493100 | CROSSSELL | 3 |  | CAP309284
CAPRI | CAP493109 | ADJUNCT |  |  | CAP491259
CAPRI | CAP493109 | ADJUNCT |  |  | CAP491800
CAPRI | CAP493109 | ADJUNCT |  |  | CAP309284
CAPRI | CAP493109 | CROSSSELL | 1 |  | CAP491259
CAPRI | CAP493109 | CROSSSELL | 2 |  | CAP491800
CAPRI | CAP493109 | CROSSSELL | 3 |  | CAP309284
CAPRI | CAP493130 | ADJUNCT |  |  | CAP491300
CAPRI | CAP493130 | ADJUNCT |  |  | CAP599200
CAPRI | CAP493130 | ADJUNCT |  |  | CAP307503
CAPRI | CAP493130 | CROSSSELL | 1 |  | CAP491300
CAPRI | CAP493130 | CROSSSELL | 2 |  | CAP599200
CAPRI | CAP493130 | CROSSSELL | 3 |  | CAP307503
CAPRI | CAP493155 | ADJUNCT |  |  | CAP499800
CAPRI | CAP493155 | ADJUNCT |  |  | CAP853180
CAPRI | CAP493155 | ADJUNCT |  |  | CAP853060
CAPRI | CAP493155 | CROSSSELL | 1 |  | CAP499800
CAPRI | CAP493155 | CROSSSELL | 2 |  | CAP853180
CAPRI | CAP493155 | CROSSSELL | 3 |  | CAP853060
CAPRI | CAP493220 | ADJUNCT |  |  | CAP493100
CAPRI | CAP493220 | ADJUNCT |  |  | CAP491800
CAPRI | CAP493220 | ADJUNCT |  |  | CAP309284
CAPRI | CAP493220 | CROSSSELL | 1 |  | CAP493100
CAPRI | CAP493220 | CROSSSELL | 2 |  | CAP491800
CAPRI | CAP493220 | CROSSSELL | 3 |  | CAP309284
CAPRI | CAP493250 | ADJUNCT |  |  | CAP493100
CAPRI | CAP493250 | ADJUNCT |  |  | CAP491800
CAPRI | CAP493250 | ADJUNCT |  |  | CAP309284
CAPRI | CAP493250 | CROSSSELL | 1 |  | CAP493100
CAPRI | CAP493250 | CROSSSELL | 2 |  | CAP491800
CAPRI | CAP493250 | CROSSSELL | 3 |  | CAP309284
CAPRI | CAP493280 | ADJUNCT |  |  | CAP493100
CAPRI | CAP493280 | ADJUNCT |  |  | CAP491800
CAPRI | CAP493280 | ADJUNCT |  |  | CAP309284
CAPRI | CAP493280 | CROSSSELL | 1 |  | CAP493100
CAPRI | CAP493280 | CROSSSELL | 2 |  | CAP491800
CAPRI | CAP493280 | CROSSSELL | 3 |  | CAP309284
CAPRI | CAP493320 | ADJUNCT |  |  | CAP493100
CAPRI | CAP493320 | ADJUNCT |  |  | CAP491800
CAPRI | CAP493320 | ADJUNCT |  |  | CAP309284
CAPRI | CAP493320 | CROSSSELL | 1 |  | CAP493100
CAPRI | CAP493320 | CROSSSELL | 2 |  | CAP491800
CAPRI | CAP493320 | CROSSSELL | 3 |  | CAP309284
CAPRI | CAP493410 | ADJUNCT |  |  | CAP493100
CAPRI | CAP493410 | ADJUNCT |  |  | CAP491800
CAPRI | CAP493410 | ADJUNCT |  |  | CAP309284
CAPRI | CAP493410 | CROSSSELL | 1 |  | CAP493100
CAPRI | CAP493410 | CROSSSELL | 2 |  | CAP491800
CAPRI | CAP493410 | CROSSSELL | 3 |  | CAP309284
CAPRI | CAP493420 | ADJUNCT |  |  | CAP493100
CAPRI | CAP493420 | ADJUNCT |  |  | CAP491800
CAPRI | CAP493420 | ADJUNCT |  |  | CAP309284
CAPRI | CAP493420 | CROSSSELL | 1 |  | CAP493100
CAPRI | CAP493420 | CROSSSELL | 2 |  | CAP491800
CAPRI | CAP493420 | CROSSSELL | 3 |  | CAP309284
CAPRI | CAP493450 | ADJUNCT |  |  | CAP493100
CAPRI | CAP493450 | ADJUNCT |  |  | CAP491800
CAPRI | CAP493450 | ADJUNCT |  |  | CAP309284
CAPRI | CAP493450 | CROSSSELL | 1 |  | CAP493100
CAPRI | CAP493450 | CROSSSELL | 2 |  | CAP491800
CAPRI | CAP493450 | CROSSSELL | 3 |  | CAP309284
CAPRI | CAP493460 | ADJUNCT |  |  | CAP493100
CAPRI | CAP493460 | ADJUNCT |  |  | CAP491800
CAPRI | CAP493460 | ADJUNCT |  |  | CAP309284
CAPRI | CAP493460 | CROSSSELL | 1 |  | CAP493100
CAPRI | CAP493460 | CROSSSELL | 2 |  | CAP491800
CAPRI | CAP493460 | CROSSSELL | 3 |  | CAP309284
CAPRI | CAP493580 | ADJUNCT |  |  | CAP491800
CAPRI | CAP493580 | ADJUNCT |  |  | CAP599200
CAPRI | CAP493580 | ADJUNCT |  |  | CAP307503
CAPRI | CAP493580 | CROSSSELL | 1 |  | CAP491800
CAPRI | CAP493580 | CROSSSELL | 2 |  | CAP599200
CAPRI | CAP493580 | CROSSSELL | 3 |  | CAP307503
CAPRI | CAP493680 | ADJUNCT |  |  | CAP491980
CAPRI | CAP493680 | ADJUNCT |  |  | CAP491800
CAPRI | CAP493680 | ADJUNCT |  |  | CAP309284
CAPRI | CAP493680 | CROSSSELL | 1 |  | CAP491980
CAPRI | CAP493680 | CROSSSELL | 2 |  | CAP491800
CAPRI | CAP493680 | CROSSSELL | 3 |  | CAP309284
CAPRI | CAP493700 | ADJUNCT |  |  | CAP493100
CAPRI | CAP493700 | ADJUNCT |  |  | CAP491800
CAPRI | CAP493700 | ADJUNCT |  |  | CAP309284
CAPRI | CAP493700 | CROSSSELL | 1 |  | CAP493100
CAPRI | CAP493700 | CROSSSELL | 2 |  | CAP491800
CAPRI | CAP493700 | CROSSSELL | 3 |  | CAP309284
CAPRI | CAP493820 | ADJUNCT |  |  | CAP599200
CAPRI | CAP493820 | ADJUNCT |  |  | CAP308102
CAPRI | CAP493820 | CROSSSELL | 1 |  | CAP599200
CAPRI | CAP493820 | CROSSSELL | 2 |  | CAP308102
CAPRI | CAP493829 | ADJUNCT |  |  | CAP599200
CAPRI | CAP493829 | ADJUNCT |  |  | CAP308102
CAPRI | CAP493829 | CROSSSELL | 1 |  | CAP599200
CAPRI | CAP493829 | CROSSSELL | 2 |  | CAP308102
CAPRI | CAP494110 | ADJUNCT |  |  | CAP493100
CAPRI | CAP494110 | ADJUNCT |  |  | CAP491800
CAPRI | CAP494110 | ADJUNCT |  |  | CAP309284
CAPRI | CAP494110 | CROSSSELL | 1 |  | CAP493100
CAPRI | CAP494110 | CROSSSELL | 2 |  | CAP491800
CAPRI | CAP494110 | CROSSSELL | 3 |  | CAP309284
CAPRI | CAP494150 | ADJUNCT |  |  | CAP856537
CAPRI | CAP494150 | ADJUNCT |  |  | CAP856500
CAPRI | CAP494150 | ADJUNCT |  |  | CAP856574
CAPRI | CAP494150 | CROSSSELL | 1 |  | CAP856537
CAPRI | CAP494150 | CROSSSELL | 2 |  | CAP856500
CAPRI | CAP494150 | CROSSSELL | 3 |  | CAP856574
CAPRI | CAP495000 | ADJUNCT |  |  | CAP493100
CAPRI | CAP495000 | ADJUNCT |  |  | CAP491800
CAPRI | CAP495000 | ADJUNCT |  |  | CAP309284
CAPRI | CAP495000 | CROSSSELL | 1 |  | CAP493100
CAPRI | CAP495000 | CROSSSELL | 2 |  | CAP491800
CAPRI | CAP495000 | CROSSSELL | 3 |  | CAP309284
CAPRI | CAP495510 | ADJUNCT |  |  | CAP493100
CAPRI | CAP495510 | ADJUNCT |  |  | CAP491800
CAPRI | CAP495510 | ADJUNCT |  |  | CAP309284
CAPRI | CAP495510 | CROSSSELL | 1 |  | CAP493100
CAPRI | CAP495510 | CROSSSELL | 2 |  | CAP491800
CAPRI | CAP495510 | CROSSSELL | 3 |  | CAP309284
CAPRI | CAP496500 | ADJUNCT |  |  | CAP599200
CAPRI | CAP496500 | ADJUNCT |  |  | CAP308102
CAPRI | CAP496500 | CROSSSELL | 1 |  | CAP599200
CAPRI | CAP496500 | CROSSSELL | 2 |  | CAP308102
CAPRI | CAP498000 | ADJUNCT |  |  | CAP599200
CAPRI | CAP498000 | ADJUNCT |  |  | CAP308102
CAPRI | CAP498000 | CROSSSELL | 1 |  | CAP599200
CAPRI | CAP498000 | CROSSSELL | 2 |  | CAP308102
CAPRI | CAP498009 | ADJUNCT |  |  | CAP599200
CAPRI | CAP498009 | ADJUNCT |  |  | CAP308102
CAPRI | CAP498009 | CROSSSELL | 1 |  | CAP599200
CAPRI | CAP498009 | CROSSSELL | 2 |  | CAP308102
CAPRI | CAP498040 | ADJUNCT |  |  | CAP599200
CAPRI | CAP498040 | ADJUNCT |  |  | CAP308102
CAPRI | CAP498040 | CROSSSELL | 1 |  | CAP599200
CAPRI | CAP498040 | CROSSSELL | 2 |  | CAP308102
CAPRI | CAP498049 | ADJUNCT |  |  | CAP599200
CAPRI | CAP498049 | ADJUNCT |  |  | CAP308102
CAPRI | CAP498049 | CROSSSELL | 1 |  | CAP599200
CAPRI | CAP498049 | CROSSSELL | 2 |  | CAP308102
CAPRI | CAP499041 | ADJUNCT |  |  | CAP499800
CAPRI | CAP499041 | ADJUNCT |  |  | CAP853180
CAPRI | CAP499041 | ADJUNCT |  |  | CAP853060
CAPRI | CAP499041 | CROSSSELL | 1 |  | CAP499800
CAPRI | CAP499041 | CROSSSELL | 2 |  | CAP853180
CAPRI | CAP499041 | CROSSSELL | 3 |  | CAP853060
CAPRI | CAP499120 | ADJUNCT |  |  | CAP598940
CAPRI | CAP499120 | ADJUNCT |  |  | CAP853180
CAPRI | CAP499120 | ADJUNCT |  |  | CAP853060
CAPRI | CAP499120 | CROSSSELL | 1 |  | CAP598940
CAPRI | CAP499120 | CROSSSELL | 2 |  | CAP853180
CAPRI | CAP499120 | CROSSSELL | 3 |  | CAP853060
CAPRI | CAP499450 | ADJUNCT |  |  | CAP598940
CAPRI | CAP499450 | ADJUNCT |  |  | CAP853180
CAPRI | CAP499450 | ADJUNCT |  |  | CAP853060
CAPRI | CAP499450 | CROSSSELL | 1 |  | CAP598940
CAPRI | CAP499450 | CROSSSELL | 2 |  | CAP853180
CAPRI | CAP499450 | CROSSSELL | 3 |  | CAP853060
CAPRI | CAP499800 | ADJUNCT |  |  | CAP598940
CAPRI | CAP499800 | ADJUNCT |  |  | CAP853180
CAPRI | CAP499800 | ADJUNCT |  |  | CAP853060
CAPRI | CAP499800 | CROSSSELL | 1 |  | CAP598940
CAPRI | CAP499800 | CROSSSELL | 2 |  | CAP853180
CAPRI | CAP499800 | CROSSSELL | 3 |  | CAP853060
CAPRI | CAP509284 | ADJUNCT |  |  | CAP713641
CAPRI | CAP509284 | ADJUNCT |  |  | CAP723040
CAPRI | CAP509284 | ADJUNCT |  |  | CAP599200
CAPRI | CAP509284 | CROSSSELL | 1 |  | CAP713641
CAPRI | CAP509284 | CROSSSELL | 2 |  | CAP723040
CAPRI | CAP509284 | CROSSSELL | 3 |  | CAP599200
CAPRI | CAP509285 | ADJUNCT |  |  | CAP713641
CAPRI | CAP509285 | ADJUNCT |  |  | CAP723040
CAPRI | CAP509285 | ADJUNCT |  |  | CAP599200
CAPRI | CAP509285 | CROSSSELL | 1 |  | CAP713641
CAPRI | CAP509285 | CROSSSELL | 2 |  | CAP723040
CAPRI | CAP509285 | CROSSSELL | 3 |  | CAP599200
CAPRI | CAP509286 | ADJUNCT |  |  | CAP713641
CAPRI | CAP509286 | ADJUNCT |  |  | CAP723040
CAPRI | CAP509286 | ADJUNCT |  |  | CAP599200
CAPRI | CAP509286 | CROSSSELL | 1 |  | CAP713641
CAPRI | CAP509286 | CROSSSELL | 2 |  | CAP723040
CAPRI | CAP509286 | CROSSSELL | 3 |  | CAP599200
CAPRI | CAP509287 | ADJUNCT |  |  | CAP713641
CAPRI | CAP509287 | ADJUNCT |  |  | CAP723040
CAPRI | CAP509287 | ADJUNCT |  |  | CAP599200
CAPRI | CAP509287 | CROSSSELL | 1 |  | CAP713641
CAPRI | CAP509287 | CROSSSELL | 2 |  | CAP723040
CAPRI | CAP509287 | CROSSSELL | 3 |  | CAP599200
CAPRI | CAP509289 | ADJUNCT |  |  | CAP713641
CAPRI | CAP509289 | ADJUNCT |  |  | CAP723040
CAPRI | CAP509289 | ADJUNCT |  |  | CAP599200
CAPRI | CAP509289 | CROSSSELL | 1 |  | CAP713641
CAPRI | CAP509289 | CROSSSELL | 2 |  | CAP723040
CAPRI | CAP509289 | CROSSSELL | 3 |  | CAP599200
CAPRI | CAP598940 | ADJUNCT |  |  | CAP499800
CAPRI | CAP598940 | ADJUNCT |  |  | CAP853180
CAPRI | CAP598940 | ADJUNCT |  |  | CAP853060
CAPRI | CAP598940 | CROSSSELL | 1 |  | CAP499800
CAPRI | CAP598940 | CROSSSELL | 2 |  | CAP853180
CAPRI | CAP598940 | CROSSSELL | 3 |  | CAP853060
CAPRI | CAP599200 | ADJUNCT |  |  | CAP723040
CAPRI | CAP599200 | ADJUNCT |  |  | CAP713641
CAPRI | CAP599200 | ADJUNCT |  |  | CAP307199
CAPRI | CAP599200 | ADJUNCT |  |  | CAP308199
CAPRI | CAP599205 | ADJUNCT |  |  | CAP723040
CAPRI | CAP599205 | ADJUNCT |  |  | CAP713641
CAPRI | CAP599205 | ADJUNCT |  |  | CAP307199
CAPRI | CAP599205 | ADJUNCT |  |  | CAP308199
CAPRI | CAP710192 | ADJUNCT |  |  | CAP493100
CAPRI | CAP710192 | ADJUNCT |  |  | CAP491800
CAPRI | CAP710192 | ADJUNCT |  |  | CAP309284
CAPRI | CAP710192 | CROSSSELL | 1 |  | CAP493100
CAPRI | CAP710192 | CROSSSELL | 2 |  | CAP491800
CAPRI | CAP710192 | CROSSSELL | 3 |  | CAP309284
CAPRI | CAP710193 | ADJUNCT |  |  | CAP493100
CAPRI | CAP710193 | ADJUNCT |  |  | CAP491800
CAPRI | CAP710193 | ADJUNCT |  |  | CAP309284
CAPRI | CAP710193 | CROSSSELL | 1 |  | CAP493100
CAPRI | CAP710193 | CROSSSELL | 2 |  | CAP491800
CAPRI | CAP710193 | CROSSSELL | 3 |  | CAP309284
CAPRI | CAP710194 | ADJUNCT |  |  | CAP493100
CAPRI | CAP710194 | ADJUNCT |  |  | CAP491800
CAPRI | CAP710194 | ADJUNCT |  |  | CAP309284
CAPRI | CAP710194 | CROSSSELL | 1 |  | CAP493100
CAPRI | CAP710194 | CROSSSELL | 2 |  | CAP491800
CAPRI | CAP710194 | CROSSSELL | 3 |  | CAP309284
CAPRI | CAP710199 | ADJUNCT |  |  | CAP493100
CAPRI | CAP710199 | ADJUNCT |  |  | CAP491800
CAPRI | CAP710199 | ADJUNCT |  |  | CAP309284
CAPRI | CAP710199 | CROSSSELL | 1 |  | CAP493100
CAPRI | CAP710199 | CROSSSELL | 2 |  | CAP491800
CAPRI | CAP710199 | CROSSSELL | 3 |  | CAP309284
CAPRI | CAP735720 | ADJUNCT |  |  | CAP493100
CAPRI | CAP735720 | ADJUNCT |  |  | CAP491800
CAPRI | CAP735720 | ADJUNCT |  |  | CAP309284
CAPRI | CAP735720 | CROSSSELL | 1 |  | CAP493100
CAPRI | CAP735720 | CROSSSELL | 2 |  | CAP491800
CAPRI | CAP735720 | CROSSSELL | 3 |  | CAP309284
CAPRI | CAP736080 | ADJUNCT |  |  | CAP493100
CAPRI | CAP736080 | ADJUNCT |  |  | CAP491800
CAPRI | CAP736080 | ADJUNCT |  |  | CAP309284
CAPRI | CAP736080 | CROSSSELL | 1 |  | CAP493100
CAPRI | CAP736080 | CROSSSELL | 2 |  | CAP491800
CAPRI | CAP736080 | CROSSSELL | 3 |  | CAP309284
CAPRI | CAP736089 | ADJUNCT |  |  | CAP493100
CAPRI | CAP736089 | ADJUNCT |  |  | CAP491800
CAPRI | CAP736089 | ADJUNCT |  |  | CAP309284
CAPRI | CAP736089 | CROSSSELL | 1 |  | CAP493100
CAPRI | CAP736089 | CROSSSELL | 2 |  | CAP491800
CAPRI | CAP736089 | CROSSSELL | 3 |  | CAP309284
CAPRI | CAP736100 | ADJUNCT |  |  | CAP736200
CAPRI | CAP736100 | ADJUNCT |  |  | CAP308102
CAPRI | CAP736100 | ADJUNCT |  |  | CAP599200
CAPRI | CAP736200 | CROSSSELL | 1 |  | CAP736100
CAPRI | CAP736200 | CROSSSELL | 2 |  | CAP308102
CAPRI | CAP736200 | CROSSSELL | 3 |  | CAP599200
CAPRI | CAP759910 | ADJUNCT |  |  | CAP499800
CAPRI | CAP759910 | ADJUNCT |  |  | CAP853180
CAPRI | CAP759910 | ADJUNCT |  |  | CAP853060
CAPRI | CAP759910 | CROSSSELL | 1 |  | CAP499800
CAPRI | CAP759910 | CROSSSELL | 2 |  | CAP853180
CAPRI | CAP759910 | CROSSSELL | 3 |  | CAP853060
CAPRI | CAP759912 | ADJUNCT |  |  | CAP499800
CAPRI | CAP759912 | ADJUNCT |  |  | CAP853180
CAPRI | CAP759912 | ADJUNCT |  |  | CAP853060
CAPRI | CAP759912 | CROSSSELL | 1 |  | CAP499800
CAPRI | CAP759912 | CROSSSELL | 2 |  | CAP853180
CAPRI | CAP759912 | CROSSSELL | 3 |  | CAP853060
CAPRI | CAP759915 | ADJUNCT |  |  | CAP499800
CAPRI | CAP759915 | ADJUNCT |  |  | CAP853180
CAPRI | CAP759915 | ADJUNCT |  |  | CAP853060
CAPRI | CAP759915 | CROSSSELL | 1 |  | CAP499800
CAPRI | CAP759915 | CROSSSELL | 2 |  | CAP853180
CAPRI | CAP759915 | CROSSSELL | 3 |  | CAP853060
CAPRI | CAP759917 | ADJUNCT |  |  | CAP499800
CAPRI | CAP759917 | ADJUNCT |  |  | CAP853180
CAPRI | CAP759917 | ADJUNCT |  |  | CAP853060
CAPRI | CAP759917 | CROSSSELL | 1 |  | CAP499800
CAPRI | CAP759917 | CROSSSELL | 2 |  | CAP853180
CAPRI | CAP759917 | CROSSSELL | 3 |  | CAP853060
CAPRI | CAP759920 | ADJUNCT |  |  | CAP499800
CAPRI | CAP759920 | ADJUNCT |  |  | CAP853180
CAPRI | CAP759920 | ADJUNCT |  |  | CAP853060
CAPRI | CAP759920 | CROSSSELL | 1 |  | CAP499800
CAPRI | CAP759920 | CROSSSELL | 2 |  | CAP853180
CAPRI | CAP759920 | CROSSSELL | 3 |  | CAP853060
CAPRI | CAP850010 | ADJUNCT |  |  | CAP499800
CAPRI | CAP850010 | ADJUNCT |  |  | CAP853180
CAPRI | CAP850010 | ADJUNCT |  |  | CAP853060
CAPRI | CAP850010 | CROSSSELL | 1 |  | CAP499800
CAPRI | CAP850010 | CROSSSELL | 2 |  | CAP853180
CAPRI | CAP850010 | CROSSSELL | 3 |  | CAP853060
CAPRI | CAP850055 | ADJUNCT |  |  | CAP494150
CAPRI | CAP850055 | ADJUNCT |  |  | CAP850070
CAPRI | CAP850055 | ADJUNCT |  |  | CAP851570
CAPRI | CAP850055 | CROSSSELL | 1 |  | CAP494150
CAPRI | CAP850055 | CROSSSELL | 2 |  | CAP850070
CAPRI | CAP850055 | CROSSSELL | 3 |  | CAP851570
CAPRI | CAP850065 | ADJUNCT |  |  | CAP494150
CAPRI | CAP850065 | ADJUNCT |  |  | CAP850070
CAPRI | CAP850065 | ADJUNCT |  |  | CAP851570
CAPRI | CAP850065 | CROSSSELL | 1 |  | CAP494150
CAPRI | CAP850065 | CROSSSELL | 2 |  | CAP850070
CAPRI | CAP850065 | CROSSSELL | 3 |  | CAP851570
CAPRI | CAP850120 | ADJUNCT |  |  | CAP493109
CAPRI | CAP850120 | ADJUNCT |  |  | CAP491800
CAPRI | CAP850120 | ADJUNCT |  |  | CAP309284
CAPRI | CAP850120 | CROSSSELL | 1 |  | CAP493109
CAPRI | CAP850120 | CROSSSELL | 2 |  | CAP491800
CAPRI | CAP850120 | CROSSSELL | 3 |  | CAP309284
CAPRI | CAP853010 | ADJUNCT |  |  | CAP491200
CAPRI | CAP853010 | ADJUNCT |  |  | CAP491800
CAPRI | CAP853010 | ADJUNCT |  |  | CAP309284
CAPRI | CAP853010 | CROSSSELL | 1 |  | CAP491200
CAPRI | CAP853010 | CROSSSELL | 2 |  | CAP491800
CAPRI | CAP853010 | CROSSSELL | 3 |  | CAP309284
CAPRI | CAP853060 | ADJUNCT |  |  | CAP499800
CAPRI | CAP853060 | ADJUNCT |  |  | CAP853180
CAPRI | CAP853060 | ADJUNCT |  |  | CAP853360
CAPRI | CAP853060 | CROSSSELL | 1 |  | CAP499800
CAPRI | CAP853060 | CROSSSELL | 2 |  | CAP853180
CAPRI | CAP853060 | CROSSSELL | 3 |  | CAP853360
CAPRI | CAP853180 | ADJUNCT |  |  | CAP499800
CAPRI | CAP853180 | ADJUNCT |  |  | CAP853060
CAPRI | CAP853180 | CROSSSELL | 1 |  | CAP499800
CAPRI | CAP853180 | CROSSSELL | 2 |  | CAP853060
CAPRI | CAP853270 | ADJUNCT |  |  | CAP499800
CAPRI | CAP853270 | ADJUNCT |  |  | CAP853180
CAPRI | CAP853270 | ADJUNCT |  |  | CAP853060
CAPRI | CAP853270 | CROSSSELL | 1 |  | CAP499800
CAPRI | CAP853270 | CROSSSELL | 2 |  | CAP853180
CAPRI | CAP853270 | CROSSSELL | 3 |  | CAP853060
CAPRI | CAP853360 | ADJUNCT |  |  | CAP499800
CAPRI | CAP853360 | ADJUNCT |  |  | CAP853180
CAPRI | CAP853360 | ADJUNCT |  |  | CAP853060
CAPRI | CAP853360 | CROSSSELL | 1 |  | CAP499800
CAPRI | CAP853360 | CROSSSELL | 2 |  | CAP853180
CAPRI | CAP853360 | CROSSSELL | 3 |  | CAP853060
CAPRI | CAP853380 | ADJUNCT |  |  | CAP499800
CAPRI | CAP853380 | ADJUNCT |  |  | CAP853180
CAPRI | CAP853380 | ADJUNCT |  |  | CAP853060
CAPRI | CAP853380 | CROSSSELL | 1 |  | CAP499800
CAPRI | CAP853380 | CROSSSELL | 2 |  | CAP853180
CAPRI | CAP853380 | CROSSSELL | 3 |  | CAP853060
CAPRI | CAP853450 | ADJUNCT |  |  | CAP851537
CAPRI | CAP853450 | ADJUNCT |  |  | CAP851570
CAPRI | CAP853450 | CROSSSELL | 1 |  | CAP851537
CAPRI | CAP853450 | CROSSSELL | 2 |  | CAP851570
CAPRI | CAP853460 | ADJUNCT |  |  | CAP851537
CAPRI | CAP853460 | ADJUNCT |  |  | CAP851570
CAPRI | CAP853460 | CROSSSELL | 1 |  | CAP851537
CAPRI | CAP853460 | CROSSSELL | 2 |  | CAP851570
CAPRI | CAP854500 | ADJUNCT |  |  | CAP499450
CAPRI | CAP854500 | ADJUNCT |  |  | CAP850070
CAPRI | CAP854500 | ADJUNCT |  |  | CAP851570
CAPRI | CAP854500 | CROSSSELL | 1 |  | CAP499450
CAPRI | CAP854500 | CROSSSELL | 2 |  | CAP850070
CAPRI | CAP854500 | CROSSSELL | 3 |  | CAP851570
CAPRI | CAP854574 | ADJUNCT |  |  | CAP494150
CAPRI | CAP854574 | ADJUNCT |  |  | CAP850070
CAPRI | CAP854574 | ADJUNCT |  |  | CAP851570
CAPRI | CAP854574 | CROSSSELL | 1 |  | CAP494150
CAPRI | CAP854574 | CROSSSELL | 2 |  | CAP850070
CAPRI | CAP854574 | CROSSSELL | 3 |  | CAP851570
CAPRI | CAP854850 | ADJUNCT |  |  | CAP851537
CAPRI | CAP854850 | ADJUNCT |  |  | CAP851570
CAPRI | CAP854850 | CROSSSELL | 1 |  | CAP851537
CAPRI | CAP854850 | CROSSSELL | 2 |  | CAP851570
CAPRI | CAP855000 | ADJUNCT |  |  | CAP499800
CAPRI | CAP855000 | ADJUNCT |  |  | CAP853180
CAPRI | CAP855000 | ADJUNCT |  |  | CAP853060
CAPRI | CAP855000 | CROSSSELL | 1 |  | CAP499800
CAPRI | CAP855000 | CROSSSELL | 2 |  | CAP853180
CAPRI | CAP855000 | CROSSSELL | 3 |  | CAP853060
CAPRI | CAP855500 | ADJUNCT |  |  | CAP499450
CAPRI | CAP855500 | ADJUNCT |  |  | CAP850070
CAPRI | CAP855500 | ADJUNCT |  |  | CAP851570
CAPRI | CAP855500 | CROSSSELL | 1 |  | CAP499450
CAPRI | CAP855500 | CROSSSELL | 2 |  | CAP850070
CAPRI | CAP855500 | CROSSSELL | 3 |  | CAP851570
CAPRI | CAP855537 | ADJUNCT |  |  | CAP494150
CAPRI | CAP855537 | ADJUNCT |  |  | CAP850037
CAPRI | CAP855537 | ADJUNCT |  |  | CAP851537
CAPRI | CAP855537 | CROSSSELL | 1 |  | CAP494150
CAPRI | CAP855537 | CROSSSELL | 2 |  | CAP850037
CAPRI | CAP855537 | CROSSSELL | 3 |  | CAP851537
CAPRI | CAP855574 | ADJUNCT |  |  | CAP494150
CAPRI | CAP855574 | ADJUNCT |  |  | CAP850070
CAPRI | CAP855574 | ADJUNCT |  |  | CAP851570
CAPRI | CAP855574 | CROSSSELL | 1 |  | CAP494150
CAPRI | CAP855574 | CROSSSELL | 2 |  | CAP850070
CAPRI | CAP855574 | CROSSSELL | 3 |  | CAP851570
CAPRI | CAP856060 | ADJUNCT |  |  | CAP499800
CAPRI | CAP856060 | ADJUNCT |  |  | CAP853180
CAPRI | CAP856060 | ADJUNCT |  |  | CAP853060
CAPRI | CAP856060 | CROSSSELL | 1 |  | CAP499800
CAPRI | CAP856060 | CROSSSELL | 2 |  | CAP853180
CAPRI | CAP856060 | CROSSSELL | 3 |  | CAP853060
CAPRI | CAP856500 | ADJUNCT |  |  | CAP499450
CAPRI | CAP856500 | ADJUNCT |  |  | CAP850070
CAPRI | CAP856500 | ADJUNCT |  |  | CAP851570
CAPRI | CAP856500 | CROSSSELL | 1 |  | CAP499450
CAPRI | CAP856500 | CROSSSELL | 2 |  | CAP850070
CAPRI | CAP856500 | CROSSSELL | 3 |  | CAP851570
CAPRI | CAP856537 | ADJUNCT |  |  | CAP494150
CAPRI | CAP856537 | ADJUNCT |  |  | CAP850037
CAPRI | CAP856537 | ADJUNCT |  |  | CAP851537
CAPRI | CAP856537 | CROSSSELL | 1 |  | CAP494150
CAPRI | CAP856537 | CROSSSELL | 2 |  | CAP850037
CAPRI | CAP856537 | CROSSSELL | 3 |  | CAP851537
CAPRI | CAP856574 | ADJUNCT |  |  | CAP494150
CAPRI | CAP856574 | ADJUNCT |  |  | CAP850070
CAPRI | CAP856574 | ADJUNCT |  |  | CAP851570
CAPRI | CAP856574 | CROSSSELL | 1 |  | CAP494150
CAPRI | CAP856574 | CROSSSELL | 2 |  | CAP850070
CAPRI | CAP856574 | CROSSSELL | 3 |  | CAP851570
CAPRI | CAP857500 | ADJUNCT |  |  | CAP499450
CAPRI | CAP857500 | ADJUNCT |  |  | CAP850070
CAPRI | CAP857500 | ADJUNCT |  |  | CAP851570
CAPRI | CAP857500 | CROSSSELL | 1 |  | CAP499450
CAPRI | CAP857500 | CROSSSELL | 2 |  | CAP850070
CAPRI | CAP857500 | CROSSSELL | 3 |  | CAP851570
CAPRI | CAP857537 | ADJUNCT |  |  | CAP494150
CAPRI | CAP857537 | ADJUNCT |  |  | CAP850037
CAPRI | CAP857537 | ADJUNCT |  |  | CAP851537
CAPRI | CAP857537 | CROSSSELL | 1 |  | CAP494150
CAPRI | CAP857537 | CROSSSELL | 2 |  | CAP850037
CAPRI | CAP857537 | CROSSSELL | 3 |  | CAP851537
CAPRI | CAP857574 | ADJUNCT |  |  | CAP494150
CAPRI | CAP857574 | ADJUNCT |  |  | CAP850070
CAPRI | CAP857574 | ADJUNCT |  |  | CAP851570
CAPRI | CAP857574 | CROSSSELL | 1 |  | CAP494150
CAPRI | CAP857574 | CROSSSELL | 2 |  | CAP850070
CAPRI | CAP857574 | CROSSSELL | 3 |  | CAP851570
CAPRI | CAP858500 | ADJUNCT |  |  | CAP499450
CAPRI | CAP858500 | ADJUNCT |  |  | CAP850070
CAPRI | CAP858500 | ADJUNCT |  |  | CAP851570
CAPRI | CAP858500 | CROSSSELL | 1 |  | CAP499450
CAPRI | CAP858500 | CROSSSELL | 2 |  | CAP850070
CAPRI | CAP858500 | CROSSSELL | 3 |  | CAP851570
CAPRI | CAP858537 | ADJUNCT |  |  | CAP494150
CAPRI | CAP858537 | ADJUNCT |  |  | CAP850037
CAPRI | CAP858537 | ADJUNCT |  |  | CAP851537
CAPRI | CAP858537 | CROSSSELL | 1 |  | CAP494150
CAPRI | CAP858537 | CROSSSELL | 2 |  | CAP850037
CAPRI | CAP858537 | CROSSSELL | 3 |  | CAP851537
CAPRI | CAP858574 | ADJUNCT |  |  | CAP494150
CAPRI | CAP858574 | ADJUNCT |  |  | CAP850070
CAPRI | CAP858574 | ADJUNCT |  |  | CAP851570
CAPRI | CAP858574 | CROSSSELL | 1 |  | CAP494150
CAPRI | CAP858574 | CROSSSELL | 2 |  | CAP850070
CAPRI | CAP858574 | CROSSSELL | 3 |  | CAP851570
CAPRI | CAP859320 | ADJUNCT |  |  | CAP499800
CAPRI | CAP859320 | ADJUNCT |  |  | CAP853180
CAPRI | CAP859320 | ADJUNCT |  |  | CAP853060
CAPRI | CAP859320 | CROSSSELL | 1 |  | CAP499800
CAPRI | CAP859320 | CROSSSELL | 2 |  | CAP853180
CAPRI | CAP859320 | CROSSSELL | 3 |  | CAP853060
CAPRI | CAP859630 | ADJUNCT |  |  | CAP499800
CAPRI | CAP859630 | ADJUNCT |  |  | CAP853180
CAPRI | CAP859630 | ADJUNCT |  |  | CAP853060
CAPRI | CAP859630 | CROSSSELL | 1 |  | CAP499800
CAPRI | CAP859630 | CROSSSELL | 2 |  | CAP853180
CAPRI | CAP859630 | CROSSSELL | 3 |  | CAP853060
CAPRI | CAP959911 | ADJUNCT |  |  | CAP499800
CAPRI | CAP959911 | ADJUNCT |  |  | CAP853180
CAPRI | CAP959911 | ADJUNCT |  |  | CAP853060
CAPRI | CAP959911 | CROSSSELL | 1 |  | CAP499800
CAPRI | CAP959911 | CROSSSELL | 2 |  | CAP853180
CAPRI | CAP959911 | CROSSSELL | 3 |  | CAP853060
CAPRI | CAP959916 | ADJUNCT |  |  | CAP499800
CAPRI | CAP959916 | ADJUNCT |  |  | CAP853180
CAPRI | CAP959916 | ADJUNCT |  |  | CAP853060
CAPRI | CAP959916 | CROSSSELL | 1 |  | CAP499800
CAPRI | CAP959916 | CROSSSELL | 2 |  | CAP853180
CAPRI | CAP959916 | CROSSSELL | 3 |  | CAP853060
CAPRI | CAP959922 | ADJUNCT |  |  | CAP499800
CAPRI | CAP959922 | ADJUNCT |  |  | CAP853180
CAPRI | CAP959922 | ADJUNCT |  |  | CAP853060
CAPRI | CAP959922 | CROSSSELL | 1 |  | CAP499800
CAPRI | CAP959922 | CROSSSELL | 2 |  | CAP853180
CAPRI | CAP959922 | CROSSSELL | 3 |  | CAP853060
CAPRI | CAP959927 | ADJUNCT |  |  | CAP499800
CAPRI | CAP959927 | ADJUNCT |  |  | CAP853180
CAPRI | CAP959927 | ADJUNCT |  |  | CAP853060
CAPRI | CAP959927 | CROSSSELL | 1 |  | CAP499800
CAPRI | CAP959927 | CROSSSELL | 2 |  | CAP853180
CAPRI | CAP959927 | CROSSSELL | 3 |  | CAP853060
CAPRI | CAP959932 | ADJUNCT |  |  | CAP499800
CAPRI | CAP959932 | ADJUNCT |  |  | CAP853180
CAPRI | CAP959932 | ADJUNCT |  |  | CAP853060
CAPRI | CAP959932 | CROSSSELL | 1 |  | CAP499800
CAPRI | CAP959932 | CROSSSELL | 2 |  | CAP853180
CAPRI | CAP959932 | CROSSSELL | 3 |  | CAP853060
CAPRI | CAP959937 | ADJUNCT |  |  | CAP499800
CAPRI | CAP959937 | ADJUNCT |  |  | CAP853180
CAPRI | CAP959937 | ADJUNCT |  |  | CAP853060
CAPRI | CAP959937 | CROSSSELL | 1 |  | CAP499800
CAPRI | CAP959937 | CROSSSELL | 2 |  | CAP853180
CAPRI | CAP959937 | CROSSSELL | 3 |  | CAP853060
CAPRI | CAP959945 | ADJUNCT |  |  | CAP499800
CAPRI | CAP959945 | ADJUNCT |  |  | CAP853180
CAPRI | CAP959945 | ADJUNCT |  |  | CAP853060
CAPRI | CAP959945 | CROSSSELL | 1 |  | CAP499800
CAPRI | CAP959945 | CROSSSELL | 2 |  | CAP853180
CAPRI | CAP959945 | CROSSSELL | 3 |  | CAP853060
CAPRI | CAP959950 | ADJUNCT |  |  | CAP499800
CAPRI | CAP959950 | ADJUNCT |  |  | CAP853180
CAPRI | CAP959950 | ADJUNCT |  |  | CAP853060
CAPRI | CAP959950 | CROSSSELL | 1 |  | CAP499800
CAPRI | CAP959950 | CROSSSELL | 2 |  | CAP853180
CAPRI | CAP959950 | CROSSSELL | 3 |  | CAP853060
CAPRI | CAP959955 | ADJUNCT |  |  | CAP499800
CAPRI | CAP959955 | ADJUNCT |  |  | CAP853180
CAPRI | CAP959955 | ADJUNCT |  |  | CAP853060
CAPRI | CAP959955 | CROSSSELL | 1 |  | CAP499800
CAPRI | CAP959955 | CROSSSELL | 2 |  | CAP853180
CAPRI | CAP959955 | CROSSSELL | 3 |  | CAP853060
CEAG Crouse-Hinds | LUM17141 | ADJUNCT |  |  | LUM10401
CEAG Crouse-Hinds | LUM17141 | ADJUNCT |  |  | LUM10403
CEAG Crouse-Hinds | LUM17141 | ADJUNCT |  |  | LUM10404
CEAG Crouse-Hinds | LUM17141 | ADJUNCT |  |  | LUM10312
CEAG Crouse-Hinds | LUM17141 | ADJUNCT |  |  | LUM10319

## C03_VARIANTE
MARQUE | REFCIALE | VCODE | VCODELIBELLE | VTYP | VARIANTE | VFABDIS | VVALEUR | VUNITE | VNUMV | VNUMR

## C04_ETIM
MARQUE | REFCIALE | ARTCLASSID | FEATUREID | FVALUE | ETIMV
CAPRI | ADCCM1102G350NPN | EC000441 | EF000025 | Non | 9.0
CAPRI | ADCCM1102G350NPN | EC000441 | EF000084 | Non | 9.0
CAPRI | ADCCM1102G350NPN | EC000441 | EF000734 | Non | 9.0
CAPRI | ADCCM1102G350NPN | EC000441 | EF000878 | Non | 9.0
CAPRI | ADCCM1102G350NPN | EC000441 | EF000881 | Non | 9.0
CAPRI | ADCCM1102G350NPN | EC000441 | EF001062 | Non | 9.0
CAPRI | ADCCM1102G350NPN | EC000441 | EF001210 | Non | 9.0
CAPRI | ADCCM1102G350NPN | EC000441 | EF001758 | EV003712 | 9.0
CAPRI | ADCCM1102G350NPN | EC000441 | EF004191 | Non | 9.0
CAPRI | ADCCM1102G350NPN | EC000441 | EF004685 | Non | 9.0
CAPRI | ADCCM1102G350NPN | EC000441 | EF005004 | Non | 9.0
CAPRI | ADCCM1102G350NPN | EC000441 | EF005049 | Non | 9.0
CAPRI | ADCCM1102G350NPN | EC000441 | EF005337 | Non | 9.0
CAPRI | ADCCM1102G350NPN | EC000441 | EF012184 | Non | 9.0
CAPRI | ADCCM1102G350NPN | EC000441 | EF012547 | Non | 9.0
CAPRI | ADCCM1102G350NPN | EC000441 | EF024919 | Non | 9.0
CAPRI | ADCCM1102G350SSN | EC000441 | EF000025 | Non | 9.0
CAPRI | ADCCM1102G350SSN | EC000441 | EF000084 | Non | 9.0
CAPRI | ADCCM1102G350SSN | EC000441 | EF000734 | Non | 9.0
CAPRI | ADCCM1102G350SSN | EC000441 | EF000878 | Non | 9.0
CAPRI | ADCCM1102G350SSN | EC000441 | EF000881 | Non | 9.0
CAPRI | ADCCM1102G350SSN | EC000441 | EF001062 | Non | 9.0
CAPRI | ADCCM1102G350SSN | EC000441 | EF001210 | Non | 9.0
CAPRI | ADCCM1102G350SSN | EC000441 | EF001758 | EV003712 | 9.0
CAPRI | ADCCM1102G350SSN | EC000441 | EF004191 | Non | 9.0
CAPRI | ADCCM1102G350SSN | EC000441 | EF004685 | Non | 9.0
CAPRI | ADCCM1102G350SSN | EC000441 | EF005004 | Non | 9.0
CAPRI | ADCCM1102G350SSN | EC000441 | EF005049 | Non | 9.0
CAPRI | ADCCM1102G350SSN | EC000441 | EF005337 | Non | 9.0
CAPRI | ADCCM1102G350SSN | EC000441 | EF012184 | Non | 9.0
CAPRI | ADCCM1102G350SSN | EC000441 | EF012547 | Non | 9.0
CAPRI | ADCCM1102G350SSN | EC000441 | EF024919 | Non | 9.0
CAPRI | ADCCM1102M110NPN | EC000441 | EF000025 | Non | 9.0
CAPRI | ADCCM1102M110NPN | EC000441 | EF000084 | Non | 9.0
CAPRI | ADCCM1102M110NPN | EC000441 | EF000734 | Non | 9.0
CAPRI | ADCCM1102M110NPN | EC000441 | EF000878 | Non | 9.0
CAPRI | ADCCM1102M110NPN | EC000441 | EF000881 | Non | 9.0
CAPRI | ADCCM1102M110NPN | EC000441 | EF001062 | Non | 9.0
CAPRI | ADCCM1102M110NPN | EC000441 | EF001210 | Non | 9.0
CAPRI | ADCCM1102M110NPN | EC000441 | EF001758 | EV003712 | 9.0
CAPRI | ADCCM1102M110NPN | EC000441 | EF004191 | Non | 9.0
CAPRI | ADCCM1102M110NPN | EC000441 | EF004685 | Non | 9.0
CAPRI | ADCCM1102M110NPN | EC000441 | EF005004 | Non | 9.0
CAPRI | ADCCM1102M110NPN | EC000441 | EF005049 | Non | 9.0
CAPRI | ADCCM1102M110NPN | EC000441 | EF005337 | Non | 9.0
CAPRI | ADCCM1102M110NPN | EC000441 | EF012184 | Non | 9.0
CAPRI | ADCCM1102M110NPN | EC000441 | EF012547 | Non | 9.0
CAPRI | ADCCM1102M110NPN | EC000441 | EF024919 | Non | 9.0
CAPRI | ADCCM1102M110SSN | EC000441 | EF000025 | Non | 9.0
CAPRI | ADCCM1102M110SSN | EC000441 | EF000084 | Non | 9.0
CAPRI | ADCCM1102M110SSN | EC000441 | EF000734 | Non | 9.0
CAPRI | ADCCM1102M110SSN | EC000441 | EF000878 | Non | 9.0
CAPRI | ADCCM1102M110SSN | EC000441 | EF000881 | Non | 9.0
CAPRI | ADCCM1102M110SSN | EC000441 | EF001062 | Non | 9.0
CAPRI | ADCCM1102M110SSN | EC000441 | EF001210 | Non | 9.0
CAPRI | ADCCM1102M110SSN | EC000441 | EF001758 | EV003712 | 9.0
CAPRI | ADCCM1102M110SSN | EC000441 | EF004191 | Non | 9.0
CAPRI | ADCCM1102M110SSN | EC000441 | EF004685 | Non | 9.0
CAPRI | ADCCM1102M110SSN | EC000441 | EF005004 | Non | 9.0
CAPRI | ADCCM1102M110SSN | EC000441 | EF005049 | Non | 9.0
CAPRI | ADCCM1102M110SSN | EC000441 | EF005337 | Non | 9.0
CAPRI | ADCCM1102M110SSN | EC000441 | EF012184 | Non | 9.0
CAPRI | ADCCM1102M110SSN | EC000441 | EF012547 | Non | 9.0
CAPRI | ADCCM1102M110SSN | EC000441 | EF024919 | Non | 9.0
CAPRI | ADCCM1102N350NPN | EC000441 | EF000025 | Non | 9.0
CAPRI | ADCCM1102N350NPN | EC000441 | EF000084 | Non | 9.0
CAPRI | ADCCM1102N350NPN | EC000441 | EF000734 | Non | 9.0
CAPRI | ADCCM1102N350NPN | EC000441 | EF000878 | Non | 9.0
CAPRI | ADCCM1102N350NPN | EC000441 | EF000881 | Non | 9.0
CAPRI | ADCCM1102N350NPN | EC000441 | EF001062 | Non | 9.0
CAPRI | ADCCM1102N350NPN | EC000441 | EF001210 | Non | 9.0
CAPRI | ADCCM1102N350NPN | EC000441 | EF001758 | EV003712 | 9.0
CAPRI | ADCCM1102N350NPN | EC000441 | EF004191 | Non | 9.0
CAPRI | ADCCM1102N350NPN | EC000441 | EF004685 | Non | 9.0
CAPRI | ADCCM1102N350NPN | EC000441 | EF005004 | Non | 9.0
CAPRI | ADCCM1102N350NPN | EC000441 | EF005049 | Non | 9.0
CAPRI | ADCCM1102N350NPN | EC000441 | EF005337 | Non | 9.0
CAPRI | ADCCM1102N350NPN | EC000441 | EF012184 | Non | 9.0
CAPRI | ADCCM1102N350NPN | EC000441 | EF012547 | Non | 9.0
CAPRI | ADCCM1102N350NPN | EC000441 | EF024919 | Non | 9.0
CAPRI | ADCCM1102N350SSN | EC000441 | EF000025 | Non | 9.0
CAPRI | ADCCM1102N350SSN | EC000441 | EF000084 | Non | 9.0
CAPRI | ADCCM1102N350SSN | EC000441 | EF000734 | Non | 9.0
CAPRI | ADCCM1102N350SSN | EC000441 | EF000878 | Non | 9.0
CAPRI | ADCCM1102N350SSN | EC000441 | EF000881 | Non | 9.0
CAPRI | ADCCM1102N350SSN | EC000441 | EF001062 | Non | 9.0
CAPRI | ADCCM1102N350SSN | EC000441 | EF001210 | Non | 9.0
CAPRI | ADCCM1102N350SSN | EC000441 | EF001758 | EV003712 | 9.0
CAPRI | ADCCM1102N350SSN | EC000441 | EF004191 | Non | 9.0
CAPRI | ADCCM1102N350SSN | EC000441 | EF004685 | Non | 9.0
CAPRI | ADCCM1102N350SSN | EC000441 | EF005004 | Non | 9.0
CAPRI | ADCCM1102N350SSN | EC000441 | EF005049 | Non | 9.0
CAPRI | ADCCM1102N350SSN | EC000441 | EF005337 | Non | 9.0
CAPRI | ADCCM1102N350SSN | EC000441 | EF012184 | Non | 9.0
CAPRI | ADCCM1102N350SSN | EC000441 | EF012547 | Non | 9.0
CAPRI | ADCCM1102N350SSN | EC000441 | EF024919 | Non | 9.0
CAPRI | ADCCM1103G400NPN | EC000441 | EF000025 | Non | 9.0
CAPRI | ADCCM1103G400NPN | EC000441 | EF000084 | Non | 9.0
CAPRI | ADCCM1103G400NPN | EC000441 | EF000734 | Non | 9.0
CAPRI | ADCCM1103G400NPN | EC000441 | EF000878 | Non | 9.0
CAPRI | ADCCM1103G400NPN | EC000441 | EF000881 | Non | 9.0
CAPRI | ADCCM1103G400NPN | EC000441 | EF001062 | Non | 9.0
CAPRI | ADCCM1103G400NPN | EC000441 | EF001210 | Non | 9.0
CAPRI | ADCCM1103G400NPN | EC000441 | EF001758 | EV003712 | 9.0
CAPRI | ADCCM1103G400NPN | EC000441 | EF004191 | Non | 9.0
CAPRI | ADCCM1103G400NPN | EC000441 | EF004685 | Non | 9.0
CAPRI | ADCCM1103G400NPN | EC000441 | EF005004 | Non | 9.0
CAPRI | ADCCM1103G400NPN | EC000441 | EF005049 | Non | 9.0
CAPRI | ADCCM1103G400NPN | EC000441 | EF005337 | Non | 9.0
CAPRI | ADCCM1103G400NPN | EC000441 | EF012184 | Non | 9.0
CAPRI | ADCCM1103G400NPN | EC000441 | EF012547 | Non | 9.0
CAPRI | ADCCM1103G400NPN | EC000441 | EF024919 | Non | 9.0
CAPRI | ADCCM1103G400SSN | EC000441 | EF000025 | Non | 9.0
CAPRI | ADCCM1103G400SSN | EC000441 | EF000084 | Non | 9.0
CAPRI | ADCCM1103G400SSN | EC000441 | EF000734 | Non | 9.0
CAPRI | ADCCM1103G400SSN | EC000441 | EF000878 | Non | 9.0
CAPRI | ADCCM1103G400SSN | EC000441 | EF000881 | Non | 9.0
CAPRI | ADCCM1103G400SSN | EC000441 | EF001062 | Non | 9.0
CAPRI | ADCCM1103G400SSN | EC000441 | EF001210 | Non | 9.0
CAPRI | ADCCM1103G400SSN | EC000441 | EF001758 | EV003712 | 9.0
CAPRI | ADCCM1103G400SSN | EC000441 | EF004191 | Non | 9.0
CAPRI | ADCCM1103G400SSN | EC000441 | EF004685 | Non | 9.0
CAPRI | ADCCM1103G400SSN | EC000441 | EF005004 | Non | 9.0
CAPRI | ADCCM1103G400SSN | EC000441 | EF005049 | Non | 9.0
CAPRI | ADCCM1103G400SSN | EC000441 | EF005337 | Non | 9.0
CAPRI | ADCCM1103G400SSN | EC000441 | EF012184 | Non | 9.0
CAPRI | ADCCM1103G400SSN | EC000441 | EF012547 | Non | 9.0
CAPRI | ADCCM1103G400SSN | EC000441 | EF024919 | Non | 9.0
CAPRI | ADCCM1103M110NPN | EC000441 | EF000025 | Non | 9.0
CAPRI | ADCCM1103M110NPN | EC000441 | EF000084 | Non | 9.0
CAPRI | ADCCM1103M110NPN | EC000441 | EF000734 | Non | 9.0
CAPRI | ADCCM1103M110NPN | EC000441 | EF000878 | Non | 9.0
CAPRI | ADCCM1103M110NPN | EC000441 | EF000881 | Non | 9.0
CAPRI | ADCCM1103M110NPN | EC000441 | EF001062 | Non | 9.0
CAPRI | ADCCM1103M110NPN | EC000441 | EF001210 | Non | 9.0
CAPRI | ADCCM1103M110NPN | EC000441 | EF001758 | EV003712 | 9.0
CAPRI | ADCCM1103M110NPN | EC000441 | EF004191 | Non | 9.0
CAPRI | ADCCM1103M110NPN | EC000441 | EF004685 | Non | 9.0
CAPRI | ADCCM1103M110NPN | EC000441 | EF005004 | Non | 9.0
CAPRI | ADCCM1103M110NPN | EC000441 | EF005049 | Non | 9.0
CAPRI | ADCCM1103M110NPN | EC000441 | EF005337 | Non | 9.0
CAPRI | ADCCM1103M110NPN | EC000441 | EF012184 | Non | 9.0
CAPRI | ADCCM1103M110NPN | EC000441 | EF012547 | Non | 9.0
CAPRI | ADCCM1103M110NPN | EC000441 | EF024919 | Non | 9.0
CAPRI | ADCCM1103M110SSN | EC000441 | EF000025 | Non | 9.0
CAPRI | ADCCM1103M110SSN | EC000441 | EF000084 | Non | 9.0
CAPRI | ADCCM1103M110SSN | EC000441 | EF000734 | Non | 9.0
CAPRI | ADCCM1103M110SSN | EC000441 | EF000878 | Non | 9.0
CAPRI | ADCCM1103M110SSN | EC000441 | EF000881 | Non | 9.0
CAPRI | ADCCM1103M110SSN | EC000441 | EF001062 | Non | 9.0
CAPRI | ADCCM1103M110SSN | EC000441 | EF001210 | Non | 9.0
CAPRI | ADCCM1103M110SSN | EC000441 | EF001758 | EV003712 | 9.0
CAPRI | ADCCM1103M110SSN | EC000441 | EF004191 | Non | 9.0
CAPRI | ADCCM1103M110SSN | EC000441 | EF004685 | Non | 9.0
CAPRI | ADCCM1103M110SSN | EC000441 | EF005004 | Non | 9.0
CAPRI | ADCCM1103M110SSN | EC000441 | EF005049 | Non | 9.0
CAPRI | ADCCM1103M110SSN | EC000441 | EF005337 | Non | 9.0
CAPRI | ADCCM1103M110SSN | EC000441 | EF012184 | Non | 9.0
CAPRI | ADCCM1103M110SSN | EC000441 | EF012547 | Non | 9.0
CAPRI | ADCCM1103M110SSN | EC000441 | EF024919 | Non | 9.0
CAPRI | ADCCM1103N400NPN | EC000441 | EF000025 | Non | 9.0
CAPRI | ADCCM1103N400NPN | EC000441 | EF000084 | Non | 9.0
CAPRI | ADCCM1103N400NPN | EC000441 | EF000734 | Non | 9.0
CAPRI | ADCCM1103N400NPN | EC000441 | EF000878 | Non | 9.0
CAPRI | ADCCM1103N400NPN | EC000441 | EF000881 | Non | 9.0
CAPRI | ADCCM1103N400NPN | EC000441 | EF001062 | Non | 9.0
CAPRI | ADCCM1103N400NPN | EC000441 | EF001210 | Non | 9.0
CAPRI | ADCCM1103N400NPN | EC000441 | EF001758 | EV003712 | 9.0
CAPRI | ADCCM1103N400NPN | EC000441 | EF004191 | Non | 9.0
CAPRI | ADCCM1103N400NPN | EC000441 | EF004685 | Non | 9.0
CAPRI | ADCCM1103N400NPN | EC000441 | EF005004 | Non | 9.0
CAPRI | ADCCM1103N400NPN | EC000441 | EF005049 | Non | 9.0
CAPRI | ADCCM1103N400NPN | EC000441 | EF005337 | Non | 9.0
CAPRI | ADCCM1103N400NPN | EC000441 | EF012184 | Non | 9.0
CAPRI | ADCCM1103N400NPN | EC000441 | EF012547 | Non | 9.0
CAPRI | ADCCM1103N400NPN | EC000441 | EF024919 | Non | 9.0
CAPRI | ADCCM1103N400SSN | EC000441 | EF000025 | Non | 9.0
CAPRI | ADCCM1103N400SSN | EC000441 | EF000084 | Non | 9.0
CAPRI | ADCCM1103N400SSN | EC000441 | EF000734 | Non | 9.0
CAPRI | ADCCM1103N400SSN | EC000441 | EF000878 | Non | 9.0
CAPRI | ADCCM1103N400SSN | EC000441 | EF000881 | Non | 9.0
CAPRI | ADCCM1103N400SSN | EC000441 | EF001062 | Non | 9.0
CAPRI | ADCCM1103N400SSN | EC000441 | EF001210 | Non | 9.0
CAPRI | ADCCM1103N400SSN | EC000441 | EF001758 | EV003712 | 9.0
CAPRI | ADCCM1103N400SSN | EC000441 | EF004191 | Non | 9.0
CAPRI | ADCCM1103N400SSN | EC000441 | EF004685 | Non | 9.0
CAPRI | ADCCM1103N400SSN | EC000441 | EF005004 | Non | 9.0
CAPRI | ADCCM1103N400SSN | EC000441 | EF005049 | Non | 9.0
CAPRI | ADCCM1103N400SSN | EC000441 | EF005337 | Non | 9.0
CAPRI | ADCCM1103N400SSN | EC000441 | EF012184 | Non | 9.0
CAPRI | ADCCM1103N400SSN | EC000441 | EF012547 | Non | 9.0
CAPRI | ADCCM1103N400SSN | EC000441 | EF024919 | Non | 9.0
CAPRI | ADCCM200G050NPN | EC000441 | EF000025 | Non | 9.0
CAPRI | ADCCM200G050NPN | EC000441 | EF000084 | Non | 9.0
CAPRI | ADCCM200G050NPN | EC000441 | EF000734 | Non | 9.0
CAPRI | ADCCM200G050NPN | EC000441 | EF000878 | Non | 9.0
CAPRI | ADCCM200G050NPN | EC000441 | EF000881 | Non | 9.0
CAPRI | ADCCM200G050NPN | EC000441 | EF001062 | Non | 9.0
CAPRI | ADCCM200G050NPN | EC000441 | EF001210 | Non | 9.0
CAPRI | ADCCM200G050NPN | EC000441 | EF001758 | EV003712 | 9.0
CAPRI | ADCCM200G050NPN | EC000441 | EF004191 | Non | 9.0
CAPRI | ADCCM200G050NPN | EC000441 | EF004685 | Non | 9.0
CAPRI | ADCCM200G050NPN | EC000441 | EF005004 | Non | 9.0
CAPRI | ADCCM200G050NPN | EC000441 | EF005049 | Non | 9.0
CAPRI | ADCCM200G050NPN | EC000441 | EF005337 | Non | 9.0
CAPRI | ADCCM200G050NPN | EC000441 | EF012184 | Non | 9.0
CAPRI | ADCCM200G050NPN | EC000441 | EF012547 | Non | 9.0
CAPRI | ADCCM200G050NPN | EC000441 | EF024919 | Non | 9.0
CAPRI | ADCCM200G050SSN | EC000441 | EF000025 | Non | 9.0
CAPRI | ADCCM200G050SSN | EC000441 | EF000084 | Non | 9.0
CAPRI | ADCCM200G050SSN | EC000441 | EF000734 | Non | 9.0
CAPRI | ADCCM200G050SSN | EC000441 | EF000878 | Non | 9.0
CAPRI | ADCCM200G050SSN | EC000441 | EF000881 | Non | 9.0
CAPRI | ADCCM200G050SSN | EC000441 | EF001062 | Non | 9.0
CAPRI | ADCCM200G050SSN | EC000441 | EF001210 | Non | 9.0
CAPRI | ADCCM200G050SSN | EC000441 | EF001758 | EV003712 | 9.0
CAPRI | ADCCM200G050SSN | EC000441 | EF004191 | Non | 9.0
CAPRI | ADCCM200G050SSN | EC000441 | EF004685 | Non | 9.0
CAPRI | ADCCM200G050SSN | EC000441 | EF005004 | Non | 9.0
CAPRI | ADCCM200G050SSN | EC000441 | EF005049 | Non | 9.0
CAPRI | ADCCM200G050SSN | EC000441 | EF005337 | Non | 9.0
CAPRI | ADCCM200G050SSN | EC000441 | EF012184 | Non | 9.0
CAPRI | ADCCM200G050SSN | EC000441 | EF012547 | Non | 9.0
CAPRI | ADCCM200G050SSN | EC000441 | EF024919 | Non | 9.0
CAPRI | ADCCM200M20NPN | EC000441 | EF000025 | Non | 9.0
CAPRI | ADCCM200M20NPN | EC000441 | EF000084 | Non | 9.0
CAPRI | ADCCM200M20NPN | EC000441 | EF000734 | Non | 9.0
CAPRI | ADCCM200M20NPN | EC000441 | EF000878 | Non | 9.0
CAPRI | ADCCM200M20NPN | EC000441 | EF000881 | Non | 9.0
CAPRI | ADCCM200M20NPN | EC000441 | EF001062 | Non | 9.0
CAPRI | ADCCM200M20NPN | EC000441 | EF001210 | Non | 9.0
CAPRI | ADCCM200M20NPN | EC000441 | EF001758 | EV003712 | 9.0
CAPRI | ADCCM200M20NPN | EC000441 | EF004191 | Non | 9.0
CAPRI | ADCCM200M20NPN | EC000441 | EF004685 | Non | 9.0
CAPRI | ADCCM200M20NPN | EC000441 | EF005004 | Non | 9.0
CAPRI | ADCCM200M20NPN | EC000441 | EF005049 | Non | 9.0
CAPRI | ADCCM200M20NPN | EC000441 | EF005337 | Non | 9.0
CAPRI | ADCCM200M20NPN | EC000441 | EF012184 | Non | 9.0
CAPRI | ADCCM200M20NPN | EC000441 | EF012547 | Non | 9.0
CAPRI | ADCCM200M20NPN | EC000441 | EF024919 | Non | 9.0
CAPRI | ADCCM200M20SSN | EC000441 | EF000025 | Non | 9.0
CAPRI | ADCCM200M20SSN | EC000441 | EF000084 | Non | 9.0
CAPRI | ADCCM200M20SSN | EC000441 | EF000734 | Non | 9.0
CAPRI | ADCCM200M20SSN | EC000441 | EF000878 | Non | 9.0
CAPRI | ADCCM200M20SSN | EC000441 | EF000881 | Non | 9.0
CAPRI | ADCCM200M20SSN | EC000441 | EF001062 | Non | 9.0
CAPRI | ADCCM200M20SSN | EC000441 | EF001210 | Non | 9.0
CAPRI | ADCCM200M20SSN | EC000441 | EF001758 | EV003712 | 9.0
CAPRI | ADCCM200M20SSN | EC000441 | EF004191 | Non | 9.0
CAPRI | ADCCM200M20SSN | EC000441 | EF004685 | Non | 9.0
CAPRI | ADCCM200M20SSN | EC000441 | EF005004 | Non | 9.0
CAPRI | ADCCM200M20SSN | EC000441 | EF005049 | Non | 9.0
CAPRI | ADCCM200M20SSN | EC000441 | EF005337 | Non | 9.0
CAPRI | ADCCM200M20SSN | EC000441 | EF012184 | Non | 9.0
CAPRI | ADCCM200M20SSN | EC000441 | EF012547 | Non | 9.0
CAPRI | ADCCM200M20SSN | EC000441 | EF024919 | Non | 9.0
CAPRI | ADCCM200N050NPN | EC000441 | EF000025 | Non | 9.0
CAPRI | ADCCM200N050NPN | EC000441 | EF000084 | Non | 9.0
CAPRI | ADCCM200N050NPN | EC000441 | EF000734 | Non | 9.0
CAPRI | ADCCM200N050NPN | EC000441 | EF000878 | Non | 9.0
CAPRI | ADCCM200N050NPN | EC000441 | EF000881 | Non | 9.0
CAPRI | ADCCM200N050NPN | EC000441 | EF001062 | Non | 9.0
CAPRI | ADCCM200N050NPN | EC000441 | EF001210 | Non | 9.0
CAPRI | ADCCM200N050NPN | EC000441 | EF001758 | EV003712 | 9.0
CAPRI | ADCCM200N050NPN | EC000441 | EF004191 | Non | 9.0
CAPRI | ADCCM200N050NPN | EC000441 | EF004685 | Non | 9.0
CAPRI | ADCCM200N050NPN | EC000441 | EF005004 | Non | 9.0
CAPRI | ADCCM200N050NPN | EC000441 | EF005049 | Non | 9.0
CAPRI | ADCCM200N050NPN | EC000441 | EF005337 | Non | 9.0
CAPRI | ADCCM200N050NPN | EC000441 | EF012184 | Non | 9.0
CAPRI | ADCCM200N050NPN | EC000441 | EF012547 | Non | 9.0
CAPRI | ADCCM200N050NPN | EC000441 | EF024919 | Non | 9.0
CAPRI | ADCCM200N050SSN | EC000441 | EF000025 | Non | 9.0
CAPRI | ADCCM200N050SSN | EC000441 | EF000084 | Non | 9.0
CAPRI | ADCCM200N050SSN | EC000441 | EF000734 | Non | 9.0
CAPRI | ADCCM200N050SSN | EC000441 | EF000878 | Non | 9.0
CAPRI | ADCCM200N050SSN | EC000441 | EF000881 | Non | 9.0
CAPRI | ADCCM200N050SSN | EC000441 | EF001062 | Non | 9.0
CAPRI | ADCCM200N050SSN | EC000441 | EF001210 | Non | 9.0
CAPRI | ADCCM200N050SSN | EC000441 | EF001758 | EV003712 | 9.0
CAPRI | ADCCM200N050SSN | EC000441 | EF004191 | Non | 9.0
CAPRI | ADCCM200N050SSN | EC000441 | EF004685 | Non | 9.0
CAPRI | ADCCM200N050SSN | EC000441 | EF005004 | Non | 9.0
CAPRI | ADCCM200N050SSN | EC000441 | EF005049 | Non | 9.0
CAPRI | ADCCM200N050SSN | EC000441 | EF005337 | Non | 9.0
CAPRI | ADCCM200N050SSN | EC000441 | EF012184 | Non | 9.0
CAPRI | ADCCM200N050SSN | EC000441 | EF012547 | Non | 9.0
CAPRI | ADCCM200N050SSN | EC000441 | EF024919 | Non | 9.0
CAPRI | ADCCM201G050NPN | EC000441 | EF000025 | Non | 9.0
CAPRI | ADCCM201G050NPN | EC000441 | EF000084 | Non | 9.0
CAPRI | ADCCM201G050NPN | EC000441 | EF000734 | Non | 9.0
CAPRI | ADCCM201G050NPN | EC000441 | EF000878 | Non | 9.0
CAPRI | ADCCM201G050NPN | EC000441 | EF000881 | Non | 9.0
CAPRI | ADCCM201G050NPN | EC000441 | EF001062 | Non | 9.0
CAPRI | ADCCM201G050NPN | EC000441 | EF001210 | Non | 9.0
CAPRI | ADCCM201G050NPN | EC000441 | EF001758 | EV003712 | 9.0
CAPRI | ADCCM201G050NPN | EC000441 | EF004191 | Non | 9.0
CAPRI | ADCCM201G050NPN | EC000441 | EF004685 | Non | 9.0
CAPRI | ADCCM201G050NPN | EC000441 | EF005004 | Non | 9.0
CAPRI | ADCCM201G050NPN | EC000441 | EF005049 | Non | 9.0
CAPRI | ADCCM201G050NPN | EC000441 | EF005337 | Non | 9.0
CAPRI | ADCCM201G050NPN | EC000441 | EF012184 | Non | 9.0
CAPRI | ADCCM201G050NPN | EC000441 | EF012547 | Non | 9.0
CAPRI | ADCCM201G050NPN | EC000441 | EF024919 | Non | 9.0
CAPRI | ADCCM201G050NPNK1 | EC000441 | EF000025 | Non | 9.0
CAPRI | ADCCM201G050NPNK1 | EC000441 | EF000084 | Non | 9.0
CAPRI | ADCCM201G050NPNK1 | EC000441 | EF000734 | Non | 9.0
CAPRI | ADCCM201G050NPNK1 | EC000441 | EF000878 | Non | 9.0
CAPRI | ADCCM201G050NPNK1 | EC000441 | EF000881 | Non | 9.0
CAPRI | ADCCM201G050NPNK1 | EC000441 | EF001062 | Non | 9.0
CAPRI | ADCCM201G050NPNK1 | EC000441 | EF001210 | Non | 9.0
CAPRI | ADCCM201G050NPNK1 | EC000441 | EF001758 | EV003712 | 9.0
CAPRI | ADCCM201G050NPNK1 | EC000441 | EF004191 | Non | 9.0
CAPRI | ADCCM201G050NPNK1 | EC000441 | EF004685 | Non | 9.0
CAPRI | ADCCM201G050NPNK1 | EC000441 | EF005004 | Non | 9.0
CAPRI | ADCCM201G050NPNK1 | EC000441 | EF005049 | Non | 9.0
CAPRI | ADCCM201G050NPNK1 | EC000441 | EF005337 | Non | 9.0
CAPRI | ADCCM201G050NPNK1 | EC000441 | EF012184 | Non | 9.0
CAPRI | ADCCM201G050NPNK1 | EC000441 | EF012547 | Non | 9.0
CAPRI | ADCCM201G050NPNK1 | EC000441 | EF024919 | Non | 9.0
CAPRI | ADCCM201G050SSN | EC000441 | EF000025 | Non | 9.0
CAPRI | ADCCM201G050SSN | EC000441 | EF000084 | Non | 9.0
CAPRI | ADCCM201G050SSN | EC000441 | EF000734 | Non | 9.0
CAPRI | ADCCM201G050SSN | EC000441 | EF000878 | Non | 9.0
CAPRI | ADCCM201G050SSN | EC000441 | EF000881 | Non | 9.0
CAPRI | ADCCM201G050SSN | EC000441 | EF001062 | Non | 9.0
CAPRI | ADCCM201G050SSN | EC000441 | EF001210 | Non | 9.0
CAPRI | ADCCM201G050SSN | EC000441 | EF001758 | EV003712 | 9.0
CAPRI | ADCCM201G050SSN | EC000441 | EF004191 | Non | 9.0
CAPRI | ADCCM201G050SSN | EC000441 | EF004685 | Non | 9.0
CAPRI | ADCCM201G050SSN | EC000441 | EF005004 | Non | 9.0
CAPRI | ADCCM201G050SSN | EC000441 | EF005049 | Non | 9.0
CAPRI | ADCCM201G050SSN | EC000441 | EF005337 | Non | 9.0
CAPRI | ADCCM201G050SSN | EC000441 | EF012184 | Non | 9.0
CAPRI | ADCCM201G050SSN | EC000441 | EF012547 | Non | 9.0
CAPRI | ADCCM201G050SSN | EC000441 | EF024919 | Non | 9.0
CAPRI | ADCCM201M20NPN | EC000441 | EF000025 | Non | 9.0
CAPRI | ADCCM201M20NPN | EC000441 | EF000084 | Non | 9.0
CAPRI | ADCCM201M20NPN | EC000441 | EF000734 | Non | 9.0
CAPRI | ADCCM201M20NPN | EC000441 | EF000878 | Non | 9.0
CAPRI | ADCCM201M20NPN | EC000441 | EF000881 | Non | 9.0
CAPRI | ADCCM201M20NPN | EC000441 | EF001062 | Non | 9.0
CAPRI | ADCCM201M20NPN | EC000441 | EF001210 | Non | 9.0
CAPRI | ADCCM201M20NPN | EC000441 | EF001758 | EV003712 | 9.0
CAPRI | ADCCM201M20NPN | EC000441 | EF004191 | Non | 9.0
CAPRI | ADCCM201M20NPN | EC000441 | EF004685 | Non | 9.0
CAPRI | ADCCM201M20NPN | EC000441 | EF005004 | Non | 9.0
CAPRI | ADCCM201M20NPN | EC000441 | EF005049 | Non | 9.0
CAPRI | ADCCM201M20NPN | EC000441 | EF005337 | Non | 9.0
CAPRI | ADCCM201M20NPN | EC000441 | EF012184 | Non | 9.0
CAPRI | ADCCM201M20NPN | EC000441 | EF012547 | Non | 9.0
CAPRI | ADCCM201M20NPN | EC000441 | EF024919 | Non | 9.0
CAPRI | ADCCM201M20NPNK1 | EC000441 | EF000025 | Non | 9.0
CAPRI | ADCCM201M20NPNK1 | EC000441 | EF000084 | Non | 9.0
CAPRI | ADCCM201M20NPNK1 | EC000441 | EF000734 | Non | 9.0
CAPRI | ADCCM201M20NPNK1 | EC000441 | EF000878 | Non | 9.0
CAPRI | ADCCM201M20NPNK1 | EC000441 | EF000881 | Non | 9.0
CAPRI | ADCCM201M20NPNK1 | EC000441 | EF001062 | Non | 9.0
CAPRI | ADCCM201M20NPNK1 | EC000441 | EF001210 | Non | 9.0
CAPRI | ADCCM201M20NPNK1 | EC000441 | EF004191 | Non | 9.0
CAPRI | ADCCM201M20NPNK1 | EC000441 | EF004685 | Non | 9.0
CAPRI | ADCCM201M20NPNK1 | EC000441 | EF005004 | Non | 9.0
CAPRI | ADCCM201M20NPNK1 | EC000441 | EF005049 | Non | 9.0
CAPRI | ADCCM201M20NPNK1 | EC000441 | EF005337 | Non | 9.0
CAPRI | ADCCM201M20NPNK1 | EC000441 | EF012184 | Non | 9.0
CAPRI | ADCCM201M20NPNK1 | EC000441 | EF012547 | Non | 9.0
CAPRI | ADCCM201M20NPNK1 | EC000441 | EF024919 | Non | 9.0
CAPRI | ADCCM201M20SSN | EC000441 | EF000025 | Non | 9.0
CAPRI | ADCCM201M20SSN | EC000441 | EF000084 | Non | 9.0
CAPRI | ADCCM201M20SSN | EC000441 | EF000734 | Non | 9.0
CAPRI | ADCCM201M20SSN | EC000441 | EF000878 | Non | 9.0
CAPRI | ADCCM201M20SSN | EC000441 | EF000881 | Non | 9.0
CAPRI | ADCCM201M20SSN | EC000441 | EF001062 | Non | 9.0
CAPRI | ADCCM201M20SSN | EC000441 | EF001210 | Non | 9.0
CAPRI | ADCCM201M20SSN | EC000441 | EF001758 | EV003712 | 9.0
CAPRI | ADCCM201M20SSN | EC000441 | EF004191 | Non | 9.0
CAPRI | ADCCM201M20SSN | EC000441 | EF004685 | Non | 9.0
CAPRI | ADCCM201M20SSN | EC000441 | EF005004 | Non | 9.0
CAPRI | ADCCM201M20SSN | EC000441 | EF005049 | Non | 9.0
CAPRI | ADCCM201M20SSN | EC000441 | EF005337 | Non | 9.0
CAPRI | ADCCM201M20SSN | EC000441 | EF012184 | Non | 9.0
CAPRI | ADCCM201M20SSN | EC000441 | EF012547 | Non | 9.0
CAPRI | ADCCM201M20SSN | EC000441 | EF024919 | Non | 9.0
CAPRI | ADCCM201M20SSNK1 | EC000441 | EF000025 | Non | 9.0
CAPRI | ADCCM201M20SSNK1 | EC000441 | EF000084 | Non | 9.0
CAPRI | ADCCM201M20SSNK1 | EC000441 | EF000734 | Non | 9.0
CAPRI | ADCCM201M20SSNK1 | EC000441 | EF000878 | Non | 9.0
CAPRI | ADCCM201M20SSNK1 | EC000441 | EF000881 | Non | 9.0
CAPRI | ADCCM201M20SSNK1 | EC000441 | EF001062 | Non | 9.0
CAPRI | ADCCM201M20SSNK1 | EC000441 | EF001210 | Non | 9.0
CAPRI | ADCCM201M20SSNK1 | EC000441 | EF004191 | Non | 9.0
CAPRI | ADCCM201M20SSNK1 | EC000441 | EF004685 | Non | 9.0
CAPRI | ADCCM201M20SSNK1 | EC000441 | EF005004 | Non | 9.0
CAPRI | ADCCM201M20SSNK1 | EC000441 | EF005049 | Non | 9.0
CAPRI | ADCCM201M20SSNK1 | EC000441 | EF005337 | Non | 9.0
CAPRI | ADCCM201M20SSNK1 | EC000441 | EF012184 | Non | 9.0
CAPRI | ADCCM201M20SSNK1 | EC000441 | EF012547 | Non | 9.0
CAPRI | ADCCM201M20SSNK1 | EC000441 | EF024919 | Non | 9.0
CAPRI | ADCCM201N050NPN | EC000441 | EF000025 | Non | 9.0
CAPRI | ADCCM201N050NPN | EC000441 | EF000084 | Non | 9.0
CAPRI | ADCCM201N050NPN | EC000441 | EF000734 | Non | 9.0
CAPRI | ADCCM201N050NPN | EC000441 | EF000878 | Non | 9.0
CAPRI | ADCCM201N050NPN | EC000441 | EF000881 | Non | 9.0
CAPRI | ADCCM201N050NPN | EC000441 | EF001062 | Non | 9.0
CAPRI | ADCCM201N050NPN | EC000441 | EF001210 | Non | 9.0
CAPRI | ADCCM201N050NPN | EC000441 | EF001758 | EV003712 | 9.0
CAPRI | ADCCM201N050NPN | EC000441 | EF004191 | Non | 9.0
CAPRI | ADCCM201N050NPN | EC000441 | EF004685 | Non | 9.0
CAPRI | ADCCM201N050NPN | EC000441 | EF005004 | Non | 9.0
CAPRI | ADCCM201N050NPN | EC000441 | EF005049 | Non | 9.0
CAPRI | ADCCM201N050NPN | EC000441 | EF005337 | Non | 9.0
CAPRI | ADCCM201N050NPN | EC000441 | EF012184 | Non | 9.0
CAPRI | ADCCM201N050NPN | EC000441 | EF012547 | Non | 9.0
CAPRI | ADCCM201N050NPN | EC000441 | EF024919 | Non | 9.0
CAPRI | ADCCM201N050SSN | EC000441 | EF000025 | Non | 9.0
CAPRI | ADCCM201N050SSN | EC000441 | EF000084 | Non | 9.0
CAPRI | ADCCM201N050SSN | EC000441 | EF000734 | Non | 9.0
CAPRI | ADCCM201N050SSN | EC000441 | EF000878 | Non | 9.0
CAPRI | ADCCM201N050SSN | EC000441 | EF000881 | Non | 9.0
CAPRI | ADCCM201N050SSN | EC000441 | EF001062 | Non | 9.0
CAPRI | ADCCM201N050SSN | EC000441 | EF001210 | Non | 9.0
CAPRI | ADCCM201N050SSN | EC000441 | EF001758 | EV003712 | 9.0
CAPRI | ADCCM201N050SSN | EC000441 | EF004191 | Non | 9.0
CAPRI | ADCCM201N050SSN | EC000441 | EF004685 | Non | 9.0
CAPRI | ADCCM201N050SSN | EC000441 | EF005004 | Non | 9.0
CAPRI | ADCCM201N050SSN | EC000441 | EF005049 | Non | 9.0
CAPRI | ADCCM201N050SSN | EC000441 | EF005337 | Non | 9.0
CAPRI | ADCCM201N050SSN | EC000441 | EF012184 | Non | 9.0
CAPRI | ADCCM201N050SSN | EC000441 | EF012547 | Non | 9.0
CAPRI | ADCCM201N050SSN | EC000441 | EF024919 | Non | 9.0
CAPRI | ADCCM202G050NPN | EC000441 | EF000025 | Non | 9.0
CAPRI | ADCCM202G050NPN | EC000441 | EF000084 | Non | 9.0
CAPRI | ADCCM202G050NPN | EC000441 | EF000734 | Non | 9.0
CAPRI | ADCCM202G050NPN | EC000441 | EF000878 | Non | 9.0
CAPRI | ADCCM202G050NPN | EC000441 | EF000881 | Non | 9.0
CAPRI | ADCCM202G050NPN | EC000441 | EF001062 | Non | 9.0
CAPRI | ADCCM202G050NPN | EC000441 | EF001210 | Non | 9.0
CAPRI | ADCCM202G050NPN | EC000441 | EF001758 | EV003712 | 9.0
CAPRI | ADCCM202G050NPN | EC000441 | EF004191 | Non | 9.0
CAPRI | ADCCM202G050NPN | EC000441 | EF004685 | Non | 9.0
CAPRI | ADCCM202G050NPN | EC000441 | EF005004 | Non | 9.0
CAPRI | ADCCM202G050NPN | EC000441 | EF005049 | Non | 9.0
CAPRI | ADCCM202G050NPN | EC000441 | EF005337 | Non | 9.0
CAPRI | ADCCM202G050NPN | EC000441 | EF012184 | Non | 9.0
CAPRI | ADCCM202G050NPN | EC000441 | EF012547 | Non | 9.0
CAPRI | ADCCM202G050NPN | EC000441 | EF024919 | Non | 9.0
CAPRI | ADCCM202G050NPNK1 | EC000441 | EF000025 | Non | 9.0
CAPRI | ADCCM202G050NPNK1 | EC000441 | EF000084 | Non | 9.0
CAPRI | ADCCM202G050NPNK1 | EC000441 | EF000734 | Non | 9.0
CAPRI | ADCCM202G050NPNK1 | EC000441 | EF000878 | Non | 9.0
CAPRI | ADCCM202G050NPNK1 | EC000441 | EF000881 | Non | 9.0
CAPRI | ADCCM202G050NPNK1 | EC000441 | EF001062 | Non | 9.0
CAPRI | ADCCM202G050NPNK1 | EC000441 | EF001210 | Non | 9.0
CAPRI | ADCCM202G050NPNK1 | EC000441 | EF001758 | EV003712 | 9.0
CAPRI | ADCCM202G050NPNK1 | EC000441 | EF004191 | Non | 9.0
CAPRI | ADCCM202G050NPNK1 | EC000441 | EF004685 | Non | 9.0
CAPRI | ADCCM202G050NPNK1 | EC000441 | EF005004 | Non | 9.0
CAPRI | ADCCM202G050NPNK1 | EC000441 | EF005049 | Non | 9.0
CAPRI | ADCCM202G050NPNK1 | EC000441 | EF005337 | Non | 9.0
CAPRI | ADCCM202G050NPNK1 | EC000441 | EF012184 | Non | 9.0
CAPRI | ADCCM202G050NPNK1 | EC000441 | EF012547 | Non | 9.0
CAPRI | ADCCM202G050NPNK1 | EC000441 | EF024919 | Non | 9.0
CAPRI | ADCCM202G050SSN | EC000441 | EF000025 | Non | 9.0
CAPRI | ADCCM202G050SSN | EC000441 | EF000084 | Non | 9.0
CAPRI | ADCCM202G050SSN | EC000441 | EF000734 | Non | 9.0
CAPRI | ADCCM202G050SSN | EC000441 | EF000878 | Non | 9.0
CAPRI | ADCCM202G050SSN | EC000441 | EF000881 | Non | 9.0
CAPRI | ADCCM202G050SSN | EC000441 | EF001062 | Non | 9.0
CAPRI | ADCCM202G050SSN | EC000441 | EF001210 | Non | 9.0
CAPRI | ADCCM202G050SSN | EC000441 | EF001758 | EV003712 | 9.0
CAPRI | ADCCM202G050SSN | EC000441 | EF004191 | Non | 9.0
CAPRI | ADCCM202G050SSN | EC000441 | EF004685 | Non | 9.0
CAPRI | ADCCM202G050SSN | EC000441 | EF005004 | Non | 9.0
CAPRI | ADCCM202G050SSN | EC000441 | EF005049 | Non | 9.0
CAPRI | ADCCM202G050SSN | EC000441 | EF005337 | Non | 9.0
CAPRI | ADCCM202G050SSN | EC000441 | EF012184 | Non | 9.0
CAPRI | ADCCM202G050SSN | EC000441 | EF012547 | Non | 9.0
CAPRI | ADCCM202G050SSN | EC000441 | EF024919 | Non | 9.0
CAPRI | ADCCM202M20NPN | EC000441 | EF000025 | Non | 9.0
CAPRI | ADCCM202M20NPN | EC000441 | EF000084 | Non | 9.0
CAPRI | ADCCM202M20NPN | EC000441 | EF000734 | Non | 9.0
CAPRI | ADCCM202M20NPN | EC000441 | EF000878 | Non | 9.0
CAPRI | ADCCM202M20NPN | EC000441 | EF000881 | Non | 9.0
CAPRI | ADCCM202M20NPN | EC000441 | EF001062 | Non | 9.0
CAPRI | ADCCM202M20NPN | EC000441 | EF001210 | Non | 9.0
CAPRI | ADCCM202M20NPN | EC000441 | EF001758 | EV003712 | 9.0
CAPRI | ADCCM202M20NPN | EC000441 | EF004191 | Non | 9.0
CAPRI | ADCCM202M20NPN | EC000441 | EF004685 | Non | 9.0
CAPRI | ADCCM202M20NPN | EC000441 | EF005004 | Non | 9.0
CAPRI | ADCCM202M20NPN | EC000441 | EF005049 | Non | 9.0
CAPRI | ADCCM202M20NPN | EC000441 | EF005337 | Non | 9.0
CAPRI | ADCCM202M20NPN | EC000441 | EF012184 | Non | 9.0
CAPRI | ADCCM202M20NPN | EC000441 | EF012547 | Non | 9.0
CAPRI | ADCCM202M20NPN | EC000441 | EF024919 | Non | 9.0
CAPRI | ADCCM202M20NPNK1 | EC000441 | EF000025 | Non | 9.0
CAPRI | ADCCM202M20NPNK1 | EC000441 | EF000084 | Non | 9.0
CAPRI | ADCCM202M20NPNK1 | EC000441 | EF000734 | Non | 9.0
CAPRI | ADCCM202M20NPNK1 | EC000441 | EF000878 | Non | 9.0
CAPRI | ADCCM202M20NPNK1 | EC000441 | EF000881 | Non | 9.0
CAPRI | ADCCM202M20NPNK1 | EC000441 | EF001062 | Non | 9.0
CAPRI | ADCCM202M20NPNK1 | EC000441 | EF001210 | Non | 9.0
CAPRI | ADCCM202M20NPNK1 | EC000441 | EF001758 | EV003712 | 9.0
CAPRI | ADCCM202M20NPNK1 | EC000441 | EF004191 | Non | 9.0
CAPRI | ADCCM202M20NPNK1 | EC000441 | EF004685 | Non | 9.0
CAPRI | ADCCM202M20NPNK1 | EC000441 | EF005004 | Non | 9.0
CAPRI | ADCCM202M20NPNK1 | EC000441 | EF005049 | Non | 9.0
CAPRI | ADCCM202M20NPNK1 | EC000441 | EF005337 | Non | 9.0
CAPRI | ADCCM202M20NPNK1 | EC000441 | EF012184 | Non | 9.0
CAPRI | ADCCM202M20NPNK1 | EC000441 | EF012547 | Non | 9.0
CAPRI | ADCCM202M20NPNK1 | EC000441 | EF024919 | Non | 9.0
CAPRI | ADCCM202M20SSN | EC000441 | EF000025 | Non | 9.0
CAPRI | ADCCM202M20SSN | EC000441 | EF000084 | Non | 9.0
CAPRI | ADCCM202M20SSN | EC000441 | EF000734 | Non | 9.0
CAPRI | ADCCM202M20SSN | EC000441 | EF000878 | Non | 9.0
CAPRI | ADCCM202M20SSN | EC000441 | EF000881 | Non | 9.0
CAPRI | ADCCM202M20SSN | EC000441 | EF001062 | Non | 9.0
CAPRI | ADCCM202M20SSN | EC000441 | EF001210 | Non | 9.0
CAPRI | ADCCM202M20SSN | EC000441 | EF001758 | EV003712 | 9.0
CAPRI | ADCCM202M20SSN | EC000441 | EF004191 | Non | 9.0
CAPRI | ADCCM202M20SSN | EC000441 | EF004685 | Non | 9.0
CAPRI | ADCCM202M20SSN | EC000441 | EF005004 | Non | 9.0
CAPRI | ADCCM202M20SSN | EC000441 | EF005049 | Non | 9.0
CAPRI | ADCCM202M20SSN | EC000441 | EF005337 | Non | 9.0
CAPRI | ADCCM202M20SSN | EC000441 | EF012184 | Non | 9.0
CAPRI | ADCCM202M20SSN | EC000441 | EF012547 | Non | 9.0
CAPRI | ADCCM202M20SSN | EC000441 | EF024919 | Non | 9.0
CAPRI | ADCCM202M20SSNK1 | EC000441 | EF000025 | Non | 9.0
CAPRI | ADCCM202M20SSNK1 | EC000441 | EF000084 | Non | 9.0
CAPRI | ADCCM202M20SSNK1 | EC000441 | EF000734 | Non | 9.0
CAPRI | ADCCM202M20SSNK1 | EC000441 | EF000878 | Non | 9.0
CAPRI | ADCCM202M20SSNK1 | EC000441 | EF000881 | Non | 9.0
CAPRI | ADCCM202M20SSNK1 | EC000441 | EF001062 | Non | 9.0
CAPRI | ADCCM202M20SSNK1 | EC000441 | EF001210 | Non | 9.0
CAPRI | ADCCM202M20SSNK1 | EC000441 | EF004191 | Non | 9.0
CAPRI | ADCCM202M20SSNK1 | EC000441 | EF004685 | Non | 9.0
CAPRI | ADCCM202M20SSNK1 | EC000441 | EF005004 | Non | 9.0
CAPRI | ADCCM202M20SSNK1 | EC000441 | EF005049 | Non | 9.0
CAPRI | ADCCM202M20SSNK1 | EC000441 | EF005337 | Non | 9.0
CAPRI | ADCCM202M20SSNK1 | EC000441 | EF012184 | Non | 9.0
CAPRI | ADCCM202M20SSNK1 | EC000441 | EF012547 | Non | 9.0
CAPRI | ADCCM202M20SSNK1 | EC000441 | EF024919 | Non | 9.0
CAPRI | ADCCM202N050NPN | EC000441 | EF000025 | Non | 9.0
CAPRI | ADCCM202N050NPN | EC000441 | EF000084 | Non | 9.0
CAPRI | ADCCM202N050NPN | EC000441 | EF000734 | Non | 9.0
CAPRI | ADCCM202N050NPN | EC000441 | EF000878 | Non | 9.0
CAPRI | ADCCM202N050NPN | EC000441 | EF000881 | Non | 9.0
CAPRI | ADCCM202N050NPN | EC000441 | EF001062 | Non | 9.0
CAPRI | ADCCM202N050NPN | EC000441 | EF001210 | Non | 9.0
CAPRI | ADCCM202N050NPN | EC000441 | EF001758 | EV003712 | 9.0
CAPRI | ADCCM202N050NPN | EC000441 | EF004191 | Non | 9.0
CAPRI | ADCCM202N050NPN | EC000441 | EF004685 | Non | 9.0
CAPRI | ADCCM202N050NPN | EC000441 | EF005004 | Non | 9.0
CAPRI | ADCCM202N050NPN | EC000441 | EF005049 | Non | 9.0
CAPRI | ADCCM202N050NPN | EC000441 | EF005337 | Non | 9.0
CAPRI | ADCCM202N050NPN | EC000441 | EF012184 | Non | 9.0
CAPRI | ADCCM202N050NPN | EC000441 | EF012547 | Non | 9.0
CAPRI | ADCCM202N050NPN | EC000441 | EF024919 | Non | 9.0
CAPRI | ADCCM202N050SSN | EC000441 | EF000025 | Non | 9.0
CAPRI | ADCCM202N050SSN | EC000441 | EF000084 | Non | 9.0
CAPRI | ADCCM202N050SSN | EC000441 | EF000734 | Non | 9.0
CAPRI | ADCCM202N050SSN | EC000441 | EF000878 | Non | 9.0
CAPRI | ADCCM202N050SSN | EC000441 | EF000881 | Non | 9.0
CAPRI | ADCCM202N050SSN | EC000441 | EF001062 | Non | 9.0
CAPRI | ADCCM202N050SSN | EC000441 | EF001210 | Non | 9.0
CAPRI | ADCCM202N050SSN | EC000441 | EF001758 | EV003712 | 9.0
CAPRI | ADCCM202N050SSN | EC000441 | EF004191 | Non | 9.0
CAPRI | ADCCM202N050SSN | EC000441 | EF004685 | Non | 9.0
CAPRI | ADCCM202N050SSN | EC000441 | EF005004 | Non | 9.0
CAPRI | ADCCM202N050SSN | EC000441 | EF005049 | Non | 9.0
CAPRI | ADCCM202N050SSN | EC000441 | EF005337 | Non | 9.0
CAPRI | ADCCM202N050SSN | EC000441 | EF012184 | Non | 9.0
CAPRI | ADCCM202N050SSN | EC000441 | EF012547 | Non | 9.0
CAPRI | ADCCM202N050SSN | EC000441 | EF024919 | Non | 9.0
CAPRI | ADCCM203G050NPN | EC000441 | EF000025 | Non | 9.0
CAPRI | ADCCM203G050NPN | EC000441 | EF000084 | Non | 9.0
CAPRI | ADCCM203G050NPN | EC000441 | EF000734 | Non | 9.0
CAPRI | ADCCM203G050NPN | EC000441 | EF000878 | Non | 9.0
CAPRI | ADCCM203G050NPN | EC000441 | EF000881 | Non | 9.0
CAPRI | ADCCM203G050NPN | EC000441 | EF001062 | Non | 9.0
CAPRI | ADCCM203G050NPN | EC000441 | EF001210 | Non | 9.0
CAPRI | ADCCM203G050NPN | EC000441 | EF001758 | EV003712 | 9.0
CAPRI | ADCCM203G050NPN | EC000441 | EF004191 | Non | 9.0
CAPRI | ADCCM203G050NPN | EC000441 | EF004685 | Non | 9.0
CAPRI | ADCCM203G050NPN | EC000441 | EF005004 | Non | 9.0
CAPRI | ADCCM203G050NPN | EC000441 | EF005049 | Non | 9.0
CAPRI | ADCCM203G050NPN | EC000441 | EF005337 | Non | 9.0
CAPRI | ADCCM203G050NPN | EC000441 | EF012184 | Non | 9.0
CAPRI | ADCCM203G050NPN | EC000441 | EF012547 | Non | 9.0
CAPRI | ADCCM203G050NPN | EC000441 | EF024919 | Non | 9.0
CAPRI | ADCCM203G050SSN | EC000441 | EF000025 | Non | 9.0
CAPRI | ADCCM203G050SSN | EC000441 | EF000084 | Non | 9.0
CAPRI | ADCCM203G050SSN | EC000441 | EF000734 | Non | 9.0
CAPRI | ADCCM203G050SSN | EC000441 | EF000878 | Non | 9.0
CAPRI | ADCCM203G050SSN | EC000441 | EF000881 | Non | 9.0
CAPRI | ADCCM203G050SSN | EC000441 | EF001062 | Non | 9.0
CAPRI | ADCCM203G050SSN | EC000441 | EF001210 | Non | 9.0
CAPRI | ADCCM203G050SSN | EC000441 | EF001758 | EV003712 | 9.0
CAPRI | ADCCM203G050SSN | EC000441 | EF004191 | Non | 9.0
CAPRI | ADCCM203G050SSN | EC000441 | EF004685 | Non | 9.0
CAPRI | ADCCM203G050SSN | EC000441 | EF005004 | Non | 9.0
CAPRI | ADCCM203G050SSN | EC000441 | EF005049 | Non | 9.0
CAPRI | ADCCM203G050SSN | EC000441 | EF005337 | Non | 9.0
CAPRI | ADCCM203G050SSN | EC000441 | EF012184 | Non | 9.0
CAPRI | ADCCM203G050SSN | EC000441 | EF012547 | Non | 9.0
CAPRI | ADCCM203G050SSN | EC000441 | EF024919 | Non | 9.0
CAPRI | ADCCM203G075NPN | EC000441 | EF000025 | Non | 9.0
CAPRI | ADCCM203G075NPN | EC000441 | EF000084 | Non | 9.0
CAPRI | ADCCM203G075NPN | EC000441 | EF000734 | Non | 9.0
CAPRI | ADCCM203G075NPN | EC000441 | EF000878 | Non | 9.0
CAPRI | ADCCM203G075NPN | EC000441 | EF000881 | Non | 9.0
CAPRI | ADCCM203G075NPN | EC000441 | EF001062 | Non | 9.0
CAPRI | ADCCM203G075NPN | EC000441 | EF001210 | Non | 9.0
CAPRI | ADCCM203G075NPN | EC000441 | EF001758 | EV003712 | 9.0
CAPRI | ADCCM203G075NPN | EC000441 | EF004191 | Non | 9.0
CAPRI | ADCCM203G075NPN | EC000441 | EF004685 | Non | 9.0
CAPRI | ADCCM203G075NPN | EC000441 | EF005004 | Non | 9.0
CAPRI | ADCCM203G075NPN | EC000441 | EF005049 | Non | 9.0
CAPRI | ADCCM203G075NPN | EC000441 | EF005337 | Non | 9.0
CAPRI | ADCCM203G075NPN | EC000441 | EF012184 | Non | 9.0
CAPRI | ADCCM203G075NPN | EC000441 | EF012547 | Non | 9.0
CAPRI | ADCCM203G075NPN | EC000441 | EF024919 | Non | 9.0
CAPRI | ADCCM203G075SSN | EC000441 | EF000025 | Non | 9.0
CAPRI | ADCCM203G075SSN | EC000441 | EF000084 | Non | 9.0
CAPRI | ADCCM203G075SSN | EC000441 | EF000734 | Non | 9.0
CAPRI | ADCCM203G075SSN | EC000441 | EF000878 | Non | 9.0
CAPRI | ADCCM203G075SSN | EC000441 | EF000881 | Non | 9.0
CAPRI | ADCCM203G075SSN | EC000441 | EF001062 | Non | 9.0
CAPRI | ADCCM203G075SSN | EC000441 | EF001210 | Non | 9.0
CAPRI | ADCCM203G075SSN | EC000441 | EF001758 | EV003712 | 9.0
CAPRI | ADCCM203G075SSN | EC000441 | EF004191 | Non | 9.0
CAPRI | ADCCM203G075SSN | EC000441 | EF004685 | Non | 9.0
CAPRI | ADCCM203G075SSN | EC000441 | EF005004 | Non | 9.0
CAPRI | ADCCM203G075SSN | EC000441 | EF005049 | Non | 9.0
CAPRI | ADCCM203G075SSN | EC000441 | EF005337 | Non | 9.0
CAPRI | ADCCM203G075SSN | EC000441 | EF012184 | Non | 9.0
CAPRI | ADCCM203G075SSN | EC000441 | EF012547 | Non | 9.0
CAPRI | ADCCM203G075SSN | EC000441 | EF024919 | Non | 9.0
CAPRI | ADCCM203M20NPN | EC000441 | EF000025 | Non | 9.0
CAPRI | ADCCM203M20NPN | EC000441 | EF000084 | Non | 9.0
CAPRI | ADCCM203M20NPN | EC000441 | EF000734 | Non | 9.0
CAPRI | ADCCM203M20NPN | EC000441 | EF000878 | Non | 9.0
CAPRI | ADCCM203M20NPN | EC000441 | EF000881 | Non | 9.0
CAPRI | ADCCM203M20NPN | EC000441 | EF001062 | Non | 9.0
CAPRI | ADCCM203M20NPN | EC000441 | EF001210 | Non | 9.0
CAPRI | ADCCM203M20NPN | EC000441 | EF001758 | EV003712 | 9.0
CAPRI | ADCCM203M20NPN | EC000441 | EF004191 | Non | 9.0
CAPRI | ADCCM203M20NPN | EC000441 | EF004685 | Non | 9.0
CAPRI | ADCCM203M20NPN | EC000441 | EF005004 | Non | 9.0
CAPRI | ADCCM203M20NPN | EC000441 | EF005049 | Non | 9.0
CAPRI | ADCCM203M20NPN | EC000441 | EF005337 | Non | 9.0
CAPRI | ADCCM203M20NPN | EC000441 | EF012184 | Non | 9.0
CAPRI | ADCCM203M20NPN | EC000441 | EF012547 | Non | 9.0
CAPRI | ADCCM203M20NPN | EC000441 | EF024919 | Non | 9.0
CAPRI | ADCCM203M20NPNK1 | EC000441 | EF000025 | Non | 9.0
CAPRI | ADCCM203M20NPNK1 | EC000441 | EF000084 | Non | 9.0
CAPRI | ADCCM203M20NPNK1 | EC000441 | EF000734 | Non | 9.0
CAPRI | ADCCM203M20NPNK1 | EC000441 | EF000878 | Non | 9.0
CAPRI | ADCCM203M20NPNK1 | EC000441 | EF000881 | Non | 9.0
CAPRI | ADCCM203M20NPNK1 | EC000441 | EF001062 | Non | 9.0
CAPRI | ADCCM203M20NPNK1 | EC000441 | EF001210 | Non | 9.0
CAPRI | ADCCM203M20NPNK1 | EC000441 | EF004191 | Non | 9.0
CAPRI | ADCCM203M20NPNK1 | EC000441 | EF004685 | Non | 9.0
CAPRI | ADCCM203M20NPNK1 | EC000441 | EF005004 | Non | 9.0
CAPRI | ADCCM203M20NPNK1 | EC000441 | EF005049 | Non | 9.0
CAPRI | ADCCM203M20NPNK1 | EC000441 | EF005337 | Non | 9.0
CAPRI | ADCCM203M20NPNK1 | EC000441 | EF012184 | Non | 9.0
CAPRI | ADCCM203M20NPNK1 | EC000441 | EF012547 | Non | 9.0
CAPRI | ADCCM203M20NPNK1 | EC000441 | EF024919 | Non | 9.0
CAPRI | ADCCM203M20SSN | EC000441 | EF000025 | Non | 9.0
CAPRI | ADCCM203M20SSN | EC000441 | EF000084 | Non | 9.0
CAPRI | ADCCM203M20SSN | EC000441 | EF000734 | Non | 9.0
CAPRI | ADCCM203M20SSN | EC000441 | EF000878 | Non | 9.0
CAPRI | ADCCM203M20SSN | EC000441 | EF000881 | Non | 9.0
CAPRI | ADCCM203M20SSN | EC000441 | EF001062 | Non | 9.0
CAPRI | ADCCM203M20SSN | EC000441 | EF001210 | Non | 9.0
CAPRI | ADCCM203M20SSN | EC000441 | EF001758 | EV003712 | 9.0
CAPRI | ADCCM203M20SSN | EC000441 | EF004191 | Non | 9.0
CAPRI | ADCCM203M20SSN | EC000441 | EF004685 | Non | 9.0
CAPRI | ADCCM203M20SSN | EC000441 | EF005004 | Non | 9.0
CAPRI | ADCCM203M20SSN | EC000441 | EF005049 | Non | 9.0
CAPRI | ADCCM203M20SSN | EC000441 | EF005337 | Non | 9.0
CAPRI | ADCCM203M20SSN | EC000441 | EF012184 | Non | 9.0
CAPRI | ADCCM203M20SSN | EC000441 | EF012547 | Non | 9.0
CAPRI | ADCCM203M20SSN | EC000441 | EF024919 | Non | 9.0
CAPRI | ADCCM203M25NPN | EC000441 | EF000025 | Non | 9.0
CAPRI | ADCCM203M25NPN | EC000441 | EF000084 | Non | 9.0
CAPRI | ADCCM203M25NPN | EC000441 | EF000734 | Non | 9.0
CAPRI | ADCCM203M25NPN | EC000441 | EF000878 | Non | 9.0
CAPRI | ADCCM203M25NPN | EC000441 | EF000881 | Non | 9.0
CAPRI | ADCCM203M25NPN | EC000441 | EF001062 | Non | 9.0
CAPRI | ADCCM203M25NPN | EC000441 | EF001210 | Non | 9.0
CAPRI | ADCCM203M25NPN | EC000441 | EF001758 | EV003712 | 9.0
CAPRI | ADCCM203M25NPN | EC000441 | EF004191 | Non | 9.0
CAPRI | ADCCM203M25NPN | EC000441 | EF004685 | Non | 9.0
CAPRI | ADCCM203M25NPN | EC000441 | EF005004 | Non | 9.0
CAPRI | ADCCM203M25NPN | EC000441 | EF005049 | Non | 9.0
CAPRI | ADCCM203M25NPN | EC000441 | EF005337 | Non | 9.0
CAPRI | ADCCM203M25NPN | EC000441 | EF012184 | Non | 9.0
CAPRI | ADCCM203M25NPN | EC000441 | EF012547 | Non | 9.0
CAPRI | ADCCM203M25NPN | EC000441 | EF024919 | Non | 9.0
CAPRI | ADCCM203M25SSN | EC000441 | EF000025 | Non | 9.0
CAPRI | ADCCM203M25SSN | EC000441 | EF000084 | Non | 9.0
CAPRI | ADCCM203M25SSN | EC000441 | EF000734 | Non | 9.0
CAPRI | ADCCM203M25SSN | EC000441 | EF000878 | Non | 9.0
CAPRI | ADCCM203M25SSN | EC000441 | EF000881 | Non | 9.0
CAPRI | ADCCM203M25SSN | EC000441 | EF001062 | Non | 9.0
CAPRI | ADCCM203M25SSN | EC000441 | EF001210 | Non | 9.0
CAPRI | ADCCM203M25SSN | EC000441 | EF001758 | EV003712 | 9.0
CAPRI | ADCCM203M25SSN | EC000441 | EF004191 | Non | 9.0
CAPRI | ADCCM203M25SSN | EC000441 | EF004685 | Non | 9.0
CAPRI | ADCCM203M25SSN | EC000441 | EF005004 | Non | 9.0
CAPRI | ADCCM203M25SSN | EC000441 | EF005049 | Non | 9.0
CAPRI | ADCCM203M25SSN | EC000441 | EF005337 | Non | 9.0
CAPRI | ADCCM203M25SSN | EC000441 | EF012184 | Non | 9.0
CAPRI | ADCCM203M25SSN | EC000441 | EF012547 | Non | 9.0
CAPRI | ADCCM203M25SSN | EC000441 | EF024919 | Non | 9.0
CAPRI | ADCCM203N050NPN | EC000441 | EF000025 | Non | 9.0
CAPRI | ADCCM203N050NPN | EC000441 | EF000084 | Non | 9.0
CAPRI | ADCCM203N050NPN | EC000441 | EF000734 | Non | 9.0
CAPRI | ADCCM203N050NPN | EC000441 | EF000878 | Non | 9.0
CAPRI | ADCCM203N050NPN | EC000441 | EF000881 | Non | 9.0
CAPRI | ADCCM203N050NPN | EC000441 | EF001062 | Non | 9.0
CAPRI | ADCCM203N050NPN | EC000441 | EF001210 | Non | 9.0
CAPRI | ADCCM203N050NPN | EC000441 | EF001758 | EV003712 | 9.0
CAPRI | ADCCM203N050NPN | EC000441 | EF004191 | Non | 9.0
CAPRI | ADCCM203N050NPN | EC000441 | EF004685 | Non | 9.0
CAPRI | ADCCM203N050NPN | EC000441 | EF005004 | Non | 9.0
CAPRI | ADCCM203N050NPN | EC000441 | EF005049 | Non | 9.0
CAPRI | ADCCM203N050NPN | EC000441 | EF005337 | Non | 9.0
CAPRI | ADCCM203N050NPN | EC000441 | EF012184 | Non | 9.0
CAPRI | ADCCM203N050NPN | EC000441 | EF012547 | Non | 9.0
CAPRI | ADCCM203N050NPN | EC000441 | EF024919 | Non | 9.0
CAPRI | ADCCM203N050NPNK1 | EC000441 | EF000025 | Non | 9.0
CAPRI | ADCCM203N050NPNK1 | EC000441 | EF000084 | Non | 9.0
CAPRI | ADCCM203N050NPNK1 | EC000441 | EF000734 | Non | 9.0
CAPRI | ADCCM203N050NPNK1 | EC000441 | EF000878 | Non | 9.0
CAPRI | ADCCM203N050NPNK1 | EC000441 | EF000881 | Non | 9.0
CAPRI | ADCCM203N050NPNK1 | EC000441 | EF001062 | Non | 9.0
CAPRI | ADCCM203N050NPNK1 | EC000441 | EF001210 | Non | 9.0
CAPRI | ADCCM203N050NPNK1 | EC000441 | EF004191 | Non | 9.0
CAPRI | ADCCM203N050NPNK1 | EC000441 | EF004685 | Non | 9.0
CAPRI | ADCCM203N050NPNK1 | EC000441 | EF005004 | Non | 9.0
CAPRI | ADCCM203N050NPNK1 | EC000441 | EF005049 | Non | 9.0
CAPRI | ADCCM203N050NPNK1 | EC000441 | EF005337 | Non | 9.0
CAPRI | ADCCM203N050NPNK1 | EC000441 | EF012184 | Non | 9.0
CAPRI | ADCCM203N050NPNK1 | EC000441 | EF012547 | Non | 9.0
CAPRI | ADCCM203N050NPNK1 | EC000441 | EF024919 | Non | 9.0
CAPRI | ADCCM203N050SSN | EC000441 | EF000025 | Non | 9.0
CAPRI | ADCCM203N050SSN | EC000441 | EF000084 | Non | 9.0
CAPRI | ADCCM203N050SSN | EC000441 | EF000734 | Non | 9.0
CAPRI | ADCCM203N050SSN | EC000441 | EF000878 | Non | 9.0
CAPRI | ADCCM203N050SSN | EC000441 | EF000881 | Non | 9.0
CAPRI | ADCCM203N050SSN | EC000441 | EF001062 | Non | 9.0
CAPRI | ADCCM203N050SSN | EC000441 | EF001210 | Non | 9.0
CAPRI | ADCCM203N050SSN | EC000441 | EF001758 | EV003712 | 9.0
CAPRI | ADCCM203N050SSN | EC000441 | EF004191 | Non | 9.0
CAPRI | ADCCM203N050SSN | EC000441 | EF004685 | Non | 9.0
CAPRI | ADCCM203N050SSN | EC000441 | EF005004 | Non | 9.0
CAPRI | ADCCM203N050SSN | EC000441 | EF005049 | Non | 9.0
CAPRI | ADCCM203N050SSN | EC000441 | EF005337 | Non | 9.0
CAPRI | ADCCM203N050SSN | EC000441 | EF012184 | Non | 9.0
CAPRI | ADCCM203N050SSN | EC000441 | EF012547 | Non | 9.0
CAPRI | ADCCM203N050SSN | EC000441 | EF024919 | Non | 9.0
CAPRI | ADCCM203N075NPN | EC000441 | EF000025 | Non | 9.0
CAPRI | ADCCM203N075NPN | EC000441 | EF000084 | Non | 9.0
CAPRI | ADCCM203N075NPN | EC000441 | EF000734 | Non | 9.0
CAPRI | ADCCM203N075NPN | EC000441 | EF000878 | Non | 9.0
CAPRI | ADCCM203N075NPN | EC000441 | EF000881 | Non | 9.0
CAPRI | ADCCM203N075NPN | EC000441 | EF001062 | Non | 9.0
CAPRI | ADCCM203N075NPN | EC000441 | EF001210 | Non | 9.0
CAPRI | ADCCM203N075NPN | EC000441 | EF001758 | EV003712 | 9.0
CAPRI | ADCCM203N075NPN | EC000441 | EF004191 | Non | 9.0
CAPRI | ADCCM203N075NPN | EC000441 | EF004685 | Non | 9.0
CAPRI | ADCCM203N075NPN | EC000441 | EF005004 | Non | 9.0
CAPRI | ADCCM203N075NPN | EC000441 | EF005049 | Non | 9.0
CAPRI | ADCCM203N075NPN | EC000441 | EF005337 | Non | 9.0
CAPRI | ADCCM203N075NPN | EC000441 | EF012184 | Non | 9.0
CAPRI | ADCCM203N075NPN | EC000441 | EF012547 | Non | 9.0
CAPRI | ADCCM203N075NPN | EC000441 | EF024919 | Non | 9.0
CAPRI | ADCCM203N075SSN | EC000441 | EF000025 | Non | 9.0
CAPRI | ADCCM203N075SSN | EC000441 | EF000084 | Non | 9.0
CAPRI | ADCCM203N075SSN | EC000441 | EF000734 | Non | 9.0
CAPRI | ADCCM203N075SSN | EC000441 | EF000878 | Non | 9.0
CAPRI | ADCCM203N075SSN | EC000441 | EF000881 | Non | 9.0
CAPRI | ADCCM203N075SSN | EC000441 | EF001062 | Non | 9.0
CAPRI | ADCCM203N075SSN | EC000441 | EF001210 | Non | 9.0
CAPRI | ADCCM203N075SSN | EC000441 | EF001758 | EV003712 | 9.0
CAPRI | ADCCM203N075SSN | EC000441 | EF004191 | Non | 9.0
CAPRI | ADCCM203N075SSN | EC000441 | EF004685 | Non | 9.0
CAPRI | ADCCM203N075SSN | EC000441 | EF005004 | Non | 9.0
CAPRI | ADCCM203N075SSN | EC000441 | EF005049 | Non | 9.0
CAPRI | ADCCM203N075SSN | EC000441 | EF005337 | Non | 9.0
CAPRI | ADCCM203N075SSN | EC000441 | EF012184 | Non | 9.0
CAPRI | ADCCM203N075SSN | EC000441 | EF012547 | Non | 9.0
CAPRI | ADCCM203N075SSN | EC000441 | EF024919 | Non | 9.0
CAPRI | ADCCM252G075NPN | EC000441 | EF000025 | Non | 9.0
CAPRI | ADCCM252G075NPN | EC000441 | EF000084 | Non | 9.0
CAPRI | ADCCM252G075NPN | EC000441 | EF000734 | Non | 9.0
CAPRI | ADCCM252G075NPN | EC000441 | EF000878 | Non | 9.0
CAPRI | ADCCM252G075NPN | EC000441 | EF000881 | Non | 9.0
CAPRI | ADCCM252G075NPN | EC000441 | EF001062 | Non | 9.0
CAPRI | ADCCM252G075NPN | EC000441 | EF001210 | Non | 9.0
CAPRI | ADCCM252G075NPN | EC000441 | EF001758 | EV003712 | 9.0
CAPRI | ADCCM252G075NPN | EC000441 | EF004191 | Non | 9.0
CAPRI | ADCCM252G075NPN | EC000441 | EF004685 | Non | 9.0
CAPRI | ADCCM252G075NPN | EC000441 | EF005004 | Non | 9.0
CAPRI | ADCCM252G075NPN | EC000441 | EF005049 | Non | 9.0
CAPRI | ADCCM252G075NPN | EC000441 | EF005337 | Non | 9.0
CAPRI | ADCCM252G075NPN | EC000441 | EF012184 | Non | 9.0
CAPRI | ADCCM252G075NPN | EC000441 | EF012547 | Non | 9.0
CAPRI | ADCCM252G075NPN | EC000441 | EF024919 | Non | 9.0
CAPRI | ADCCM252G075SSN | EC000441 | EF000025 | Non | 9.0
CAPRI | ADCCM252G075SSN | EC000441 | EF000084 | Non | 9.0
CAPRI | ADCCM252G075SSN | EC000441 | EF000734 | Non | 9.0
CAPRI | ADCCM252G075SSN | EC000441 | EF000878 | Non | 9.0
CAPRI | ADCCM252G075SSN | EC000441 | EF000881 | Non | 9.0
CAPRI | ADCCM252G075SSN | EC000441 | EF001062 | Non | 9.0
CAPRI | ADCCM252G075SSN | EC000441 | EF001210 | Non | 9.0
CAPRI | ADCCM252G075SSN | EC000441 | EF001758 | EV003712 | 9.0
CAPRI | ADCCM252G075SSN | EC000441 | EF004191 | Non | 9.0
CAPRI | ADCCM252G075SSN | EC000441 | EF004685 | Non | 9.0
CAPRI | ADCCM252G075SSN | EC000441 | EF005004 | Non | 9.0
CAPRI | ADCCM252G075SSN | EC000441 | EF005049 | Non | 9.0
CAPRI | ADCCM252G075SSN | EC000441 | EF005337 | Non | 9.0
CAPRI | ADCCM252G075SSN | EC000441 | EF012184 | Non | 9.0
CAPRI | ADCCM252G075SSN | EC000441 | EF012547 | Non | 9.0
CAPRI | ADCCM252G075SSN | EC000441 | EF024919 | Non | 9.0
CAPRI | ADCCM252M25NPN | EC000441 | EF000025 | Non | 9.0
CAPRI | ADCCM252M25NPN | EC000441 | EF000084 | Non | 9.0
CAPRI | ADCCM252M25NPN | EC000441 | EF000734 | Non | 9.0
CAPRI | ADCCM252M25NPN | EC000441 | EF000878 | Non | 9.0
CAPRI | ADCCM252M25NPN | EC000441 | EF000881 | Non | 9.0
CAPRI | ADCCM252M25NPN | EC000441 | EF001062 | Non | 9.0
CAPRI | ADCCM252M25NPN | EC000441 | EF001210 | Non | 9.0
CAPRI | ADCCM252M25NPN | EC000441 | EF001758 | EV003712 | 9.0
CAPRI | ADCCM252M25NPN | EC000441 | EF004191 | Non | 9.0
CAPRI | ADCCM252M25NPN | EC000441 | EF004685 | Non | 9.0
CAPRI | ADCCM252M25NPN | EC000441 | EF005004 | Non | 9.0
CAPRI | ADCCM252M25NPN | EC000441 | EF005049 | Non | 9.0
CAPRI | ADCCM252M25NPN | EC000441 | EF005337 | Non | 9.0
CAPRI | ADCCM252M25NPN | EC000441 | EF012184 | Non | 9.0
CAPRI | ADCCM252M25NPN | EC000441 | EF012547 | Non | 9.0
CAPRI | ADCCM252M25NPN | EC000441 | EF024919 | Non | 9.0
CAPRI | ADCCM252M25NPNK1 | EC000441 | EF000025 | Non | 9.0
CAPRI | ADCCM252M25NPNK1 | EC000441 | EF000084 | Non | 9.0
CAPRI | ADCCM252M25NPNK1 | EC000441 | EF000734 | Non | 9.0
CAPRI | ADCCM252M25NPNK1 | EC000441 | EF000878 | Non | 9.0
CAPRI | ADCCM252M25NPNK1 | EC000441 | EF000881 | Non | 9.0
CAPRI | ADCCM252M25NPNK1 | EC000441 | EF001062 | Non | 9.0
CAPRI | ADCCM252M25NPNK1 | EC000441 | EF001210 | Non | 9.0
CAPRI | ADCCM252M25NPNK1 | EC000441 | EF001758 | EV003712 | 9.0
CAPRI | ADCCM252M25NPNK1 | EC000441 | EF004191 | Non | 9.0
CAPRI | ADCCM252M25NPNK1 | EC000441 | EF004685 | Non | 9.0
CAPRI | ADCCM252M25NPNK1 | EC000441 | EF005004 | Non | 9.0
CAPRI | ADCCM252M25NPNK1 | EC000441 | EF005049 | Non | 9.0
CAPRI | ADCCM252M25NPNK1 | EC000441 | EF005337 | Non | 9.0
CAPRI | ADCCM252M25NPNK1 | EC000441 | EF012184 | Non | 9.0
CAPRI | ADCCM252M25NPNK1 | EC000441 | EF012547 | Non | 9.0
CAPRI | ADCCM252M25NPNK1 | EC000441 | EF024919 | Non | 9.0
CAPRI | ADCCM252M25SSN | EC000441 | EF000025 | Non | 9.0
CAPRI | ADCCM252M25SSN | EC000441 | EF000084 | Non | 9.0
CAPRI | ADCCM252M25SSN | EC000441 | EF000734 | Non | 9.0
CAPRI | ADCCM252M25SSN | EC000441 | EF000878 | Non | 9.0
CAPRI | ADCCM252M25SSN | EC000441 | EF000881 | Non | 9.0
CAPRI | ADCCM252M25SSN | EC000441 | EF001062 | Non | 9.0
CAPRI | ADCCM252M25SSN | EC000441 | EF001210 | Non | 9.0
CAPRI | ADCCM252M25SSN | EC000441 | EF001758 | EV003712 | 9.0
CAPRI | ADCCM252M25SSN | EC000441 | EF004191 | Non | 9.0
CAPRI | ADCCM252M25SSN | EC000441 | EF004685 | Non | 9.0
CAPRI | ADCCM252M25SSN | EC000441 | EF005004 | Non | 9.0
CAPRI | ADCCM252M25SSN | EC000441 | EF005049 | Non | 9.0
CAPRI | ADCCM252M25SSN | EC000441 | EF005337 | Non | 9.0
CAPRI | ADCCM252M25SSN | EC000441 | EF012184 | Non | 9.0
CAPRI | ADCCM252M25SSN | EC000441 | EF012547 | Non | 9.0
CAPRI | ADCCM252M25SSN | EC000441 | EF024919 | Non | 9.0
CAPRI | ADCCM252N075NPN | EC000441 | EF000025 | Non | 9.0
CAPRI | ADCCM252N075NPN | EC000441 | EF000084 | Non | 9.0
CAPRI | ADCCM252N075NPN | EC000441 | EF000734 | Non | 9.0
CAPRI | ADCCM252N075NPN | EC000441 | EF000878 | Non | 9.0
CAPRI | ADCCM252N075NPN | EC000441 | EF000881 | Non | 9.0
CAPRI | ADCCM252N075NPN | EC000441 | EF001062 | Non | 9.0
CAPRI | ADCCM252N075NPN | EC000441 | EF001210 | Non | 9.0
CAPRI | ADCCM252N075NPN | EC000441 | EF001758 | EV003712 | 9.0
CAPRI | ADCCM252N075NPN | EC000441 | EF004191 | Non | 9.0
CAPRI | ADCCM252N075NPN | EC000441 | EF004685 | Non | 9.0
CAPRI | ADCCM252N075NPN | EC000441 | EF005004 | Non | 9.0
CAPRI | ADCCM252N075NPN | EC000441 | EF005049 | Non | 9.0
CAPRI | ADCCM252N075NPN | EC000441 | EF005337 | Non | 9.0
CAPRI | ADCCM252N075NPN | EC000441 | EF012184 | Non | 9.0
CAPRI | ADCCM252N075NPN | EC000441 | EF012547 | Non | 9.0
CAPRI | ADCCM252N075NPN | EC000441 | EF024919 | Non | 9.0
CAPRI | ADCCM252N075SSN | EC000441 | EF000025 | Non | 9.0
CAPRI | ADCCM252N075SSN | EC000441 | EF000084 | Non | 9.0
CAPRI | ADCCM252N075SSN | EC000441 | EF000734 | Non | 9.0
CAPRI | ADCCM252N075SSN | EC000441 | EF000878 | Non | 9.0
CAPRI | ADCCM252N075SSN | EC000441 | EF000881 | Non | 9.0
CAPRI | ADCCM252N075SSN | EC000441 | EF001062 | Non | 9.0
CAPRI | ADCCM252N075SSN | EC000441 | EF001210 | Non | 9.0
CAPRI | ADCCM252N075SSN | EC000441 | EF001758 | EV003712 | 9.0
CAPRI | ADCCM252N075SSN | EC000441 | EF004191 | Non | 9.0
CAPRI | ADCCM252N075SSN | EC000441 | EF004685 | Non | 9.0
CAPRI | ADCCM252N075SSN | EC000441 | EF005004 | Non | 9.0
CAPRI | ADCCM252N075SSN | EC000441 | EF005049 | Non | 9.0
CAPRI | ADCCM252N075SSN | EC000441 | EF005337 | Non | 9.0
CAPRI | ADCCM252N075SSN | EC000441 | EF012184 | Non | 9.0
CAPRI | ADCCM252N075SSN | EC000441 | EF012547 | Non | 9.0
CAPRI | ADCCM252N075SSN | EC000441 | EF024919 | Non | 9.0
CAPRI | ADCCM252N075SSNK1 | EC000441 | EF000025 | Non | 9.0
CAPRI | ADCCM252N075SSNK1 | EC000441 | EF000084 | Non | 9.0
CAPRI | ADCCM252N075SSNK1 | EC000441 | EF000734 | Non | 9.0
CAPRI | ADCCM252N075SSNK1 | EC000441 | EF000878 | Non | 9.0
CAPRI | ADCCM252N075SSNK1 | EC000441 | EF000881 | Non | 9.0
CAPRI | ADCCM252N075SSNK1 | EC000441 | EF001062 | Non | 9.0
CAPRI | ADCCM252N075SSNK1 | EC000441 | EF001210 | Non | 9.0
CAPRI | ADCCM252N075SSNK1 | EC000441 | EF004191 | Non | 9.0
CAPRI | ADCCM252N075SSNK1 | EC000441 | EF004685 | Non | 9.0
CAPRI | ADCCM252N075SSNK1 | EC000441 | EF005004 | Non | 9.0
CAPRI | ADCCM252N075SSNK1 | EC000441 | EF005049 | Non | 9.0
CAPRI | ADCCM252N075SSNK1 | EC000441 | EF005337 | Non | 9.0
CAPRI | ADCCM252N075SSNK1 | EC000441 | EF012184 | Non | 9.0
CAPRI | ADCCM252N075SSNK1 | EC000441 | EF012547 | Non | 9.0
CAPRI | ADCCM252N075SSNK1 | EC000441 | EF024919 | Non | 9.0
CAPRI | ADCCM253G075NPN | EC000441 | EF000025 | Non | 9.0
CAPRI | ADCCM253G075NPN | EC000441 | EF000084 | Non | 9.0
CAPRI | ADCCM253G075NPN | EC000441 | EF000734 | Non | 9.0
CAPRI | ADCCM253G075NPN | EC000441 | EF000878 | Non | 9.0
CAPRI | ADCCM253G075NPN | EC000441 | EF000881 | Non | 9.0
CAPRI | ADCCM253G075NPN | EC000441 | EF001062 | Non | 9.0
CAPRI | ADCCM253G075NPN | EC000441 | EF001210 | Non | 9.0
CAPRI | ADCCM253G075NPN | EC000441 | EF001758 | EV003712 | 9.0
CAPRI | ADCCM253G075NPN | EC000441 | EF004191 | Non | 9.0
CAPRI | ADCCM253G075NPN | EC000441 | EF004685 | Non | 9.0
CAPRI | ADCCM253G075NPN | EC000441 | EF005004 | Non | 9.0
CAPRI | ADCCM253G075NPN | EC000441 | EF005049 | Non | 9.0
CAPRI | ADCCM253G075NPN | EC000441 | EF005337 | Non | 9.0
CAPRI | ADCCM253G075NPN | EC000441 | EF012184 | Non | 9.0
CAPRI | ADCCM253G075NPN | EC000441 | EF012547 | Non | 9.0
CAPRI | ADCCM253G075NPN | EC000441 | EF024919 | Non | 9.0
CAPRI | ADCCM253G075NPNK1 | EC000441 | EF000025 | Non | 9.0
CAPRI | ADCCM253G075NPNK1 | EC000441 | EF000084 | Non | 9.0
CAPRI | ADCCM253G075NPNK1 | EC000441 | EF000734 | Non | 9.0
CAPRI | ADCCM253G075NPNK1 | EC000441 | EF000878 | Non | 9.0
CAPRI | ADCCM253G075NPNK1 | EC000441 | EF000881 | Non | 9.0
CAPRI | ADCCM253G075NPNK1 | EC000441 | EF001062 | Non | 9.0
CAPRI | ADCCM253G075NPNK1 | EC000441 | EF001210 | Non | 9.0
CAPRI | ADCCM253G075NPNK1 | EC000441 | EF001758 | EV003712 | 9.0
CAPRI | ADCCM253G075NPNK1 | EC000441 | EF004191 | Non | 9.0
CAPRI | ADCCM253G075NPNK1 | EC000441 | EF004685 | Non | 9.0
CAPRI | ADCCM253G075NPNK1 | EC000441 | EF005004 | Non | 9.0
CAPRI | ADCCM253G075NPNK1 | EC000441 | EF005049 | Non | 9.0
CAPRI | ADCCM253G075NPNK1 | EC000441 | EF005337 | Non | 9.0
CAPRI | ADCCM253G075NPNK1 | EC000441 | EF012184 | Non | 9.0
CAPRI | ADCCM253G075NPNK1 | EC000441 | EF012547 | Non | 9.0
CAPRI | ADCCM253G075NPNK1 | EC000441 | EF024919 | Non | 9.0
CAPRI | ADCCM253G075SSN | EC000441 | EF000025 | Non | 9.0
CAPRI | ADCCM253G075SSN | EC000441 | EF000084 | Non | 9.0
CAPRI | ADCCM253G075SSN | EC000441 | EF000734 | Non | 9.0
CAPRI | ADCCM253G075SSN | EC000441 | EF000878 | Non | 9.0
CAPRI | ADCCM253G075SSN | EC000441 | EF000881 | Non | 9.0
CAPRI | ADCCM253G075SSN | EC000441 | EF001062 | Non | 9.0
CAPRI | ADCCM253G075SSN | EC000441 | EF001210 | Non | 9.0
CAPRI | ADCCM253G075SSN | EC000441 | EF001758 | EV003712 | 9.0
CAPRI | ADCCM253G075SSN | EC000441 | EF004191 | Non | 9.0
CAPRI | ADCCM253G075SSN | EC000441 | EF004685 | Non | 9.0
CAPRI | ADCCM253G075SSN | EC000441 | EF005004 | Non | 9.0
CAPRI | ADCCM253G075SSN | EC000441 | EF005049 | Non | 9.0
CAPRI | ADCCM253G075SSN | EC000441 | EF005337 | Non | 9.0
CAPRI | ADCCM253G075SSN | EC000441 | EF012184 | Non | 9.0
CAPRI | ADCCM253G075SSN | EC000441 | EF012547 | Non | 9.0
CAPRI | ADCCM253G075SSN | EC000441 | EF024919 | Non | 9.0
CAPRI | ADCCM253G100NPN | EC000441 | EF000025 | Non | 9.0
CAPRI | ADCCM253G100NPN | EC000441 | EF000084 | Non | 9.0
CAPRI | ADCCM253G100NPN | EC000441 | EF000734 | Non | 9.0
CAPRI | ADCCM253G100NPN | EC000441 | EF000878 | Non | 9.0
CAPRI | ADCCM253G100NPN | EC000441 | EF000881 | Non | 9.0
CAPRI | ADCCM253G100NPN | EC000441 | EF001062 | Non | 9.0
CAPRI | ADCCM253G100NPN | EC000441 | EF001210 | Non | 9.0
CAPRI | ADCCM253G100NPN | EC000441 | EF001758 | EV003712 | 9.0
CAPRI | ADCCM253G100NPN | EC000441 | EF004191 | Non | 9.0
CAPRI | ADCCM253G100NPN | EC000441 | EF004685 | Non | 9.0
CAPRI | ADCCM253G100NPN | EC000441 | EF005004 | Non | 9.0
CAPRI | ADCCM253G100NPN | EC000441 | EF005049 | Non | 9.0
CAPRI | ADCCM253G100NPN | EC000441 | EF005337 | Non | 9.0
CAPRI | ADCCM253G100NPN | EC000441 | EF012184 | Non | 9.0
CAPRI | ADCCM253G100NPN | EC000441 | EF012547 | Non | 9.0
CAPRI | ADCCM253G100NPN | EC000441 | EF024919 | Non | 9.0
CAPRI | ADCCM253G100SSN | EC000441 | EF000025 | Non | 9.0
CAPRI | ADCCM253G100SSN | EC000441 | EF000084 | Non | 9.0
CAPRI | ADCCM253G100SSN | EC000441 | EF000734 | Non | 9.0
CAPRI | ADCCM253G100SSN | EC000441 | EF000878 | Non | 9.0
CAPRI | ADCCM253G100SSN | EC000441 | EF000881 | Non | 9.0
CAPRI | ADCCM253G100SSN | EC000441 | EF001062 | Non | 9.0
CAPRI | ADCCM253G100SSN | EC000441 | EF001210 | Non | 9.0
CAPRI | ADCCM253G100SSN | EC000441 | EF001758 | EV003712 | 9.0
CAPRI | ADCCM253G100SSN | EC000441 | EF004191 | Non | 9.0
CAPRI | ADCCM253G100SSN | EC000441 | EF004685 | Non | 9.0
CAPRI | ADCCM253G100SSN | EC000441 | EF005004 | Non | 9.0
CAPRI | ADCCM253G100SSN | EC000441 | EF005049 | Non | 9.0
CAPRI | ADCCM253G100SSN | EC000441 | EF005337 | Non | 9.0
CAPRI | ADCCM253G100SSN | EC000441 | EF012184 | Non | 9.0
CAPRI | ADCCM253G100SSN | EC000441 | EF012547 | Non | 9.0
CAPRI | ADCCM253G100SSN | EC000441 | EF024919 | Non | 9.0
CAPRI | ADCCM253M25NPN | EC000441 | EF000025 | Non | 9.0
CAPRI | ADCCM253M25NPN | EC000441 | EF000084 | Non | 9.0
CAPRI | ADCCM253M25NPN | EC000441 | EF000734 | Non | 9.0
CAPRI | ADCCM253M25NPN | EC000441 | EF000878 | Non | 9.0
CAPRI | ADCCM253M25NPN | EC000441 | EF000881 | Non | 9.0
CAPRI | ADCCM253M25NPN | EC000441 | EF001062 | Non | 9.0
CAPRI | ADCCM253M25NPN | EC000441 | EF001210 | Non | 9.0
CAPRI | ADCCM253M25NPN | EC000441 | EF001758 | EV003712 | 9.0
CAPRI | ADCCM253M25NPN | EC000441 | EF004191 | Non | 9.0
CAPRI | ADCCM253M25NPN | EC000441 | EF004685 | Non | 9.0
CAPRI | ADCCM253M25NPN | EC000441 | EF005004 | Non | 9.0
CAPRI | ADCCM253M25NPN | EC000441 | EF005049 | Non | 9.0
CAPRI | ADCCM253M25NPN | EC000441 | EF005337 | Non | 9.0
CAPRI | ADCCM253M25NPN | EC000441 | EF012184 | Non | 9.0
CAPRI | ADCCM253M25NPN | EC000441 | EF012547 | Non | 9.0
CAPRI | ADCCM253M25NPN | EC000441 | EF024919 | Non | 9.0
CAPRI | ADCCM253M25NPNK1 | EC000441 | EF000025 | Non | 9.0
CAPRI | ADCCM253M25NPNK1 | EC000441 | EF000084 | Non | 9.0
CAPRI | ADCCM253M25NPNK1 | EC000441 | EF000734 | Non | 9.0
CAPRI | ADCCM253M25NPNK1 | EC000441 | EF000878 | Non | 9.0
CAPRI | ADCCM253M25NPNK1 | EC000441 | EF000881 | Non | 9.0
CAPRI | ADCCM253M25NPNK1 | EC000441 | EF001062 | Non | 9.0
CAPRI | ADCCM253M25NPNK1 | EC000441 | EF001210 | Non | 9.0
CAPRI | ADCCM253M25NPNK1 | EC000441 | EF004191 | Non | 9.0
CAPRI | ADCCM253M25NPNK1 | EC000441 | EF004685 | Non | 9.0
CAPRI | ADCCM253M25NPNK1 | EC000441 | EF005004 | Non | 9.0
CAPRI | ADCCM253M25NPNK1 | EC000441 | EF005049 | Non | 9.0
CAPRI | ADCCM253M25NPNK1 | EC000441 | EF005337 | Non | 9.0
CAPRI | ADCCM253M25NPNK1 | EC000441 | EF012184 | Non | 9.0
CAPRI | ADCCM253M25NPNK1 | EC000441 | EF012547 | Non | 9.0
CAPRI | ADCCM253M25NPNK1 | EC000441 | EF024919 | Non | 9.0
CAPRI | ADCCM253M25SSN | EC000441 | EF000025 | Non | 9.0
CAPRI | ADCCM253M25SSN | EC000441 | EF000084 | Non | 9.0
CAPRI | ADCCM253M25SSN | EC000441 | EF000734 | Non | 9.0
CAPRI | ADCCM253M25SSN | EC000441 | EF000878 | Non | 9.0
CAPRI | ADCCM253M25SSN | EC000441 | EF000881 | Non | 9.0
CAPRI | ADCCM253M25SSN | EC000441 | EF001062 | Non | 9.0
CAPRI | ADCCM253M25SSN | EC000441 | EF001210 | Non | 9.0
CAPRI | ADCCM253M25SSN | EC000441 | EF001758 | EV003712 | 9.0
CAPRI | ADCCM253M25SSN | EC000441 | EF004191 | Non | 9.0
CAPRI | ADCCM253M25SSN | EC000441 | EF004685 | Non | 9.0
CAPRI | ADCCM253M25SSN | EC000441 | EF005004 | Non | 9.0
CAPRI | ADCCM253M25SSN | EC000441 | EF005049 | Non | 9.0
CAPRI | ADCCM253M25SSN | EC000441 | EF005337 | Non | 9.0
CAPRI | ADCCM253M25SSN | EC000441 | EF012184 | Non | 9.0
CAPRI | ADCCM253M25SSN | EC000441 | EF012547 | Non | 9.0
CAPRI | ADCCM253M25SSN | EC000441 | EF024919 | Non | 9.0
CAPRI | ADCCM253M25SSNK1 | EC000441 | EF000025 | Non | 9.0
CAPRI | ADCCM253M25SSNK1 | EC000441 | EF000084 | Non | 9.0
CAPRI | ADCCM253M25SSNK1 | EC000441 | EF000734 | Non | 9.0
CAPRI | ADCCM253M25SSNK1 | EC000441 | EF000878 | Non | 9.0
CAPRI | ADCCM253M25SSNK1 | EC000441 | EF000881 | Non | 9.0
CAPRI | ADCCM253M25SSNK1 | EC000441 | EF001062 | Non | 9.0
CAPRI | ADCCM253M25SSNK1 | EC000441 | EF001210 | Non | 9.0
CAPRI | ADCCM253M25SSNK1 | EC000441 | EF004191 | Non | 9.0
CAPRI | ADCCM253M25SSNK1 | EC000441 | EF004685 | Non | 9.0
CAPRI | ADCCM253M25SSNK1 | EC000441 | EF005004 | Non | 9.0
CAPRI | ADCCM253M25SSNK1 | EC000441 | EF005049 | Non | 9.0
CAPRI | ADCCM253M25SSNK1 | EC000441 | EF005337 | Non | 9.0
CAPRI | ADCCM253M25SSNK1 | EC000441 | EF012184 | Non | 9.0
CAPRI | ADCCM253M25SSNK1 | EC000441 | EF012547 | Non | 9.0
CAPRI | ADCCM253M25SSNK1 | EC000441 | EF024919 | Non | 9.0
CAPRI | ADCCM253M32NPN | EC000441 | EF000025 | Non | 9.0
CAPRI | ADCCM253M32NPN | EC000441 | EF000084 | Non | 9.0
CAPRI | ADCCM253M32NPN | EC000441 | EF000734 | Non | 9.0
CAPRI | ADCCM253M32NPN | EC000441 | EF000878 | Non | 9.0
CAPRI | ADCCM253M32NPN | EC000441 | EF000881 | Non | 9.0
CAPRI | ADCCM253M32NPN | EC000441 | EF001062 | Non | 9.0
CAPRI | ADCCM253M32NPN | EC000441 | EF001210 | Non | 9.0
CAPRI | ADCCM253M32NPN | EC000441 | EF001758 | EV003712 | 9.0
CAPRI | ADCCM253M32NPN | EC000441 | EF004191 | Non | 9.0
CAPRI | ADCCM253M32NPN | EC000441 | EF004685 | Non | 9.0
CAPRI | ADCCM253M32NPN | EC000441 | EF005004 | Non | 9.0
CAPRI | ADCCM253M32NPN | EC000441 | EF005049 | Non | 9.0
CAPRI | ADCCM253M32NPN | EC000441 | EF005337 | Non | 9.0
CAPRI | ADCCM253M32NPN | EC000441 | EF012184 | Non | 9.0
CAPRI | ADCCM253M32NPN | EC000441 | EF012547 | Non | 9.0
CAPRI | ADCCM253M32NPN | EC000441 | EF024919 | Non | 9.0
CAPRI | ADCCM253M32SSN | EC000441 | EF000025 | Non | 9.0
CAPRI | ADCCM253M32SSN | EC000441 | EF000084 | Non | 9.0
CAPRI | ADCCM253M32SSN | EC000441 | EF000734 | Non | 9.0
CAPRI | ADCCM253M32SSN | EC000441 | EF000878 | Non | 9.0
CAPRI | ADCCM253M32SSN | EC000441 | EF000881 | Non | 9.0
CAPRI | ADCCM253M32SSN | EC000441 | EF001062 | Non | 9.0
CAPRI | ADCCM253M32SSN | EC000441 | EF001210 | Non | 9.0
CAPRI | ADCCM253M32SSN | EC000441 | EF001758 | EV003712 | 9.0
CAPRI | ADCCM253M32SSN | EC000441 | EF004191 | Non | 9.0
CAPRI | ADCCM253M32SSN | EC000441 | EF004685 | Non | 9.0
CAPRI | ADCCM253M32SSN | EC000441 | EF005004 | Non | 9.0
CAPRI | ADCCM253M32SSN | EC000441 | EF005049 | Non | 9.0
CAPRI | ADCCM253M32SSN | EC000441 | EF005337 | Non | 9.0
CAPRI | ADCCM253M32SSN | EC000441 | EF012184 | Non | 9.0
CAPRI | ADCCM253M32SSN | EC000441 | EF012547 | Non | 9.0
CAPRI | ADCCM253M32SSN | EC000441 | EF024919 | Non | 9.0
CAPRI | ADCCM253N075NPN | EC000441 | EF000025 | Non | 9.0
CAPRI | ADCCM253N075NPN | EC000441 | EF000084 | Non | 9.0
CAPRI | ADCCM253N075NPN | EC000441 | EF000734 | Non | 9.0
CAPRI | ADCCM253N075NPN | EC000441 | EF000878 | Non | 9.0
CAPRI | ADCCM253N075NPN | EC000441 | EF000881 | Non | 9.0
CAPRI | ADCCM253N075NPN | EC000441 | EF001062 | Non | 9.0
CAPRI | ADCCM253N075NPN | EC000441 | EF001210 | Non | 9.0
CAPRI | ADCCM253N075NPN | EC000441 | EF001758 | EV003712 | 9.0
CAPRI | ADCCM253N075NPN | EC000441 | EF004191 | Non | 9.0
CAPRI | ADCCM253N075NPN | EC000441 | EF004685 | Non | 9.0
CAPRI | ADCCM253N075NPN | EC000441 | EF005004 | Non | 9.0
CAPRI | ADCCM253N075NPN | EC000441 | EF005049 | Non | 9.0
CAPRI | ADCCM253N075NPN | EC000441 | EF005337 | Non | 9.0
CAPRI | ADCCM253N075NPN | EC000441 | EF012184 | Non | 9.0
CAPRI | ADCCM253N075NPN | EC000441 | EF012547 | Non | 9.0
CAPRI | ADCCM253N075NPN | EC000441 | EF024919 | Non | 9.0
CAPRI | ADCCM253N075SSN | EC000441 | EF000025 | Non | 9.0
CAPRI | ADCCM253N075SSN | EC000441 | EF000084 | Non | 9.0
CAPRI | ADCCM253N075SSN | EC000441 | EF000734 | Non | 9.0
CAPRI | ADCCM253N075SSN | EC000441 | EF000878 | Non | 9.0
CAPRI | ADCCM253N075SSN | EC000441 | EF000881 | Non | 9.0
CAPRI | ADCCM253N075SSN | EC000441 | EF001062 | Non | 9.0
CAPRI | ADCCM253N075SSN | EC000441 | EF001210 | Non | 9.0
CAPRI | ADCCM253N075SSN | EC000441 | EF001758 | EV003712 | 9.0
CAPRI | ADCCM253N075SSN | EC000441 | EF004191 | Non | 9.0
CAPRI | ADCCM253N075SSN | EC000441 | EF004685 | Non | 9.0
CAPRI | ADCCM253N075SSN | EC000441 | EF005004 | Non | 9.0
CAPRI | ADCCM253N075SSN | EC000441 | EF005049 | Non | 9.0
CAPRI | ADCCM253N075SSN | EC000441 | EF005337 | Non | 9.0
CAPRI | ADCCM253N075SSN | EC000441 | EF012184 | Non | 9.0
CAPRI | ADCCM253N075SSN | EC000441 | EF012547 | Non | 9.0
CAPRI | ADCCM253N075SSN | EC000441 | EF024919 | Non | 9.0
CAPRI | ADCCM253N100NPN | EC000441 | EF000025 | Non | 9.0
CAPRI | ADCCM253N100NPN | EC000441 | EF000084 | Non | 9.0
CAPRI | ADCCM253N100NPN | EC000441 | EF000734 | Non | 9.0
CAPRI | ADCCM253N100NPN | EC000441 | EF000878 | Non | 9.0
CAPRI | ADCCM253N100NPN | EC000441 | EF000881 | Non | 9.0
CAPRI | ADCCM253N100NPN | EC000441 | EF001062 | Non | 9.0
CAPRI | ADCCM253N100NPN | EC000441 | EF001210 | Non | 9.0
CAPRI | ADCCM253N100NPN | EC000441 | EF001758 | EV003712 | 9.0
CAPRI | ADCCM253N100NPN | EC000441 | EF004191 | Non | 9.0
CAPRI | ADCCM253N100NPN | EC000441 | EF004685 | Non | 9.0
CAPRI | ADCCM253N100NPN | EC000441 | EF005004 | Non | 9.0
CAPRI | ADCCM253N100NPN | EC000441 | EF005049 | Non | 9.0
CAPRI | ADCCM253N100NPN | EC000441 | EF005337 | Non | 9.0
CAPRI | ADCCM253N100NPN | EC000441 | EF012184 | Non | 9.0
CAPRI | ADCCM253N100NPN | EC000441 | EF012547 | Non | 9.0
CAPRI | ADCCM253N100NPN | EC000441 | EF024919 | Non | 9.0
CAPRI | ADCCM253N100SSN | EC000441 | EF000025 | Non | 9.0
CAPRI | ADCCM253N100SSN | EC000441 | EF000084 | Non | 9.0
CAPRI | ADCCM253N100SSN | EC000441 | EF000734 | Non | 9.0
CAPRI | ADCCM253N100SSN | EC000441 | EF000878 | Non | 9.0
CAPRI | ADCCM253N100SSN | EC000441 | EF000881 | Non | 9.0
CAPRI | ADCCM253N100SSN | EC000441 | EF001062 | Non | 9.0
CAPRI | ADCCM253N100SSN | EC000441 | EF001210 | Non | 9.0
CAPRI | ADCCM253N100SSN | EC000441 | EF001758 | EV003712 | 9.0
CAPRI | ADCCM253N100SSN | EC000441 | EF004191 | Non | 9.0
CAPRI | ADCCM253N100SSN | EC000441 | EF004685 | Non | 9.0
CAPRI | ADCCM253N100SSN | EC000441 | EF005004 | Non | 9.0
CAPRI | ADCCM253N100SSN | EC000441 | EF005049 | Non | 9.0
CAPRI | ADCCM253N100SSN | EC000441 | EF005337 | Non | 9.0
CAPRI | ADCCM253N100SSN | EC000441 | EF012184 | Non | 9.0
CAPRI | ADCCM253N100SSN | EC000441 | EF012547 | Non | 9.0
CAPRI | ADCCM253N100SSN | EC000441 | EF024919 | Non | 9.0
CAPRI | ADCCM253N100SSNK1 | EC000441 | EF000025 | Non | 9.0
CAPRI | ADCCM253N100SSNK1 | EC000441 | EF000084 | Non | 9.0
CAPRI | ADCCM253N100SSNK1 | EC000441 | EF000734 | Non | 9.0
CAPRI | ADCCM253N100SSNK1 | EC000441 | EF000878 | Non | 9.0
CAPRI | ADCCM253N100SSNK1 | EC000441 | EF000881 | Non | 9.0
CAPRI | ADCCM253N100SSNK1 | EC000441 | EF001062 | Non | 9.0
CAPRI | ADCCM253N100SSNK1 | EC000441 | EF001210 | Non | 9.0
CAPRI | ADCCM253N100SSNK1 | EC000441 | EF004191 | Non | 9.0
CAPRI | ADCCM253N100SSNK1 | EC000441 | EF004685 | Non | 9.0
CAPRI | ADCCM253N100SSNK1 | EC000441 | EF005004 | Non | 9.0
CAPRI | ADCCM253N100SSNK1 | EC000441 | EF005049 | Non | 9.0
CAPRI | ADCCM253N100SSNK1 | EC000441 | EF005337 | Non | 9.0
CAPRI | ADCCM253N100SSNK1 | EC000441 | EF012184 | Non | 9.0
CAPRI | ADCCM253N100SSNK1 | EC000441 | EF012547 | Non | 9.0
CAPRI | ADCCM253N100SSNK1 | EC000441 | EF024919 | Non | 9.0
CAPRI | ADCCM322G100NPN | EC000441 | EF000025 | Non | 9.0
CAPRI | ADCCM322G100NPN | EC000441 | EF000084 | Non | 9.0
CAPRI | ADCCM322G100NPN | EC000441 | EF000734 | Non | 9.0
CAPRI | ADCCM322G100NPN | EC000441 | EF000878 | Non | 9.0
CAPRI | ADCCM322G100NPN | EC000441 | EF000881 | Non | 9.0
CAPRI | ADCCM322G100NPN | EC000441 | EF001062 | Non | 9.0
CAPRI | ADCCM322G100NPN | EC000441 | EF001210 | Non | 9.0
CAPRI | ADCCM322G100NPN | EC000441 | EF001758 | EV003712 | 9.0
CAPRI | ADCCM322G100NPN | EC000441 | EF004191 | Non | 9.0
CAPRI | ADCCM322G100NPN | EC000441 | EF004685 | Non | 9.0
CAPRI | ADCCM322G100NPN | EC000441 | EF005004 | Non | 9.0
CAPRI | ADCCM322G100NPN | EC000441 | EF005049 | Non | 9.0
CAPRI | ADCCM322G100NPN | EC000441 | EF005337 | Non | 9.0
CAPRI | ADCCM322G100NPN | EC000441 | EF012184 | Non | 9.0
CAPRI | ADCCM322G100NPN | EC000441 | EF012547 | Non | 9.0
CAPRI | ADCCM322G100NPN | EC000441 | EF024919 | Non | 9.0
CAPRI | ADCCM322G100SSN | EC000441 | EF000025 | Non | 9.0
CAPRI | ADCCM322G100SSN | EC000441 | EF000084 | Non | 9.0
CAPRI | ADCCM322G100SSN | EC000441 | EF000734 | Non | 9.0
CAPRI | ADCCM322G100SSN | EC000441 | EF000878 | Non | 9.0
CAPRI | ADCCM322G100SSN | EC000441 | EF000881 | Non | 9.0
CAPRI | ADCCM322G100SSN | EC000441 | EF001062 | Non | 9.0
CAPRI | ADCCM322G100SSN | EC000441 | EF001210 | Non | 9.0
CAPRI | ADCCM322G100SSN | EC000441 | EF001758 | EV003712 | 9.0
CAPRI | ADCCM322G100SSN | EC000441 | EF004191 | Non | 9.0
CAPRI | ADCCM322G100SSN | EC000441 | EF004685 | Non | 9.0
CAPRI | ADCCM322G100SSN | EC000441 | EF005004 | Non | 9.0
CAPRI | ADCCM322G100SSN | EC000441 | EF005049 | Non | 9.0
CAPRI | ADCCM322G100SSN | EC000441 | EF005337 | Non | 9.0
CAPRI | ADCCM322G100SSN | EC000441 | EF012184 | Non | 9.0
CAPRI | ADCCM322G100SSN | EC000441 | EF012547 | Non | 9.0
CAPRI | ADCCM322G100SSN | EC000441 | EF024919 | Non | 9.0
CAPRI | ADCCM322M32NPN | EC000441 | EF000025 | Non | 9.0
CAPRI | ADCCM322M32NPN | EC000441 | EF000084 | Non | 9.0
CAPRI | ADCCM322M32NPN | EC000441 | EF000734 | Non | 9.0
CAPRI | ADCCM322M32NPN | EC000441 | EF000878 | Non | 9.0
CAPRI | ADCCM322M32NPN | EC000441 | EF000881 | Non | 9.0
CAPRI | ADCCM322M32NPN | EC000441 | EF001062 | Non | 9.0
CAPRI | ADCCM322M32NPN | EC000441 | EF001210 | Non | 9.0
CAPRI | ADCCM322M32NPN | EC000441 | EF001758 | EV003712 | 9.0
CAPRI | ADCCM322M32NPN | EC000441 | EF004191 | Non | 9.0
CAPRI | ADCCM322M32NPN | EC000441 | EF004685 | Non | 9.0
CAPRI | ADCCM322M32NPN | EC000441 | EF005004 | Non | 9.0
CAPRI | ADCCM322M32NPN | EC000441 | EF005049 | Non | 9.0
CAPRI | ADCCM322M32NPN | EC000441 | EF005337 | Non | 9.0
CAPRI | ADCCM322M32NPN | EC000441 | EF012184 | Non | 9.0
CAPRI | ADCCM322M32NPN | EC000441 | EF012547 | Non | 9.0
CAPRI | ADCCM322M32NPN | EC000441 | EF024919 | Non | 9.0
CAPRI | ADCCM322M32NPNK1 | EC000441 | EF000025 | Non | 9.0
CAPRI | ADCCM322M32NPNK1 | EC000441 | EF000084 | Non | 9.0
CAPRI | ADCCM322M32NPNK1 | EC000441 | EF000734 | Non | 9.0
CAPRI | ADCCM322M32NPNK1 | EC000441 | EF000878 | Non | 9.0
CAPRI | ADCCM322M32NPNK1 | EC000441 | EF000881 | Non | 9.0
CAPRI | ADCCM322M32NPNK1 | EC000441 | EF001062 | Non | 9.0
CAPRI | ADCCM322M32NPNK1 | EC000441 | EF001210 | Non | 9.0
CAPRI | ADCCM322M32NPNK1 | EC000441 | EF004191 | Non | 9.0
CAPRI | ADCCM322M32NPNK1 | EC000441 | EF004685 | Non | 9.0
CAPRI | ADCCM322M32NPNK1 | EC000441 | EF005004 | Non | 9.0
CAPRI | ADCCM322M32NPNK1 | EC000441 | EF005049 | Non | 9.0
CAPRI | ADCCM322M32NPNK1 | EC000441 | EF005337 | Non | 9.0
CAPRI | ADCCM322M32NPNK1 | EC000441 | EF012184 | Non | 9.0
CAPRI | ADCCM322M32NPNK1 | EC000441 | EF012547 | Non | 9.0
CAPRI | ADCCM322M32NPNK1 | EC000441 | EF024919 | Non | 9.0
CAPRI | ADCCM322M32SSN | EC000441 | EF000025 | Non | 9.0
CAPRI | ADCCM322M32SSN | EC000441 | EF000084 | Non | 9.0
CAPRI | ADCCM322M32SSN | EC000441 | EF000734 | Non | 9.0
CAPRI | ADCCM322M32SSN | EC000441 | EF000878 | Non | 9.0
CAPRI | ADCCM322M32SSN | EC000441 | EF000881 | Non | 9.0
CAPRI | ADCCM322M32SSN | EC000441 | EF001062 | Non | 9.0
CAPRI | ADCCM322M32SSN | EC000441 | EF001210 | Non | 9.0
CAPRI | ADCCM322M32SSN | EC000441 | EF001758 | EV003712 | 9.0
CAPRI | ADCCM322M32SSN | EC000441 | EF004191 | Non | 9.0
CAPRI | ADCCM322M32SSN | EC000441 | EF004685 | Non | 9.0
CAPRI | ADCCM322M32SSN | EC000441 | EF005004 | Non | 9.0
CAPRI | ADCCM322M32SSN | EC000441 | EF005049 | Non | 9.0
CAPRI | ADCCM322M32SSN | EC000441 | EF005337 | Non | 9.0
CAPRI | ADCCM322M32SSN | EC000441 | EF012184 | Non | 9.0
CAPRI | ADCCM322M32SSN | EC000441 | EF012547 | Non | 9.0
CAPRI | ADCCM322M32SSN | EC000441 | EF024919 | Non | 9.0
CAPRI | ADCCM322M32SSNK1 | EC000441 | EF000025 | Non | 9.0
CAPRI | ADCCM322M32SSNK1 | EC000441 | EF000084 | Non | 9.0
CAPRI | ADCCM322M32SSNK1 | EC000441 | EF000734 | Non | 9.0
CAPRI | ADCCM322M32SSNK1 | EC000441 | EF000878 | Non | 9.0
CAPRI | ADCCM322M32SSNK1 | EC000441 | EF000881 | Non | 9.0
CAPRI | ADCCM322M32SSNK1 | EC000441 | EF001062 | Non | 9.0
CAPRI | ADCCM322M32SSNK1 | EC000441 | EF001210 | Non | 9.0
CAPRI | ADCCM322M32SSNK1 | EC000441 | EF004191 | Non | 9.0
CAPRI | ADCCM322M32SSNK1 | EC000441 | EF004685 | Non | 9.0
CAPRI | ADCCM322M32SSNK1 | EC000441 | EF005004 | Non | 9.0
CAPRI | ADCCM322M32SSNK1 | EC000441 | EF005049 | Non | 9.0
CAPRI | ADCCM322M32SSNK1 | EC000441 | EF005337 | Non | 9.0
CAPRI | ADCCM322M32SSNK1 | EC000441 | EF012184 | Non | 9.0
CAPRI | ADCCM322M32SSNK1 | EC000441 | EF012547 | Non | 9.0
CAPRI | ADCCM322M32SSNK1 | EC000441 | EF024919 | Non | 9.0
CAPRI | ADCCM322N100NPN | EC000441 | EF000025 | Non | 9.0
CAPRI | ADCCM322N100NPN | EC000441 | EF000084 | Non | 9.0
CAPRI | ADCCM322N100NPN | EC000441 | EF000734 | Non | 9.0
CAPRI | ADCCM322N100NPN | EC000441 | EF000878 | Non | 9.0
CAPRI | ADCCM322N100NPN | EC000441 | EF000881 | Non | 9.0
CAPRI | ADCCM322N100NPN | EC000441 | EF001062 | Non | 9.0
CAPRI | ADCCM322N100NPN | EC000441 | EF001210 | Non | 9.0
CAPRI | ADCCM322N100NPN | EC000441 | EF001758 | EV003712 | 9.0
CAPRI | ADCCM322N100NPN | EC000441 | EF004191 | Non | 9.0
CAPRI | ADCCM322N100NPN | EC000441 | EF004685 | Non | 9.0
CAPRI | ADCCM322N100NPN | EC000441 | EF005004 | Non | 9.0
CAPRI | ADCCM322N100NPN | EC000441 | EF005049 | Non | 9.0
CAPRI | ADCCM322N100NPN | EC000441 | EF005337 | Non | 9.0
CAPRI | ADCCM322N100NPN | EC000441 | EF012184 | Non | 9.0
CAPRI | ADCCM322N100NPN | EC000441 | EF012547 | Non | 9.0
CAPRI | ADCCM322N100NPN | EC000441 | EF024919 | Non | 9.0
CAPRI | ADCCM322N100SSN | EC000441 | EF000025 | Non | 9.0
CAPRI | ADCCM322N100SSN | EC000441 | EF000084 | Non | 9.0
CAPRI | ADCCM322N100SSN | EC000441 | EF000734 | Non | 9.0
CAPRI | ADCCM322N100SSN | EC000441 | EF000878 | Non | 9.0
CAPRI | ADCCM322N100SSN | EC000441 | EF000881 | Non | 9.0
CAPRI | ADCCM322N100SSN | EC000441 | EF001062 | Non | 9.0
CAPRI | ADCCM322N100SSN | EC000441 | EF001210 | Non | 9.0
CAPRI | ADCCM322N100SSN | EC000441 | EF001758 | EV003712 | 9.0
CAPRI | ADCCM322N100SSN | EC000441 | EF004191 | Non | 9.0
CAPRI | ADCCM322N100SSN | EC000441 | EF004685 | Non | 9.0
CAPRI | ADCCM322N100SSN | EC000441 | EF005004 | Non | 9.0
CAPRI | ADCCM322N100SSN | EC000441 | EF005049 | Non | 9.0
CAPRI | ADCCM322N100SSN | EC000441 | EF005337 | Non | 9.0
CAPRI | ADCCM322N100SSN | EC000441 | EF012184 | Non | 9.0
CAPRI | ADCCM322N100SSN | EC000441 | EF012547 | Non | 9.0
CAPRI | ADCCM322N100SSN | EC000441 | EF024919 | Non | 9.0
CAPRI | ADCCM322N100SSNK1 | EC000441 | EF000025 | Non | 9.0
CAPRI | ADCCM322N100SSNK1 | EC000441 | EF000084 | Non | 9.0
CAPRI | ADCCM322N100SSNK1 | EC000441 | EF000734 | Non | 9.0
CAPRI | ADCCM322N100SSNK1 | EC000441 | EF000878 | Non | 9.0
CAPRI | ADCCM322N100SSNK1 | EC000441 | EF000881 | Non | 9.0
CAPRI | ADCCM322N100SSNK1 | EC000441 | EF001062 | Non | 9.0
CAPRI | ADCCM322N100SSNK1 | EC000441 | EF001210 | Non | 9.0
CAPRI | ADCCM322N100SSNK1 | EC000441 | EF004191 | Non | 9.0
CAPRI | ADCCM322N100SSNK1 | EC000441 | EF004685 | Non | 9.0
CAPRI | ADCCM322N100SSNK1 | EC000441 | EF005004 | Non | 9.0
CAPRI | ADCCM322N100SSNK1 | EC000441 | EF005049 | Non | 9.0
CAPRI | ADCCM322N100SSNK1 | EC000441 | EF005337 | Non | 9.0
CAPRI | ADCCM322N100SSNK1 | EC000441 | EF012184 | Non | 9.0
CAPRI | ADCCM322N100SSNK1 | EC000441 | EF012547 | Non | 9.0
CAPRI | ADCCM322N100SSNK1 | EC000441 | EF024919 | Non | 9.0
CAPRI | ADCCM323G100NPN | EC000441 | EF000025 | Non | 9.0
CAPRI | ADCCM323G100NPN | EC000441 | EF000084 | Non | 9.0
CAPRI | ADCCM323G100NPN | EC000441 | EF000734 | Non | 9.0
CAPRI | ADCCM323G100NPN | EC000441 | EF000878 | Non | 9.0
CAPRI | ADCCM323G100NPN | EC000441 | EF000881 | Non | 9.0
CAPRI | ADCCM323G100NPN | EC000441 | EF001062 | Non | 9.0
CAPRI | ADCCM323G100NPN | EC000441 | EF001210 | Non | 9.0
CAPRI | ADCCM323G100NPN | EC000441 | EF001758 | EV003712 | 9.0
CAPRI | ADCCM323G100NPN | EC000441 | EF004191 | Non | 9.0
CAPRI | ADCCM323G100NPN | EC000441 | EF004685 | Non | 9.0
CAPRI | ADCCM323G100NPN | EC000441 | EF005004 | Non | 9.0
CAPRI | ADCCM323G100NPN | EC000441 | EF005049 | Non | 9.0
CAPRI | ADCCM323G100NPN | EC000441 | EF005337 | Non | 9.0
CAPRI | ADCCM323G100NPN | EC000441 | EF012184 | Non | 9.0
CAPRI | ADCCM323G100NPN | EC000441 | EF012547 | Non | 9.0
CAPRI | ADCCM323G100NPN | EC000441 | EF024919 | Non | 9.0
CAPRI | ADCCM323G100SSN | EC000441 | EF000025 | Non | 9.0
CAPRI | ADCCM323G100SSN | EC000441 | EF000084 | Non | 9.0
CAPRI | ADCCM323G100SSN | EC000441 | EF000734 | Non | 9.0
CAPRI | ADCCM323G100SSN | EC000441 | EF000878 | Non | 9.0
CAPRI | ADCCM323G100SSN | EC000441 | EF000881 | Non | 9.0
CAPRI | ADCCM323G100SSN | EC000441 | EF001062 | Non | 9.0
CAPRI | ADCCM323G100SSN | EC000441 | EF001210 | Non | 9.0
CAPRI | ADCCM323G100SSN | EC000441 | EF001758 | EV003712 | 9.0
CAPRI | ADCCM323G100SSN | EC000441 | EF004191 | Non | 9.0
CAPRI | ADCCM323G100SSN | EC000441 | EF004685 | Non | 9.0
CAPRI | ADCCM323G100SSN | EC000441 | EF005004 | Non | 9.0
CAPRI | ADCCM323G100SSN | EC000441 | EF005049 | Non | 9.0
CAPRI | ADCCM323G100SSN | EC000441 | EF005337 | Non | 9.0
CAPRI | ADCCM323G100SSN | EC000441 | EF012184 | Non | 9.0
CAPRI | ADCCM323G100SSN | EC000441 | EF012547 | Non | 9.0
CAPRI | ADCCM323G100SSN | EC000441 | EF024919 | Non | 9.0
CAPRI | ADCCM323G125NPN | EC000441 | EF000025 | Non | 9.0
CAPRI | ADCCM323G125NPN | EC000441 | EF000084 | Non | 9.0
CAPRI | ADCCM323G125NPN | EC000441 | EF000734 | Non | 9.0
CAPRI | ADCCM323G125NPN | EC000441 | EF000878 | Non | 9.0
CAPRI | ADCCM323G125NPN | EC000441 | EF000881 | Non | 9.0
CAPRI | ADCCM323G125NPN | EC000441 | EF001062 | Non | 9.0
CAPRI | ADCCM323G125NPN | EC000441 | EF001210 | Non | 9.0
CAPRI | ADCCM323G125NPN | EC000441 | EF001758 | EV003712 | 9.0
CAPRI | ADCCM323G125NPN | EC000441 | EF004191 | Non | 9.0
CAPRI | ADCCM323G125NPN | EC000441 | EF004685 | Non | 9.0
CAPRI | ADCCM323G125NPN | EC000441 | EF005004 | Non | 9.0
CAPRI | ADCCM323G125NPN | EC000441 | EF005049 | Non | 9.0
CAPRI | ADCCM323G125NPN | EC000441 | EF005337 | Non | 9.0
CAPRI | ADCCM323G125NPN | EC000441 | EF012184 | Non | 9.0
CAPRI | ADCCM323G125NPN | EC000441 | EF012547 | Non | 9.0
CAPRI | ADCCM323G125NPN | EC000441 | EF024919 | Non | 9.0
CAPRI | ADCCM323G125SSN | EC000441 | EF000025 | Non | 9.0
CAPRI | ADCCM323G125SSN | EC000441 | EF000084 | Non | 9.0
CAPRI | ADCCM323G125SSN | EC000441 | EF000734 | Non | 9.0
CAPRI | ADCCM323G125SSN | EC000441 | EF000878 | Non | 9.0
CAPRI | ADCCM323G125SSN | EC000441 | EF000881 | Non | 9.0
CAPRI | ADCCM323G125SSN | EC000441 | EF001062 | Non | 9.0
CAPRI | ADCCM323G125SSN | EC000441 | EF001210 | Non | 9.0
CAPRI | ADCCM323G125SSN | EC000441 | EF001758 | EV003712 | 9.0
CAPRI | ADCCM323G125SSN | EC000441 | EF004191 | Non | 9.0
CAPRI | ADCCM323G125SSN | EC000441 | EF004685 | Non | 9.0
CAPRI | ADCCM323G125SSN | EC000441 | EF005004 | Non | 9.0
CAPRI | ADCCM323G125SSN | EC000441 | EF005049 | Non | 9.0
CAPRI | ADCCM323G125SSN | EC000441 | EF005337 | Non | 9.0
CAPRI | ADCCM323G125SSN | EC000441 | EF012184 | Non | 9.0
CAPRI | ADCCM323G125SSN | EC000441 | EF012547 | Non | 9.0
CAPRI | ADCCM323G125SSN | EC000441 | EF024919 | Non | 9.0
CAPRI | ADCCM323M32NPN | EC000441 | EF000025 | Non | 9.0
CAPRI | ADCCM323M32NPN | EC000441 | EF000084 | Non | 9.0
CAPRI | ADCCM323M32NPN | EC000441 | EF000734 | Non | 9.0
CAPRI | ADCCM323M32NPN | EC000441 | EF000878 | Non | 9.0
CAPRI | ADCCM323M32NPN | EC000441 | EF000881 | Non | 9.0
CAPRI | ADCCM323M32NPN | EC000441 | EF001062 | Non | 9.0
CAPRI | ADCCM323M32NPN | EC000441 | EF001210 | Non | 9.0
CAPRI | ADCCM323M32NPN | EC000441 | EF001758 | EV003712 | 9.0
CAPRI | ADCCM323M32NPN | EC000441 | EF004191 | Non | 9.0
CAPRI | ADCCM323M32NPN | EC000441 | EF004685 | Non | 9.0
CAPRI | ADCCM323M32NPN | EC000441 | EF005004 | Non | 9.0
CAPRI | ADCCM323M32NPN | EC000441 | EF005049 | Non | 9.0
CAPRI | ADCCM323M32NPN | EC000441 | EF005337 | Non | 9.0
CAPRI | ADCCM323M32NPN | EC000441 | EF012184 | Non | 9.0
CAPRI | ADCCM323M32NPN | EC000441 | EF012547 | Non | 9.0
CAPRI | ADCCM323M32NPN | EC000441 | EF024919 | Non | 9.0
CAPRI | ADCCM323M32SSN | EC000441 | EF000025 | Non | 9.0
CAPRI | ADCCM323M32SSN | EC000441 | EF000084 | Non | 9.0
CAPRI | ADCCM323M32SSN | EC000441 | EF000734 | Non | 9.0
CAPRI | ADCCM323M32SSN | EC000441 | EF000878 | Non | 9.0
CAPRI | ADCCM323M32SSN | EC000441 | EF000881 | Non | 9.0
CAPRI | ADCCM323M32SSN | EC000441 | EF001062 | Non | 9.0
CAPRI | ADCCM323M32SSN | EC000441 | EF001210 | Non | 9.0
CAPRI | ADCCM323M32SSN | EC000441 | EF001758 | EV003712 | 9.0
CAPRI | ADCCM323M32SSN | EC000441 | EF004191 | Non | 9.0
CAPRI | ADCCM323M32SSN | EC000441 | EF004685 | Non | 9.0
CAPRI | ADCCM323M32SSN | EC000441 | EF005004 | Non | 9.0
CAPRI | ADCCM323M32SSN | EC000441 | EF005049 | Non | 9.0
CAPRI | ADCCM323M32SSN | EC000441 | EF005337 | Non | 9.0
CAPRI | ADCCM323M32SSN | EC000441 | EF012184 | Non | 9.0
CAPRI | ADCCM323M32SSN | EC000441 | EF012547 | Non | 9.0
CAPRI | ADCCM323M32SSN | EC000441 | EF024919 | Non | 9.0
CAPRI | ADCCM323M32SSNK1 | EC000441 | EF000025 | Non | 9.0
CAPRI | ADCCM323M32SSNK1 | EC000441 | EF000084 | Non | 9.0
CAPRI | ADCCM323M32SSNK1 | EC000441 | EF000734 | Non | 9.0
CAPRI | ADCCM323M32SSNK1 | EC000441 | EF000878 | Non | 9.0
CAPRI | ADCCM323M32SSNK1 | EC000441 | EF000881 | Non | 9.0
CAPRI | ADCCM323M32SSNK1 | EC000441 | EF001062 | Non | 9.0
CAPRI | ADCCM323M32SSNK1 | EC000441 | EF001210 | Non | 9.0
CAPRI | ADCCM323M32SSNK1 | EC000441 | EF001758 | EV003712 | 9.0
CAPRI | ADCCM323M32SSNK1 | EC000441 | EF004191 | Non | 9.0
CAPRI | ADCCM323M32SSNK1 | EC000441 | EF004685 | Non | 9.0
CAPRI | ADCCM323M32SSNK1 | EC000441 | EF005004 | Non | 9.0
CAPRI | ADCCM323M32SSNK1 | EC000441 | EF005049 | Non | 9.0
CAPRI | ADCCM323M32SSNK1 | EC000441 | EF005337 | Non | 9.0
CAPRI | ADCCM323M32SSNK1 | EC000441 | EF012184 | Non | 9.0
CAPRI | ADCCM323M32SSNK1 | EC000441 | EF012547 | Non | 9.0
CAPRI | ADCCM323M32SSNK1 | EC000441 | EF024919 | Non | 9.0
CAPRI | ADCCM323M40NPN | EC000441 | EF000025 | Non | 9.0
CAPRI | ADCCM323M40NPN | EC000441 | EF000084 | Non | 9.0
CAPRI | ADCCM323M40NPN | EC000441 | EF000734 | Non | 9.0
CAPRI | ADCCM323M40NPN | EC000441 | EF000878 | Non | 9.0
CAPRI | ADCCM323M40NPN | EC000441 | EF000881 | Non | 9.0
CAPRI | ADCCM323M40NPN | EC000441 | EF001062 | Non | 9.0
CAPRI | ADCCM323M40NPN | EC000441 | EF001210 | Non | 9.0
CAPRI | ADCCM323M40NPN | EC000441 | EF001758 | EV003712 | 9.0
CAPRI | ADCCM323M40NPN | EC000441 | EF004191 | Non | 9.0
CAPRI | ADCCM323M40NPN | EC000441 | EF004685 | Non | 9.0
CAPRI | ADCCM323M40NPN | EC000441 | EF005004 | Non | 9.0
CAPRI | ADCCM323M40NPN | EC000441 | EF005049 | Non | 9.0
CAPRI | ADCCM323M40NPN | EC000441 | EF005337 | Non | 9.0
CAPRI | ADCCM323M40NPN | EC000441 | EF012184 | Non | 9.0
CAPRI | ADCCM323M40NPN | EC000441 | EF012547 | Non | 9.0
CAPRI | ADCCM323M40NPN | EC000441 | EF024919 | Non | 9.0
CAPRI | ADCCM323M40SSN | EC000441 | EF000025 | Non | 9.0
CAPRI | ADCCM323M40SSN | EC000441 | EF000084 | Non | 9.0
CAPRI | ADCCM323M40SSN | EC000441 | EF000734 | Non | 9.0
CAPRI | ADCCM323M40SSN | EC000441 | EF000878 | Non | 9.0
CAPRI | ADCCM323M40SSN | EC000441 | EF000881 | Non | 9.0
CAPRI | ADCCM323M40SSN | EC000441 | EF001062 | Non | 9.0
CAPRI | ADCCM323M40SSN | EC000441 | EF001210 | Non | 9.0
CAPRI | ADCCM323M40SSN | EC000441 | EF001758 | EV003712 | 9.0
CAPRI | ADCCM323M40SSN | EC000441 | EF004191 | Non | 9.0
CAPRI | ADCCM323M40SSN | EC000441 | EF004685 | Non | 9.0
CAPRI | ADCCM323M40SSN | EC000441 | EF005004 | Non | 9.0
CAPRI | ADCCM323M40SSN | EC000441 | EF005049 | Non | 9.0
CAPRI | ADCCM323M40SSN | EC000441 | EF005337 | Non | 9.0
CAPRI | ADCCM323M40SSN | EC000441 | EF012184 | Non | 9.0
CAPRI | ADCCM323M40SSN | EC000441 | EF012547 | Non | 9.0
CAPRI | ADCCM323M40SSN | EC000441 | EF024919 | Non | 9.0
CAPRI | ADCCM323N100NPN | EC000441 | EF000025 | Non | 9.0
CAPRI | ADCCM323N100NPN | EC000441 | EF000084 | Non | 9.0
CAPRI | ADCCM323N100NPN | EC000441 | EF000734 | Non | 9.0
CAPRI | ADCCM323N100NPN | EC000441 | EF000878 | Non | 9.0
CAPRI | ADCCM323N100NPN | EC000441 | EF000881 | Non | 9.0
CAPRI | ADCCM323N100NPN | EC000441 | EF001062 | Non | 9.0
CAPRI | ADCCM323N100NPN | EC000441 | EF001210 | Non | 9.0
CAPRI | ADCCM323N100NPN | EC000441 | EF001758 | EV003712 | 9.0
CAPRI | ADCCM323N100NPN | EC000441 | EF004191 | Non | 9.0
CAPRI | ADCCM323N100NPN | EC000441 | EF004685 | Non | 9.0
CAPRI | ADCCM323N100NPN | EC000441 | EF005004 | Non | 9.0
CAPRI | ADCCM323N100NPN | EC000441 | EF005049 | Non | 9.0
CAPRI | ADCCM323N100NPN | EC000441 | EF005337 | Non | 9.0
CAPRI | ADCCM323N100NPN | EC000441 | EF012184 | Non | 9.0
CAPRI | ADCCM323N100NPN | EC000441 | EF012547 | Non | 9.0
CAPRI | ADCCM323N100NPN | EC000441 | EF024919 | Non | 9.0
CAPRI | ADCCM323N100SSN | EC000441 | EF000025 | Non | 9.0
CAPRI | ADCCM323N100SSN | EC000441 | EF000084 | Non | 9.0
CAPRI | ADCCM323N100SSN | EC000441 | EF000734 | Non | 9.0
CAPRI | ADCCM323N100SSN | EC000441 | EF000878 | Non | 9.0
CAPRI | ADCCM323N100SSN | EC000441 | EF000881 | Non | 9.0
CAPRI | ADCCM323N100SSN | EC000441 | EF001062 | Non | 9.0
CAPRI | ADCCM323N100SSN | EC000441 | EF001210 | Non | 9.0
CAPRI | ADCCM323N100SSN | EC000441 | EF001758 | EV003712 | 9.0
CAPRI | ADCCM323N100SSN | EC000441 | EF004191 | Non | 9.0
CAPRI | ADCCM323N100SSN | EC000441 | EF004685 | Non | 9.0
CAPRI | ADCCM323N100SSN | EC000441 | EF005004 | Non | 9.0
CAPRI | ADCCM323N100SSN | EC000441 | EF005049 | Non | 9.0
CAPRI | ADCCM323N100SSN | EC000441 | EF005337 | Non | 9.0
CAPRI | ADCCM323N100SSN | EC000441 | EF012184 | Non | 9.0
CAPRI | ADCCM323N100SSN | EC000441 | EF012547 | Non | 9.0
CAPRI | ADCCM323N100SSN | EC000441 | EF024919 | Non | 9.0
CAPRI | ADCCM323N125NPN | EC000441 | EF000025 | Non | 9.0
CAPRI | ADCCM323N125NPN | EC000441 | EF000084 | Non | 9.0
CAPRI | ADCCM323N125NPN | EC000441 | EF000734 | Non | 9.0
CAPRI | ADCCM323N125NPN | EC000441 | EF000878 | Non | 9.0
CAPRI | ADCCM323N125NPN | EC000441 | EF000881 | Non | 9.0
CAPRI | ADCCM323N125NPN | EC000441 | EF001062 | Non | 9.0
CAPRI | ADCCM323N125NPN | EC000441 | EF001210 | Non | 9.0
CAPRI | ADCCM323N125NPN | EC000441 | EF001758 | EV003712 | 9.0
CAPRI | ADCCM323N125NPN | EC000441 | EF004191 | Non | 9.0
CAPRI | ADCCM323N125NPN | EC000441 | EF004685 | Non | 9.0
CAPRI | ADCCM323N125NPN | EC000441 | EF005004 | Non | 9.0
CAPRI | ADCCM323N125NPN | EC000441 | EF005049 | Non | 9.0
CAPRI | ADCCM323N125NPN | EC000441 | EF005337 | Non | 9.0
CAPRI | ADCCM323N125NPN | EC000441 | EF012184 | Non | 9.0
CAPRI | ADCCM323N125NPN | EC000441 | EF012547 | Non | 9.0
CAPRI | ADCCM323N125NPN | EC000441 | EF024919 | Non | 9.0
CAPRI | ADCCM323N125SSN | EC000441 | EF000025 | Non | 9.0
CAPRI | ADCCM323N125SSN | EC000441 | EF000084 | Non | 9.0
CAPRI | ADCCM323N125SSN | EC000441 | EF000734 | Non | 9.0
CAPRI | ADCCM323N125SSN | EC000441 | EF000878 | Non | 9.0
CAPRI | ADCCM323N125SSN | EC000441 | EF000881 | Non | 9.0
CAPRI | ADCCM323N125SSN | EC000441 | EF001062 | Non | 9.0
CAPRI | ADCCM323N125SSN | EC000441 | EF001210 | Non | 9.0
CAPRI | ADCCM323N125SSN | EC000441 | EF001758 | EV003712 | 9.0
CAPRI | ADCCM323N125SSN | EC000441 | EF004191 | Non | 9.0
CAPRI | ADCCM323N125SSN | EC000441 | EF004685 | Non | 9.0
CAPRI | ADCCM323N125SSN | EC000441 | EF005004 | Non | 9.0
CAPRI | ADCCM323N125SSN | EC000441 | EF005049 | Non | 9.0
CAPRI | ADCCM323N125SSN | EC000441 | EF005337 | Non | 9.0
CAPRI | ADCCM323N125SSN | EC000441 | EF012184 | Non | 9.0
CAPRI | ADCCM323N125SSN | EC000441 | EF012547 | Non | 9.0
CAPRI | ADCCM323N125SSN | EC000441 | EF024919 | Non | 9.0
CAPRI | ADCCM402G125NPN | EC000441 | EF000025 | Non | 9.0
CAPRI | ADCCM402G125NPN | EC000441 | EF000084 | Non | 9.0
CAPRI | ADCCM402G125NPN | EC000441 | EF000734 | Non | 9.0
CAPRI | ADCCM402G125NPN | EC000441 | EF000878 | Non | 9.0
CAPRI | ADCCM402G125NPN | EC000441 | EF000881 | Non | 9.0
CAPRI | ADCCM402G125NPN | EC000441 | EF001062 | Non | 9.0
CAPRI | ADCCM402G125NPN | EC000441 | EF001210 | Non | 9.0
CAPRI | ADCCM402G125NPN | EC000441 | EF001758 | EV003712 | 9.0
CAPRI | ADCCM402G125NPN | EC000441 | EF004191 | Non | 9.0
CAPRI | ADCCM402G125NPN | EC000441 | EF004685 | Non | 9.0
CAPRI | ADCCM402G125NPN | EC000441 | EF005004 | Non | 9.0
CAPRI | ADCCM402G125NPN | EC000441 | EF005049 | Non | 9.0
CAPRI | ADCCM402G125NPN | EC000441 | EF005337 | Non | 9.0
CAPRI | ADCCM402G125NPN | EC000441 | EF012184 | Non | 9.0
CAPRI | ADCCM402G125NPN | EC000441 | EF012547 | Non | 9.0
CAPRI | ADCCM402G125NPN | EC000441 | EF024919 | Non | 9.0
CAPRI | ADCCM402G125SSN | EC000441 | EF000025 | Non | 9.0
CAPRI | ADCCM402G125SSN | EC000441 | EF000084 | Non | 9.0
CAPRI | ADCCM402G125SSN | EC000441 | EF000734 | Non | 9.0
CAPRI | ADCCM402G125SSN | EC000441 | EF000878 | Non | 9.0
CAPRI | ADCCM402G125SSN | EC000441 | EF000881 | Non | 9.0
CAPRI | ADCCM402G125SSN | EC000441 | EF001062 | Non | 9.0
CAPRI | ADCCM402G125SSN | EC000441 | EF001210 | Non | 9.0
CAPRI | ADCCM402G125SSN | EC000441 | EF001758 | EV003712 | 9.0
CAPRI | ADCCM402G125SSN | EC000441 | EF004191 | Non | 9.0
CAPRI | ADCCM402G125SSN | EC000441 | EF004685 | Non | 9.0
CAPRI | ADCCM402G125SSN | EC000441 | EF005004 | Non | 9.0
CAPRI | ADCCM402G125SSN | EC000441 | EF005049 | Non | 9.0
CAPRI | ADCCM402G125SSN | EC000441 | EF005337 | Non | 9.0
CAPRI | ADCCM402G125SSN | EC000441 | EF012184 | Non | 9.0
CAPRI | ADCCM402G125SSN | EC000441 | EF012547 | Non | 9.0
CAPRI | ADCCM402G125SSN | EC000441 | EF024919 | Non | 9.0
CAPRI | ADCCM402M40NPN | EC000441 | EF000025 | Non | 9.0
CAPRI | ADCCM402M40NPN | EC000441 | EF000084 | Non | 9.0
CAPRI | ADCCM402M40NPN | EC000441 | EF000734 | Non | 9.0
CAPRI | ADCCM402M40NPN | EC000441 | EF000878 | Non | 9.0
CAPRI | ADCCM402M40NPN | EC000441 | EF000881 | Non | 9.0
CAPRI | ADCCM402M40NPN | EC000441 | EF001062 | Non | 9.0
CAPRI | ADCCM402M40NPN | EC000441 | EF001210 | Non | 9.0
CAPRI | ADCCM402M40NPN | EC000441 | EF001758 | EV003712 | 9.0
CAPRI | ADCCM402M40NPN | EC000441 | EF004191 | Non | 9.0
CAPRI | ADCCM402M40NPN | EC000441 | EF004685 | Non | 9.0
CAPRI | ADCCM402M40NPN | EC000441 | EF005004 | Non | 9.0
CAPRI | ADCCM402M40NPN | EC000441 | EF005049 | Non | 9.0
CAPRI | ADCCM402M40NPN | EC000441 | EF005337 | Non | 9.0
CAPRI | ADCCM402M40NPN | EC000441 | EF012184 | Non | 9.0
CAPRI | ADCCM402M40NPN | EC000441 | EF012547 | Non | 9.0
CAPRI | ADCCM402M40NPN | EC000441 | EF024919 | Non | 9.0
CAPRI | ADCCM402M40NPNK1 | EC000441 | EF000025 | Non | 9.0
CAPRI | ADCCM402M40NPNK1 | EC000441 | EF000084 | Non | 9.0
CAPRI | ADCCM402M40NPNK1 | EC000441 | EF000734 | Non | 9.0
CAPRI | ADCCM402M40NPNK1 | EC000441 | EF000878 | Non | 9.0
CAPRI | ADCCM402M40NPNK1 | EC000441 | EF000881 | Non | 9.0
CAPRI | ADCCM402M40NPNK1 | EC000441 | EF001062 | Non | 9.0
CAPRI | ADCCM402M40NPNK1 | EC000441 | EF001210 | Non | 9.0
CAPRI | ADCCM402M40NPNK1 | EC000441 | EF004191 | Non | 9.0
CAPRI | ADCCM402M40NPNK1 | EC000441 | EF004685 | Non | 9.0
CAPRI | ADCCM402M40NPNK1 | EC000441 | EF005004 | Non | 9.0
CAPRI | ADCCM402M40NPNK1 | EC000441 | EF005049 | Non | 9.0
CAPRI | ADCCM402M40NPNK1 | EC000441 | EF005337 | Non | 9.0
CAPRI | ADCCM402M40NPNK1 | EC000441 | EF012184 | Non | 9.0
CAPRI | ADCCM402M40NPNK1 | EC000441 | EF012547 | Non | 9.0
CAPRI | ADCCM402M40NPNK1 | EC000441 | EF024919 | Non | 9.0
CAPRI | ADCCM402M40SSN | EC000441 | EF000025 | Non | 9.0
CAPRI | ADCCM402M40SSN | EC000441 | EF000084 | Non | 9.0
CAPRI | ADCCM402M40SSN | EC000441 | EF000734 | Non | 9.0
CAPRI | ADCCM402M40SSN | EC000441 | EF000878 | Non | 9.0
CAPRI | ADCCM402M40SSN | EC000441 | EF000881 | Non | 9.0
CAPRI | ADCCM402M40SSN | EC000441 | EF001062 | Non | 9.0
CAPRI | ADCCM402M40SSN | EC000441 | EF001210 | Non | 9.0
CAPRI | ADCCM402M40SSN | EC000441 | EF001758 | EV003712 | 9.0
CAPRI | ADCCM402M40SSN | EC000441 | EF004191 | Non | 9.0
CAPRI | ADCCM402M40SSN | EC000441 | EF004685 | Non | 9.0
CAPRI | ADCCM402M40SSN | EC000441 | EF005004 | Non | 9.0
CAPRI | ADCCM402M40SSN | EC000441 | EF005049 | Non | 9.0
CAPRI | ADCCM402M40SSN | EC000441 | EF005337 | Non | 9.0
CAPRI | ADCCM402M40SSN | EC000441 | EF012184 | Non | 9.0
CAPRI | ADCCM402M40SSN | EC000441 | EF012547 | Non | 9.0
CAPRI | ADCCM402M40SSN | EC000441 | EF024919 | Non | 9.0
CAPRI | ADCCM402M40SSNK1 | EC000441 | EF000025 | Non | 9.0
CAPRI | ADCCM402M40SSNK1 | EC000441 | EF000084 | Non | 9.0
CAPRI | ADCCM402M40SSNK1 | EC000441 | EF000734 | Non | 9.0
CAPRI | ADCCM402M40SSNK1 | EC000441 | EF000878 | Non | 9.0
CAPRI | ADCCM402M40SSNK1 | EC000441 | EF000881 | Non | 9.0
CAPRI | ADCCM402M40SSNK1 | EC000441 | EF001062 | Non | 9.0
CAPRI | ADCCM402M40SSNK1 | EC000441 | EF001210 | Non | 9.0
CAPRI | ADCCM402M40SSNK1 | EC000441 | EF004191 | Non | 9.0
CAPRI | ADCCM402M40SSNK1 | EC000441 | EF004685 | Non | 9.0
CAPRI | ADCCM402M40SSNK1 | EC000441 | EF005004 | Non | 9.0
CAPRI | ADCCM402M40SSNK1 | EC000441 | EF005049 | Non | 9.0
CAPRI | ADCCM402M40SSNK1 | EC000441 | EF005337 | Non | 9.0
CAPRI | ADCCM402M40SSNK1 | EC000441 | EF012184 | Non | 9.0
CAPRI | ADCCM402M40SSNK1 | EC000441 | EF012547 | Non | 9.0
CAPRI | ADCCM402M40SSNK1 | EC000441 | EF024919 | Non | 9.0
CAPRI | ADCCM402N125NPN | EC000441 | EF000025 | Non | 9.0
CAPRI | ADCCM402N125NPN | EC000441 | EF000084 | Non | 9.0
CAPRI | ADCCM402N125NPN | EC000441 | EF000734 | Non | 9.0
CAPRI | ADCCM402N125NPN | EC000441 | EF000878 | Non | 9.0
CAPRI | ADCCM402N125NPN | EC000441 | EF000881 | Non | 9.0
CAPRI | ADCCM402N125NPN | EC000441 | EF001062 | Non | 9.0
CAPRI | ADCCM402N125NPN | EC000441 | EF001210 | Non | 9.0
CAPRI | ADCCM402N125NPN | EC000441 | EF001758 | EV003712 | 9.0
CAPRI | ADCCM402N125NPN | EC000441 | EF004191 | Non | 9.0
CAPRI | ADCCM402N125NPN | EC000441 | EF004685 | Non | 9.0
CAPRI | ADCCM402N125NPN | EC000441 | EF005004 | Non | 9.0
CAPRI | ADCCM402N125NPN | EC000441 | EF005049 | Non | 9.0
CAPRI | ADCCM402N125NPN | EC000441 | EF005337 | Non | 9.0
CAPRI | ADCCM402N125NPN | EC000441 | EF012184 | Non | 9.0
CAPRI | ADCCM402N125NPN | EC000441 | EF012547 | Non | 9.0
CAPRI | ADCCM402N125NPN | EC000441 | EF024919 | Non | 9.0
CAPRI | ADCCM402N125NPNK1 | EC000441 | EF000025 | Non | 9.0
CAPRI | ADCCM402N125NPNK1 | EC000441 | EF000084 | Non | 9.0
CAPRI | ADCCM402N125NPNK1 | EC000441 | EF000734 | Non | 9.0
CAPRI | ADCCM402N125NPNK1 | EC000441 | EF000878 | Non | 9.0
CAPRI | ADCCM402N125NPNK1 | EC000441 | EF000881 | Non | 9.0
CAPRI | ADCCM402N125NPNK1 | EC000441 | EF001062 | Non | 9.0
CAPRI | ADCCM402N125NPNK1 | EC000441 | EF001210 | Non | 9.0
CAPRI | ADCCM402N125NPNK1 | EC000441 | EF001758 | EV003712 | 9.0
CAPRI | ADCCM402N125NPNK1 | EC000441 | EF004191 | Non | 9.0
CAPRI | ADCCM402N125NPNK1 | EC000441 | EF004685 | Non | 9.0
CAPRI | ADCCM402N125NPNK1 | EC000441 | EF005004 | Non | 9.0
CAPRI | ADCCM402N125NPNK1 | EC000441 | EF005049 | Non | 9.0
CAPRI | ADCCM402N125NPNK1 | EC000441 | EF005337 | Non | 9.0
CAPRI | ADCCM402N125NPNK1 | EC000441 | EF012184 | Non | 9.0
CAPRI | ADCCM402N125NPNK1 | EC000441 | EF012547 | Non | 9.0
CAPRI | ADCCM402N125NPNK1 | EC000441 | EF024919 | Non | 9.0
CAPRI | ADCCM402N125SSN | EC000441 | EF000025 | Non | 9.0
CAPRI | ADCCM402N125SSN | EC000441 | EF000084 | Non | 9.0
CAPRI | ADCCM402N125SSN | EC000441 | EF000734 | Non | 9.0
CAPRI | ADCCM402N125SSN | EC000441 | EF000878 | Non | 9.0
CAPRI | ADCCM402N125SSN | EC000441 | EF000881 | Non | 9.0
CAPRI | ADCCM402N125SSN | EC000441 | EF001062 | Non | 9.0
CAPRI | ADCCM402N125SSN | EC000441 | EF001210 | Non | 9.0
CAPRI | ADCCM402N125SSN | EC000441 | EF001758 | EV003712 | 9.0
CAPRI | ADCCM402N125SSN | EC000441 | EF004191 | Non | 9.0
CAPRI | ADCCM402N125SSN | EC000441 | EF004685 | Non | 9.0
CAPRI | ADCCM402N125SSN | EC000441 | EF005004 | Non | 9.0
CAPRI | ADCCM402N125SSN | EC000441 | EF005049 | Non | 9.0
CAPRI | ADCCM402N125SSN | EC000441 | EF005337 | Non | 9.0
CAPRI | ADCCM402N125SSN | EC000441 | EF012184 | Non | 9.0
CAPRI | ADCCM402N125SSN | EC000441 | EF012547 | Non | 9.0
CAPRI | ADCCM402N125SSN | EC000441 | EF024919 | Non | 9.0
CAPRI | ADCCM403G125NPN | EC000441 | EF000025 | Non | 9.0
CAPRI | ADCCM403G125NPN | EC000441 | EF000084 | Non | 9.0
CAPRI | ADCCM403G125NPN | EC000441 | EF000734 | Non | 9.0
CAPRI | ADCCM403G125NPN | EC000441 | EF000878 | Non | 9.0
CAPRI | ADCCM403G125NPN | EC000441 | EF000881 | Non | 9.0
CAPRI | ADCCM403G125NPN | EC000441 | EF001062 | Non | 9.0
CAPRI | ADCCM403G125NPN | EC000441 | EF001210 | Non | 9.0
CAPRI | ADCCM403G125NPN | EC000441 | EF001758 | EV003712 | 9.0
CAPRI | ADCCM403G125NPN | EC000441 | EF004191 | Non | 9.0
CAPRI | ADCCM403G125NPN | EC000441 | EF004685 | Non | 9.0
CAPRI | ADCCM403G125NPN | EC000441 | EF005004 | Non | 9.0
CAPRI | ADCCM403G125NPN | EC000441 | EF005049 | Non | 9.0
CAPRI | ADCCM403G125NPN | EC000441 | EF005337 | Non | 9.0
CAPRI | ADCCM403G125NPN | EC000441 | EF012184 | Non | 9.0
CAPRI | ADCCM403G125NPN | EC000441 | EF012547 | Non | 9.0
CAPRI | ADCCM403G125NPN | EC000441 | EF024919 | Non | 9.0
CAPRI | ADCCM403G125NPNK1 | EC000441 | EF000025 | Non | 9.0
CAPRI | ADCCM403G125NPNK1 | EC000441 | EF000084 | Non | 9.0
CAPRI | ADCCM403G125NPNK1 | EC000441 | EF000734 | Non | 9.0
CAPRI | ADCCM403G125NPNK1 | EC000441 | EF000878 | Non | 9.0
CAPRI | ADCCM403G125NPNK1 | EC000441 | EF000881 | Non | 9.0
CAPRI | ADCCM403G125NPNK1 | EC000441 | EF001062 | Non | 9.0
CAPRI | ADCCM403G125NPNK1 | EC000441 | EF001210 | Non | 9.0
CAPRI | ADCCM403G125NPNK1 | EC000441 | EF001758 | EV003712 | 9.0
CAPRI | ADCCM403G125NPNK1 | EC000441 | EF004191 | Non | 9.0
CAPRI | ADCCM403G125NPNK1 | EC000441 | EF004685 | Non | 9.0
CAPRI | ADCCM403G125NPNK1 | EC000441 | EF005004 | Non | 9.0
CAPRI | ADCCM403G125NPNK1 | EC000441 | EF005049 | Non | 9.0
CAPRI | ADCCM403G125NPNK1 | EC000441 | EF005337 | Non | 9.0
CAPRI | ADCCM403G125NPNK1 | EC000441 | EF012184 | Non | 9.0
CAPRI | ADCCM403G125NPNK1 | EC000441 | EF012547 | Non | 9.0
CAPRI | ADCCM403G125NPNK1 | EC000441 | EF024919 | Non | 9.0
CAPRI | ADCCM403G125SSN | EC000441 | EF000025 | Non | 9.0
CAPRI | ADCCM403G125SSN | EC000441 | EF000084 | Non | 9.0
CAPRI | ADCCM403G125SSN | EC000441 | EF000734 | Non | 9.0
CAPRI | ADCCM403G125SSN | EC000441 | EF000878 | Non | 9.0
CAPRI | ADCCM403G125SSN | EC000441 | EF000881 | Non | 9.0
CAPRI | ADCCM403G125SSN | EC000441 | EF001062 | Non | 9.0
CAPRI | ADCCM403G125SSN | EC000441 | EF001210 | Non | 9.0
CAPRI | ADCCM403G125SSN | EC000441 | EF001758 | EV003712 | 9.0
CAPRI | ADCCM403G125SSN | EC000441 | EF004191 | Non | 9.0
CAPRI | ADCCM403G125SSN | EC000441 | EF004685 | Non | 9.0
CAPRI | ADCCM403G125SSN | EC000441 | EF005004 | Non | 9.0
CAPRI | ADCCM403G125SSN | EC000441 | EF005049 | Non | 9.0
CAPRI | ADCCM403G125SSN | EC000441 | EF005337 | Non | 9.0
CAPRI | ADCCM403G125SSN | EC000441 | EF012184 | Non | 9.0
CAPRI | ADCCM403G125SSN | EC000441 | EF012547 | Non | 9.0
CAPRI | ADCCM403G125SSN | EC000441 | EF024919 | Non | 9.0
CAPRI | ADCCM403G150NPN | EC000441 | EF000025 | Non | 9.0
CAPRI | ADCCM403G150NPN | EC000441 | EF000084 | Non | 9.0
CAPRI | ADCCM403G150NPN | EC000441 | EF000734 | Non | 9.0
CAPRI | ADCCM403G150NPN | EC000441 | EF000878 | Non | 9.0
CAPRI | ADCCM403G150NPN | EC000441 | EF000881 | Non | 9.0
CAPRI | ADCCM403G150NPN | EC000441 | EF001062 | Non | 9.0
CAPRI | ADCCM403G150NPN | EC000441 | EF001210 | Non | 9.0
CAPRI | ADCCM403G150NPN | EC000441 | EF001758 | EV003712 | 9.0
CAPRI | ADCCM403G150NPN | EC000441 | EF004191 | Non | 9.0
CAPRI | ADCCM403G150NPN | EC000441 | EF004685 | Non | 9.0
CAPRI | ADCCM403G150NPN | EC000441 | EF005004 | Non | 9.0
CAPRI | ADCCM403G150NPN | EC000441 | EF005049 | Non | 9.0
CAPRI | ADCCM403G150NPN | EC000441 | EF005337 | Non | 9.0
CAPRI | ADCCM403G150NPN | EC000441 | EF012184 | Non | 9.0
CAPRI | ADCCM403G150NPN | EC000441 | EF012547 | Non | 9.0
CAPRI | ADCCM403G150NPN | EC000441 | EF024919 | Non | 9.0
CAPRI | ADCCM403G150SSN | EC000441 | EF000025 | Non | 9.0
CAPRI | ADCCM403G150SSN | EC000441 | EF000084 | Non | 9.0
CAPRI | ADCCM403G150SSN | EC000441 | EF000734 | Non | 9.0
CAPRI | ADCCM403G150SSN | EC000441 | EF000878 | Non | 9.0
CAPRI | ADCCM403G150SSN | EC000441 | EF000881 | Non | 9.0
CAPRI | ADCCM403G150SSN | EC000441 | EF001062 | Non | 9.0
CAPRI | ADCCM403G150SSN | EC000441 | EF001210 | Non | 9.0
CAPRI | ADCCM403G150SSN | EC000441 | EF001758 | EV003712 | 9.0
CAPRI | ADCCM403G150SSN | EC000441 | EF004191 | Non | 9.0
CAPRI | ADCCM403G150SSN | EC000441 | EF004685 | Non | 9.0
CAPRI | ADCCM403G150SSN | EC000441 | EF005004 | Non | 9.0
CAPRI | ADCCM403G150SSN | EC000441 | EF005049 | Non | 9.0
CAPRI | ADCCM403G150SSN | EC000441 | EF005337 | Non | 9.0
CAPRI | ADCCM403G150SSN | EC000441 | EF012184 | Non | 9.0
CAPRI | ADCCM403G150SSN | EC000441 | EF012547 | Non | 9.0
CAPRI | ADCCM403G150SSN | EC000441 | EF024919 | Non | 9.0
CAPRI | ADCCM403M40NPN | EC000441 | EF000025 | Non | 9.0
CAPRI | ADCCM403M40NPN | EC000441 | EF000084 | Non | 9.0
CAPRI | ADCCM403M40NPN | EC000441 | EF000734 | Non | 9.0
CAPRI | ADCCM403M40NPN | EC000441 | EF000878 | Non | 9.0
CAPRI | ADCCM403M40NPN | EC000441 | EF000881 | Non | 9.0
CAPRI | ADCCM403M40NPN | EC000441 | EF001062 | Non | 9.0
CAPRI | ADCCM403M40NPN | EC000441 | EF001210 | Non | 9.0
CAPRI | ADCCM403M40NPN | EC000441 | EF001758 | EV003712 | 9.0
CAPRI | ADCCM403M40NPN | EC000441 | EF004191 | Non | 9.0
CAPRI | ADCCM403M40NPN | EC000441 | EF004685 | Non | 9.0
CAPRI | ADCCM403M40NPN | EC000441 | EF005004 | Non | 9.0
CAPRI | ADCCM403M40NPN | EC000441 | EF005049 | Non | 9.0
CAPRI | ADCCM403M40NPN | EC000441 | EF005337 | Non | 9.0
CAPRI | ADCCM403M40NPN | EC000441 | EF012184 | Non | 9.0
CAPRI | ADCCM403M40NPN | EC000441 | EF012547 | Non | 9.0
CAPRI | ADCCM403M40NPN | EC000441 | EF024919 | Non | 9.0
CAPRI | ADCCM403M40SSN | EC000441 | EF000025 | Non | 9.0
CAPRI | ADCCM403M40SSN | EC000441 | EF000084 | Non | 9.0
CAPRI | ADCCM403M40SSN | EC000441 | EF000734 | Non | 9.0
CAPRI | ADCCM403M40SSN | EC000441 | EF000878 | Non | 9.0
CAPRI | ADCCM403M40SSN | EC000441 | EF000881 | Non | 9.0
CAPRI | ADCCM403M40SSN | EC000441 | EF001062 | Non | 9.0
CAPRI | ADCCM403M40SSN | EC000441 | EF001210 | Non | 9.0
CAPRI | ADCCM403M40SSN | EC000441 | EF001758 | EV003712 | 9.0
CAPRI | ADCCM403M40SSN | EC000441 | EF004191 | Non | 9.0
CAPRI | ADCCM403M40SSN | EC000441 | EF004685 | Non | 9.0
CAPRI | ADCCM403M40SSN | EC000441 | EF005004 | Non | 9.0
CAPRI | ADCCM403M40SSN | EC000441 | EF005049 | Non | 9.0
CAPRI | ADCCM403M40SSN | EC000441 | EF005337 | Non | 9.0
CAPRI | ADCCM403M40SSN | EC000441 | EF012184 | Non | 9.0
CAPRI | ADCCM403M40SSN | EC000441 | EF012547 | Non | 9.0
CAPRI | ADCCM403M40SSN | EC000441 | EF024919 | Non | 9.0
CAPRI | ADCCM403M40SSNK1 | EC000441 | EF000025 | Non | 9.0
CAPRI | ADCCM403M40SSNK1 | EC000441 | EF000084 | Non | 9.0
CAPRI | ADCCM403M40SSNK1 | EC000441 | EF000734 | Non | 9.0
CAPRI | ADCCM403M40SSNK1 | EC000441 | EF000878 | Non | 9.0
CAPRI | ADCCM403M40SSNK1 | EC000441 | EF000881 | Non | 9.0
CAPRI | ADCCM403M40SSNK1 | EC000441 | EF001062 | Non | 9.0
CAPRI | ADCCM403M40SSNK1 | EC000441 | EF001210 | Non | 9.0
CAPRI | ADCCM403M40SSNK1 | EC000441 | EF004191 | Non | 9.0
CAPRI | ADCCM403M40SSNK1 | EC000441 | EF004685 | Non | 9.0
CAPRI | ADCCM403M40SSNK1 | EC000441 | EF005004 | Non | 9.0
CAPRI | ADCCM403M40SSNK1 | EC000441 | EF005049 | Non | 9.0
CAPRI | ADCCM403M40SSNK1 | EC000441 | EF005337 | Non | 9.0
CAPRI | ADCCM403M40SSNK1 | EC000441 | EF012184 | Non | 9.0
CAPRI | ADCCM403M40SSNK1 | EC000441 | EF012547 | Non | 9.0
CAPRI | ADCCM403M40SSNK1 | EC000441 | EF024919 | Non | 9.0
CAPRI | ADCCM403M50NPN | EC000441 | EF000025 | Non | 9.0
CAPRI | ADCCM403M50NPN | EC000441 | EF000084 | Non | 9.0
CAPRI | ADCCM403M50NPN | EC000441 | EF000734 | Non | 9.0
CAPRI | ADCCM403M50NPN | EC000441 | EF000878 | Non | 9.0
CAPRI | ADCCM403M50NPN | EC000441 | EF000881 | Non | 9.0
CAPRI | ADCCM403M50NPN | EC000441 | EF001062 | Non | 9.0
CAPRI | ADCCM403M50NPN | EC000441 | EF001210 | Non | 9.0
CAPRI | ADCCM403M50NPN | EC000441 | EF001758 | EV003712 | 9.0
CAPRI | ADCCM403M50NPN | EC000441 | EF004191 | Non | 9.0
CAPRI | ADCCM403M50NPN | EC000441 | EF004685 | Non | 9.0
CAPRI | ADCCM403M50NPN | EC000441 | EF005004 | Non | 9.0
CAPRI | ADCCM403M50NPN | EC000441 | EF005049 | Non | 9.0
CAPRI | ADCCM403M50NPN | EC000441 | EF005337 | Non | 9.0
CAPRI | ADCCM403M50NPN | EC000441 | EF012184 | Non | 9.0
CAPRI | ADCCM403M50NPN | EC000441 | EF012547 | Non | 9.0
CAPRI | ADCCM403M50NPN | EC000441 | EF024919 | Non | 9.0
CAPRI | ADCCM403M50SSN | EC000441 | EF000025 | Non | 9.0
CAPRI | ADCCM403M50SSN | EC000441 | EF000084 | Non | 9.0
CAPRI | ADCCM403M50SSN | EC000441 | EF000734 | Non | 9.0
CAPRI | ADCCM403M50SSN | EC000441 | EF000878 | Non | 9.0
CAPRI | ADCCM403M50SSN | EC000441 | EF000881 | Non | 9.0
CAPRI | ADCCM403M50SSN | EC000441 | EF001062 | Non | 9.0
CAPRI | ADCCM403M50SSN | EC000441 | EF001210 | Non | 9.0
CAPRI | ADCCM403M50SSN | EC000441 | EF001758 | EV003712 | 9.0
CAPRI | ADCCM403M50SSN | EC000441 | EF004191 | Non | 9.0
CAPRI | ADCCM403M50SSN | EC000441 | EF004685 | Non | 9.0
CAPRI | ADCCM403M50SSN | EC000441 | EF005004 | Non | 9.0
CAPRI | ADCCM403M50SSN | EC000441 | EF005049 | Non | 9.0
CAPRI | ADCCM403M50SSN | EC000441 | EF005337 | Non | 9.0
CAPRI | ADCCM403M50SSN | EC000441 | EF012184 | Non | 9.0
CAPRI | ADCCM403M50SSN | EC000441 | EF012547 | Non | 9.0
CAPRI | ADCCM403M50SSN | EC000441 | EF024919 | Non | 9.0
CAPRI | ADCCM403N125NPN | EC000441 | EF000025 | Non | 9.0
CAPRI | ADCCM403N125NPN | EC000441 | EF000084 | Non | 9.0
CAPRI | ADCCM403N125NPN | EC000441 | EF000734 | Non | 9.0
CAPRI | ADCCM403N125NPN | EC000441 | EF000878 | Non | 9.0
CAPRI | ADCCM403N125NPN | EC000441 | EF000881 | Non | 9.0
CAPRI | ADCCM403N125NPN | EC000441 | EF001062 | Non | 9.0
CAPRI | ADCCM403N125NPN | EC000441 | EF001210 | Non | 9.0
CAPRI | ADCCM403N125NPN | EC000441 | EF001758 | EV003712 | 9.0
CAPRI | ADCCM403N125NPN | EC000441 | EF004191 | Non | 9.0
CAPRI | ADCCM403N125NPN | EC000441 | EF004685 | Non | 9.0
CAPRI | ADCCM403N125NPN | EC000441 | EF005004 | Non | 9.0
CAPRI | ADCCM403N125NPN | EC000441 | EF005049 | Non | 9.0
CAPRI | ADCCM403N125NPN | EC000441 | EF005337 | Non | 9.0
CAPRI | ADCCM403N125NPN | EC000441 | EF012184 | Non | 9.0
CAPRI | ADCCM403N125NPN | EC000441 | EF012547 | Non | 9.0
CAPRI | ADCCM403N125NPN | EC000441 | EF024919 | Non | 9.0
CAPRI | ADCCM403N125SSN | EC000441 | EF000025 | Non | 9.0
CAPRI | ADCCM403N125SSN | EC000441 | EF000084 | Non | 9.0
CAPRI | ADCCM403N125SSN | EC000441 | EF000734 | Non | 9.0
CAPRI | ADCCM403N125SSN | EC000441 | EF000878 | Non | 9.0
CAPRI | ADCCM403N125SSN | EC000441 | EF000881 | Non | 9.0
CAPRI | ADCCM403N125SSN | EC000441 | EF001062 | Non | 9.0
CAPRI | ADCCM403N125SSN | EC000441 | EF001210 | Non | 9.0
CAPRI | ADCCM403N125SSN | EC000441 | EF001758 | EV003712 | 9.0
CAPRI | ADCCM403N125SSN | EC000441 | EF004191 | Non | 9.0
CAPRI | ADCCM403N125SSN | EC000441 | EF004685 | Non | 9.0
CAPRI | ADCCM403N125SSN | EC000441 | EF005004 | Non | 9.0
CAPRI | ADCCM403N125SSN | EC000441 | EF005049 | Non | 9.0
CAPRI | ADCCM403N125SSN | EC000441 | EF005337 | Non | 9.0
CAPRI | ADCCM403N125SSN | EC000441 | EF012184 | Non | 9.0
CAPRI | ADCCM403N125SSN | EC000441 | EF012547 | Non | 9.0
CAPRI | ADCCM403N125SSN | EC000441 | EF024919 | Non | 9.0
CAPRI | ADCCM403N150NPN | EC000441 | EF000025 | Non | 9.0
CAPRI | ADCCM403N150NPN | EC000441 | EF000084 | Non | 9.0
CAPRI | ADCCM403N150NPN | EC000441 | EF000734 | Non | 9.0
CAPRI | ADCCM403N150NPN | EC000441 | EF000878 | Non | 9.0
CAPRI | ADCCM403N150NPN | EC000441 | EF000881 | Non | 9.0
CAPRI | ADCCM403N150NPN | EC000441 | EF001062 | Non | 9.0
CAPRI | ADCCM403N150NPN | EC000441 | EF001210 | Non | 9.0
CAPRI | ADCCM403N150NPN | EC000441 | EF001758 | EV003712 | 9.0
CAPRI | ADCCM403N150NPN | EC000441 | EF004191 | Non | 9.0
CAPRI | ADCCM403N150NPN | EC000441 | EF004685 | Non | 9.0
CAPRI | ADCCM403N150NPN | EC000441 | EF005004 | Non | 9.0
CAPRI | ADCCM403N150NPN | EC000441 | EF005049 | Non | 9.0
CAPRI | ADCCM403N150NPN | EC000441 | EF005337 | Non | 9.0
CAPRI | ADCCM403N150NPN | EC000441 | EF012184 | Non | 9.0
CAPRI | ADCCM403N150NPN | EC000441 | EF012547 | Non | 9.0
CAPRI | ADCCM403N150NPN | EC000441 | EF024919 | Non | 9.0
CAPRI | ADCCM403N150SSN | EC000441 | EF000025 | Non | 9.0
CAPRI | ADCCM403N150SSN | EC000441 | EF000084 | Non | 9.0
CAPRI | ADCCM403N150SSN | EC000441 | EF000734 | Non | 9.0
CAPRI | ADCCM403N150SSN | EC000441 | EF000878 | Non | 9.0
CAPRI | ADCCM403N150SSN | EC000441 | EF000881 | Non | 9.0
CAPRI | ADCCM403N150SSN | EC000441 | EF001062 | Non | 9.0
CAPRI | ADCCM403N150SSN | EC000441 | EF001210 | Non | 9.0
CAPRI | ADCCM403N150SSN | EC000441 | EF001758 | EV003712 | 9.0
CAPRI | ADCCM403N150SSN | EC000441 | EF004191 | Non | 9.0
CAPRI | ADCCM403N150SSN | EC000441 | EF004685 | Non | 9.0
CAPRI | ADCCM403N150SSN | EC000441 | EF005004 | Non | 9.0
CAPRI | ADCCM403N150SSN | EC000441 | EF005049 | Non | 9.0
CAPRI | ADCCM403N150SSN | EC000441 | EF005337 | Non | 9.0
CAPRI | ADCCM403N150SSN | EC000441 | EF012184 | Non | 9.0
CAPRI | ADCCM403N150SSN | EC000441 | EF012547 | Non | 9.0
CAPRI | ADCCM403N150SSN | EC000441 | EF024919 | Non | 9.0
CAPRI | ADCCM501G150NPN | EC000441 | EF000025 | Non | 9.0
CAPRI | ADCCM501G150NPN | EC000441 | EF000084 | Non | 9.0
CAPRI | ADCCM501G150NPN | EC000441 | EF000734 | Non | 9.0
CAPRI | ADCCM501G150NPN | EC000441 | EF000878 | Non | 9.0
CAPRI | ADCCM501G150NPN | EC000441 | EF000881 | Non | 9.0
CAPRI | ADCCM501G150NPN | EC000441 | EF001062 | Non | 9.0
CAPRI | ADCCM501G150NPN | EC000441 | EF001210 | Non | 9.0
CAPRI | ADCCM501G150NPN | EC000441 | EF001758 | EV003712 | 9.0
CAPRI | ADCCM501G150NPN | EC000441 | EF004191 | Non | 9.0
CAPRI | ADCCM501G150NPN | EC000441 | EF004685 | Non | 9.0
CAPRI | ADCCM501G150NPN | EC000441 | EF005004 | Non | 9.0
CAPRI | ADCCM501G150NPN | EC000441 | EF005049 | Non | 9.0
CAPRI | ADCCM501G150NPN | EC000441 | EF005337 | Non | 9.0
CAPRI | ADCCM501G150NPN | EC000441 | EF012184 | Non | 9.0
CAPRI | ADCCM501G150NPN | EC000441 | EF012547 | Non | 9.0
CAPRI | ADCCM501G150NPN | EC000441 | EF024919 | Non | 9.0
CAPRI | ADCCM501G150SSN | EC000441 | EF000025 | Non | 9.0
CAPRI | ADCCM501G150SSN | EC000441 | EF000084 | Non | 9.0
CAPRI | ADCCM501G150SSN | EC000441 | EF000734 | Non | 9.0
CAPRI | ADCCM501G150SSN | EC000441 | EF000878 | Non | 9.0
CAPRI | ADCCM501G150SSN | EC000441 | EF000881 | Non | 9.0
CAPRI | ADCCM501G150SSN | EC000441 | EF001062 | Non | 9.0
CAPRI | ADCCM501G150SSN | EC000441 | EF001210 | Non | 9.0
CAPRI | ADCCM501G150SSN | EC000441 | EF001758 | EV003712 | 9.0
CAPRI | ADCCM501G150SSN | EC000441 | EF004191 | Non | 9.0
CAPRI | ADCCM501G150SSN | EC000441 | EF004685 | Non | 9.0
CAPRI | ADCCM501G150SSN | EC000441 | EF005004 | Non | 9.0
CAPRI | ADCCM501G150SSN | EC000441 | EF005049 | Non | 9.0
CAPRI | ADCCM501G150SSN | EC000441 | EF005337 | Non | 9.0
CAPRI | ADCCM501G150SSN | EC000441 | EF012184 | Non | 9.0
CAPRI | ADCCM501G150SSN | EC000441 | EF012547 | Non | 9.0
CAPRI | ADCCM501G150SSN | EC000441 | EF024919 | Non | 9.0
CAPRI | ADCCM501M50NPN | EC000441 | EF000025 | Non | 9.0
CAPRI | ADCCM501M50NPN | EC000441 | EF000084 | Non | 9.0
CAPRI | ADCCM501M50NPN | EC000441 | EF000734 | Non | 9.0
CAPRI | ADCCM501M50NPN | EC000441 | EF000878 | Non | 9.0
CAPRI | ADCCM501M50NPN | EC000441 | EF000881 | Non | 9.0
CAPRI | ADCCM501M50NPN | EC000441 | EF001062 | Non | 9.0
CAPRI | ADCCM501M50NPN | EC000441 | EF001210 | Non | 9.0
CAPRI | ADCCM501M50NPN | EC000441 | EF001758 | EV003712 | 9.0
CAPRI | ADCCM501M50NPN | EC000441 | EF004191 | Non | 9.0
CAPRI | ADCCM501M50NPN | EC000441 | EF004685 | Non | 9.0
CAPRI | ADCCM501M50NPN | EC000441 | EF005004 | Non | 9.0
CAPRI | ADCCM501M50NPN | EC000441 | EF005049 | Non | 9.0
CAPRI | ADCCM501M50NPN | EC000441 | EF005337 | Non | 9.0
CAPRI | ADCCM501M50NPN | EC000441 | EF012184 | Non | 9.0
CAPRI | ADCCM501M50NPN | EC000441 | EF012547 | Non | 9.0
CAPRI | ADCCM501M50NPN | EC000441 | EF024919 | Non | 9.0
CAPRI | ADCCM501M50NPNK1 | EC000441 | EF000025 | Non | 9.0
CAPRI | ADCCM501M50NPNK1 | EC000441 | EF000084 | Non | 9.0
CAPRI | ADCCM501M50NPNK1 | EC000441 | EF000734 | Non | 9.0
CAPRI | ADCCM501M50NPNK1 | EC000441 | EF000878 | Non | 9.0
CAPRI | ADCCM501M50NPNK1 | EC000441 | EF000881 | Non | 9.0
CAPRI | ADCCM501M50NPNK1 | EC000441 | EF001062 | Non | 9.0
CAPRI | ADCCM501M50NPNK1 | EC000441 | EF001210 | Non | 9.0
CAPRI | ADCCM501M50NPNK1 | EC000441 | EF004191 | Non | 9.0
CAPRI | ADCCM501M50NPNK1 | EC000441 | EF004685 | Non | 9.0
CAPRI | ADCCM501M50NPNK1 | EC000441 | EF005004 | Non | 9.0
CAPRI | ADCCM501M50NPNK1 | EC000441 | EF005049 | Non | 9.0
CAPRI | ADCCM501M50NPNK1 | EC000441 | EF005337 | Non | 9.0
CAPRI | ADCCM501M50NPNK1 | EC000441 | EF012184 | Non | 9.0
CAPRI | ADCCM501M50NPNK1 | EC000441 | EF012547 | Non | 9.0
CAPRI | ADCCM501M50NPNK1 | EC000441 | EF024919 | Non | 9.0
CAPRI | ADCCM501M50SSN | EC000441 | EF000025 | Non | 9.0
CAPRI | ADCCM501M50SSN | EC000441 | EF000084 | Non | 9.0
CAPRI | ADCCM501M50SSN | EC000441 | EF000734 | Non | 9.0
CAPRI | ADCCM501M50SSN | EC000441 | EF000878 | Non | 9.0
CAPRI | ADCCM501M50SSN | EC000441 | EF000881 | Non | 9.0
CAPRI | ADCCM501M50SSN | EC000441 | EF001062 | Non | 9.0
CAPRI | ADCCM501M50SSN | EC000441 | EF001210 | Non | 9.0
CAPRI | ADCCM501M50SSN | EC000441 | EF001758 | EV003712 | 9.0
CAPRI | ADCCM501M50SSN | EC000441 | EF004191 | Non | 9.0
CAPRI | ADCCM501M50SSN | EC000441 | EF004685 | Non | 9.0
CAPRI | ADCCM501M50SSN | EC000441 | EF005004 | Non | 9.0
CAPRI | ADCCM501M50SSN | EC000441 | EF005049 | Non | 9.0
CAPRI | ADCCM501M50SSN | EC000441 | EF005337 | Non | 9.0
CAPRI | ADCCM501M50SSN | EC000441 | EF012184 | Non | 9.0
CAPRI | ADCCM501M50SSN | EC000441 | EF012547 | Non | 9.0
CAPRI | ADCCM501M50SSN | EC000441 | EF024919 | Non | 9.0
CAPRI | ADCCM501M50SSNK1 | EC000441 | EF000025 | Non | 9.0
CAPRI | ADCCM501M50SSNK1 | EC000441 | EF000084 | Non | 9.0
CAPRI | ADCCM501M50SSNK1 | EC000441 | EF000734 | Non | 9.0
CAPRI | ADCCM501M50SSNK1 | EC000441 | EF000878 | Non | 9.0
CAPRI | ADCCM501M50SSNK1 | EC000441 | EF000881 | Non | 9.0
CAPRI | ADCCM501M50SSNK1 | EC000441 | EF001062 | Non | 9.0
CAPRI | ADCCM501M50SSNK1 | EC000441 | EF001210 | Non | 9.0
CAPRI | ADCCM501M50SSNK1 | EC000441 | EF004191 | Non | 9.0
CAPRI | ADCCM501M50SSNK1 | EC000441 | EF004685 | Non | 9.0
CAPRI | ADCCM501M50SSNK1 | EC000441 | EF005004 | Non | 9.0
CAPRI | ADCCM501M50SSNK1 | EC000441 | EF005049 | Non | 9.0
CAPRI | ADCCM501M50SSNK1 | EC000441 | EF005337 | Non | 9.0
CAPRI | ADCCM501M50SSNK1 | EC000441 | EF012184 | Non | 9.0
CAPRI | ADCCM501M50SSNK1 | EC000441 | EF012547 | Non | 9.0
CAPRI | ADCCM501M50SSNK1 | EC000441 | EF024919 | Non | 9.0
CAPRI | ADCCM501N150NPN | EC000441 | EF000025 | Non | 9.0
CAPRI | ADCCM501N150NPN | EC000441 | EF000084 | Non | 9.0
CAPRI | ADCCM501N150NPN | EC000441 | EF000734 | Non | 9.0
CAPRI | ADCCM501N150NPN | EC000441 | EF000878 | Non | 9.0
CAPRI | ADCCM501N150NPN | EC000441 | EF000881 | Non | 9.0
CAPRI | ADCCM501N150NPN | EC000441 | EF001062 | Non | 9.0
CAPRI | ADCCM501N150NPN | EC000441 | EF001210 | Non | 9.0
CAPRI | ADCCM501N150NPN | EC000441 | EF001758 | EV003712 | 9.0
CAPRI | ADCCM501N150NPN | EC000441 | EF004191 | Non | 9.0
CAPRI | ADCCM501N150NPN | EC000441 | EF004685 | Non | 9.0
CAPRI | ADCCM501N150NPN | EC000441 | EF005004 | Non | 9.0
CAPRI | ADCCM501N150NPN | EC000441 | EF005049 | Non | 9.0
CAPRI | ADCCM501N150NPN | EC000441 | EF005337 | Non | 9.0
CAPRI | ADCCM501N150NPN | EC000441 | EF012184 | Non | 9.0
CAPRI | ADCCM501N150NPN | EC000441 | EF012547 | Non | 9.0
CAPRI | ADCCM501N150NPN | EC000441 | EF024919 | Non | 9.0
CAPRI | ADCCM501N150SSN | EC000441 | EF000025 | Non | 9.0
CAPRI | ADCCM501N150SSN | EC000441 | EF000084 | Non | 9.0
CAPRI | ADCCM501N150SSN | EC000441 | EF000734 | Non | 9.0
CAPRI | ADCCM501N150SSN | EC000441 | EF000878 | Non | 9.0
CAPRI | ADCCM501N150SSN | EC000441 | EF000881 | Non | 9.0
CAPRI | ADCCM501N150SSN | EC000441 | EF001062 | Non | 9.0
CAPRI | ADCCM501N150SSN | EC000441 | EF001210 | Non | 9.0
CAPRI | ADCCM501N150SSN | EC000441 | EF001758 | EV003712 | 9.0
CAPRI | ADCCM501N150SSN | EC000441 | EF004191 | Non | 9.0
CAPRI | ADCCM501N150SSN | EC000441 | EF004685 | Non | 9.0
CAPRI | ADCCM501N150SSN | EC000441 | EF005004 | Non | 9.0
CAPRI | ADCCM501N150SSN | EC000441 | EF005049 | Non | 9.0
CAPRI | ADCCM501N150SSN | EC000441 | EF005337 | Non | 9.0
CAPRI | ADCCM501N150SSN | EC000441 | EF012184 | Non | 9.0
CAPRI | ADCCM501N150SSN | EC000441 | EF012547 | Non | 9.0
CAPRI | ADCCM501N150SSN | EC000441 | EF024919 | Non | 9.0
CAPRI | ADCCM502G150NPN | EC000441 | EF000025 | Non | 9.0
CAPRI | ADCCM502G150NPN | EC000441 | EF000084 | Non | 9.0
CAPRI | ADCCM502G150NPN | EC000441 | EF000734 | Non | 9.0
CAPRI | ADCCM502G150NPN | EC000441 | EF000878 | Non | 9.0
CAPRI | ADCCM502G150NPN | EC000441 | EF000881 | Non | 9.0
CAPRI | ADCCM502G150NPN | EC000441 | EF001062 | Non | 9.0
CAPRI | ADCCM502G150NPN | EC000441 | EF001210 | Non | 9.0
CAPRI | ADCCM502G150NPN | EC000441 | EF001758 | EV003712 | 9.0
CAPRI | ADCCM502G150NPN | EC000441 | EF004191 | Non | 9.0
CAPRI | ADCCM502G150NPN | EC000441 | EF004685 | Non | 9.0
CAPRI | ADCCM502G150NPN | EC000441 | EF005004 | Non | 9.0
CAPRI | ADCCM502G150NPN | EC000441 | EF005049 | Non | 9.0
CAPRI | ADCCM502G150NPN | EC000441 | EF005337 | Non | 9.0
CAPRI | ADCCM502G150NPN | EC000441 | EF012184 | Non | 9.0
CAPRI | ADCCM502G150NPN | EC000441 | EF012547 | Non | 9.0
CAPRI | ADCCM502G150NPN | EC000441 | EF024919 | Non | 9.0
CAPRI | ADCCM502G150SSN | EC000441 | EF000025 | Non | 9.0
CAPRI | ADCCM502G150SSN | EC000441 | EF000084 | Non | 9.0
CAPRI | ADCCM502G150SSN | EC000441 | EF000734 | Non | 9.0
CAPRI | ADCCM502G150SSN | EC000441 | EF000878 | Non | 9.0
CAPRI | ADCCM502G150SSN | EC000441 | EF000881 | Non | 9.0
CAPRI | ADCCM502G150SSN | EC000441 | EF001062 | Non | 9.0
CAPRI | ADCCM502G150SSN | EC000441 | EF001210 | Non | 9.0
CAPRI | ADCCM502G150SSN | EC000441 | EF001758 | EV003712 | 9.0
CAPRI | ADCCM502G150SSN | EC000441 | EF004191 | Non | 9.0
CAPRI | ADCCM502G150SSN | EC000441 | EF004685 | Non | 9.0
CAPRI | ADCCM502G150SSN | EC000441 | EF005004 | Non | 9.0
CAPRI | ADCCM502G150SSN | EC000441 | EF005049 | Non | 9.0
CAPRI | ADCCM502G150SSN | EC000441 | EF005337 | Non | 9.0
CAPRI | ADCCM502G150SSN | EC000441 | EF012184 | Non | 9.0
CAPRI | ADCCM502G150SSN | EC000441 | EF012547 | Non | 9.0
CAPRI | ADCCM502G150SSN | EC000441 | EF024919 | Non | 9.0
CAPRI | ADCCM502M50NPN | EC000441 | EF000025 | Non | 9.0
CAPRI | ADCCM502M50NPN | EC000441 | EF000084 | Non | 9.0
CAPRI | ADCCM502M50NPN | EC000441 | EF000734 | Non | 9.0
CAPRI | ADCCM502M50NPN | EC000441 | EF000878 | Non | 9.0
CAPRI | ADCCM502M50NPN | EC000441 | EF000881 | Non | 9.0
CAPRI | ADCCM502M50NPN | EC000441 | EF001062 | Non | 9.0
CAPRI | ADCCM502M50NPN | EC000441 | EF001210 | Non | 9.0
CAPRI | ADCCM502M50NPN | EC000441 | EF001758 | EV003712 | 9.0
CAPRI | ADCCM502M50NPN | EC000441 | EF004191 | Non | 9.0
CAPRI | ADCCM502M50NPN | EC000441 | EF004685 | Non | 9.0
CAPRI | ADCCM502M50NPN | EC000441 | EF005004 | Non | 9.0
CAPRI | ADCCM502M50NPN | EC000441 | EF005049 | Non | 9.0
CAPRI | ADCCM502M50NPN | EC000441 | EF005337 | Non | 9.0
CAPRI | ADCCM502M50NPN | EC000441 | EF012184 | Non | 9.0
CAPRI | ADCCM502M50NPN | EC000441 | EF012547 | Non | 9.0
CAPRI | ADCCM502M50NPN | EC000441 | EF024919 | Non | 9.0
CAPRI | ADCCM502M50SSN | EC000441 | EF000025 | Non | 9.0
CAPRI | ADCCM502M50SSN | EC000441 | EF000084 | Non | 9.0
CAPRI | ADCCM502M50SSN | EC000441 | EF000734 | Non | 9.0
CAPRI | ADCCM502M50SSN | EC000441 | EF000878 | Non | 9.0
CAPRI | ADCCM502M50SSN | EC000441 | EF000881 | Non | 9.0
CAPRI | ADCCM502M50SSN | EC000441 | EF001062 | Non | 9.0
CAPRI | ADCCM502M50SSN | EC000441 | EF001210 | Non | 9.0
CAPRI | ADCCM502M50SSN | EC000441 | EF001758 | EV003712 | 9.0
CAPRI | ADCCM502M50SSN | EC000441 | EF004191 | Non | 9.0
CAPRI | ADCCM502M50SSN | EC000441 | EF004685 | Non | 9.0
CAPRI | ADCCM502M50SSN | EC000441 | EF005004 | Non | 9.0
CAPRI | ADCCM502M50SSN | EC000441 | EF005049 | Non | 9.0
CAPRI | ADCCM502M50SSN | EC000441 | EF005337 | Non | 9.0
CAPRI | ADCCM502M50SSN | EC000441 | EF012184 | Non | 9.0
CAPRI | ADCCM502M50SSN | EC000441 | EF012547 | Non | 9.0
CAPRI | ADCCM502M50SSN | EC000441 | EF024919 | Non | 9.0
CAPRI | ADCCM502N150NPN | EC000441 | EF000025 | Non | 9.0
CAPRI | ADCCM502N150NPN | EC000441 | EF000084 | Non | 9.0
CAPRI | ADCCM502N150NPN | EC000441 | EF000734 | Non | 9.0
CAPRI | ADCCM502N150NPN | EC000441 | EF000878 | Non | 9.0
CAPRI | ADCCM502N150NPN | EC000441 | EF000881 | Non | 9.0
CAPRI | ADCCM502N150NPN | EC000441 | EF001062 | Non | 9.0
CAPRI | ADCCM502N150NPN | EC000441 | EF001210 | Non | 9.0
CAPRI | ADCCM502N150NPN | EC000441 | EF001758 | EV003712 | 9.0
CAPRI | ADCCM502N150NPN | EC000441 | EF004191 | Non | 9.0
CAPRI | ADCCM502N150NPN | EC000441 | EF004685 | Non | 9.0
CAPRI | ADCCM502N150NPN | EC000441 | EF005004 | Non | 9.0
CAPRI | ADCCM502N150NPN | EC000441 | EF005049 | Non | 9.0
CAPRI | ADCCM502N150NPN | EC000441 | EF005337 | Non | 9.0
CAPRI | ADCCM502N150NPN | EC000441 | EF012184 | Non | 9.0
CAPRI | ADCCM502N150NPN | EC000441 | EF012547 | Non | 9.0
CAPRI | ADCCM502N150NPN | EC000441 | EF024919 | Non | 9.0
CAPRI | ADCCM502N150SSN | EC000441 | EF000025 | Non | 9.0
CAPRI | ADCCM502N150SSN | EC000441 | EF000084 | Non | 9.0
CAPRI | ADCCM502N150SSN | EC000441 | EF000734 | Non | 9.0
CAPRI | ADCCM502N150SSN | EC000441 | EF000878 | Non | 9.0
CAPRI | ADCCM502N150SSN | EC000441 | EF000881 | Non | 9.0
CAPRI | ADCCM502N150SSN | EC000441 | EF001062 | Non | 9.0
CAPRI | ADCCM502N150SSN | EC000441 | EF001210 | Non | 9.0
CAPRI | ADCCM502N150SSN | EC000441 | EF001758 | EV003712 | 9.0
CAPRI | ADCCM502N150SSN | EC000441 | EF004191 | Non | 9.0
CAPRI | ADCCM502N150SSN | EC000441 | EF004685 | Non | 9.0
CAPRI | ADCCM502N150SSN | EC000441 | EF005004 | Non | 9.0
CAPRI | ADCCM502N150SSN | EC000441 | EF005049 | Non | 9.0
CAPRI | ADCCM502N150SSN | EC000441 | EF005337 | Non | 9.0
CAPRI | ADCCM502N150SSN | EC000441 | EF012184 | Non | 9.0
CAPRI | ADCCM502N150SSN | EC000441 | EF012547 | Non | 9.0
CAPRI | ADCCM502N150SSN | EC000441 | EF024919 | Non | 9.0
CAPRI | ADCCM503G150NPN | EC000441 | EF000025 | Non | 9.0
CAPRI | ADCCM503G150NPN | EC000441 | EF000084 | Non | 9.0
CAPRI | ADCCM503G150NPN | EC000441 | EF000734 | Non | 9.0
CAPRI | ADCCM503G150NPN | EC000441 | EF000878 | Non | 9.0
CAPRI | ADCCM503G150NPN | EC000441 | EF000881 | Non | 9.0
CAPRI | ADCCM503G150NPN | EC000441 | EF001062 | Non | 9.0
CAPRI | ADCCM503G150NPN | EC000441 | EF001210 | Non | 9.0
CAPRI | ADCCM503G150NPN | EC000441 | EF001758 | EV003712 | 9.0
CAPRI | ADCCM503G150NPN | EC000441 | EF004191 | Non | 9.0
CAPRI | ADCCM503G150NPN | EC000441 | EF004685 | Non | 9.0
CAPRI | ADCCM503G150NPN | EC000441 | EF005004 | Non | 9.0
CAPRI | ADCCM503G150NPN | EC000441 | EF005049 | Non | 9.0
CAPRI | ADCCM503G150NPN | EC000441 | EF005337 | Non | 9.0
CAPRI | ADCCM503G150NPN | EC000441 | EF012184 | Non | 9.0
CAPRI | ADCCM503G150NPN | EC000441 | EF012547 | Non | 9.0
CAPRI | ADCCM503G150NPN | EC000441 | EF024919 | Non | 9.0
CAPRI | ADCCM503G150SSN | EC000441 | EF000025 | Non | 9.0
CAPRI | ADCCM503G150SSN | EC000441 | EF000084 | Non | 9.0
CAPRI | ADCCM503G150SSN | EC000441 | EF000734 | Non | 9.0
CAPRI | ADCCM503G150SSN | EC000441 | EF000878 | Non | 9.0
CAPRI | ADCCM503G150SSN | EC000441 | EF000881 | Non | 9.0
CAPRI | ADCCM503G150SSN | EC000441 | EF001062 | Non | 9.0
CAPRI | ADCCM503G150SSN | EC000441 | EF001210 | Non | 9.0
CAPRI | ADCCM503G150SSN | EC000441 | EF001758 | EV003712 | 9.0
CAPRI | ADCCM503G150SSN | EC000441 | EF004191 | Non | 9.0
CAPRI | ADCCM503G150SSN | EC000441 | EF004685 | Non | 9.0
CAPRI | ADCCM503G150SSN | EC000441 | EF005004 | Non | 9.0
CAPRI | ADCCM503G150SSN | EC000441 | EF005049 | Non | 9.0
CAPRI | ADCCM503G150SSN | EC000441 | EF005337 | Non | 9.0
CAPRI | ADCCM503G150SSN | EC000441 | EF012184 | Non | 9.0
CAPRI | ADCCM503G150SSN | EC000441 | EF012547 | Non | 9.0
CAPRI | ADCCM503G150SSN | EC000441 | EF024919 | Non | 9.0
CAPRI | ADCCM503G200NPN | EC000441 | EF000025 | Non | 9.0
CAPRI | ADCCM503G200NPN | EC000441 | EF000084 | Non | 9.0
CAPRI | ADCCM503G200NPN | EC000441 | EF000734 | Non | 9.0
CAPRI | ADCCM503G200NPN | EC000441 | EF000878 | Non | 9.0
CAPRI | ADCCM503G200NPN | EC000441 | EF000881 | Non | 9.0
CAPRI | ADCCM503G200NPN | EC000441 | EF001062 | Non | 9.0
CAPRI | ADCCM503G200NPN | EC000441 | EF001210 | Non | 9.0
CAPRI | ADCCM503G200NPN | EC000441 | EF001758 | EV003712 | 9.0
CAPRI | ADCCM503G200NPN | EC000441 | EF004191 | Non | 9.0
CAPRI | ADCCM503G200NPN | EC000441 | EF004685 | Non | 9.0
CAPRI | ADCCM503G200NPN | EC000441 | EF005004 | Non | 9.0
CAPRI | ADCCM503G200NPN | EC000441 | EF005049 | Non | 9.0
CAPRI | ADCCM503G200NPN | EC000441 | EF005337 | Non | 9.0
CAPRI | ADCCM503G200NPN | EC000441 | EF012184 | Non | 9.0
CAPRI | ADCCM503G200NPN | EC000441 | EF012547 | Non | 9.0
CAPRI | ADCCM503G200NPN | EC000441 | EF024919 | Non | 9.0
CAPRI | ADCCM503G200SSN | EC000441 | EF000025 | Non | 9.0
CAPRI | ADCCM503G200SSN | EC000441 | EF000084 | Non | 9.0
CAPRI | ADCCM503G200SSN | EC000441 | EF000734 | Non | 9.0
CAPRI | ADCCM503G200SSN | EC000441 | EF000878 | Non | 9.0
CAPRI | ADCCM503G200SSN | EC000441 | EF000881 | Non | 9.0
CAPRI | ADCCM503G200SSN | EC000441 | EF001062 | Non | 9.0
CAPRI | ADCCM503G200SSN | EC000441 | EF001210 | Non | 9.0
CAPRI | ADCCM503G200SSN | EC000441 | EF001758 | EV003712 | 9.0
CAPRI | ADCCM503G200SSN | EC000441 | EF004191 | Non | 9.0
CAPRI | ADCCM503G200SSN | EC000441 | EF004685 | Non | 9.0
CAPRI | ADCCM503G200SSN | EC000441 | EF005004 | Non | 9.0
CAPRI | ADCCM503G200SSN | EC000441 | EF005049 | Non | 9.0
CAPRI | ADCCM503G200SSN | EC000441 | EF005337 | Non | 9.0
CAPRI | ADCCM503G200SSN | EC000441 | EF012184 | Non | 9.0
CAPRI | ADCCM503G200SSN | EC000441 | EF012547 | Non | 9.0
CAPRI | ADCCM503G200SSN | EC000441 | EF024919 | Non | 9.0
CAPRI | ADCCM503M50NPN | EC000441 | EF000025 | Non | 9.0
CAPRI | ADCCM503M50NPN | EC000441 | EF000084 | Non | 9.0
CAPRI | ADCCM503M50NPN | EC000441 | EF000734 | Non | 9.0
CAPRI | ADCCM503M50NPN | EC000441 | EF000878 | Non | 9.0
CAPRI | ADCCM503M50NPN | EC000441 | EF000881 | Non | 9.0
CAPRI | ADCCM503M50NPN | EC000441 | EF001062 | Non | 9.0
CAPRI | ADCCM503M50NPN | EC000441 | EF001210 | Non | 9.0
CAPRI | ADCCM503M50NPN | EC000441 | EF001758 | EV003712 | 9.0
CAPRI | ADCCM503M50NPN | EC000441 | EF004191 | Non | 9.0
CAPRI | ADCCM503M50NPN | EC000441 | EF004685 | Non | 9.0
CAPRI | ADCCM503M50NPN | EC000441 | EF005004 | Non | 9.0
CAPRI | ADCCM503M50NPN | EC000441 | EF005049 | Non | 9.0
CAPRI | ADCCM503M50NPN | EC000441 | EF005337 | Non | 9.0
CAPRI | ADCCM503M50NPN | EC000441 | EF012184 | Non | 9.0
CAPRI | ADCCM503M50NPN | EC000441 | EF012547 | Non | 9.0
CAPRI | ADCCM503M50NPN | EC000441 | EF024919 | Non | 9.0
CAPRI | ADCCM503M50SSN | EC000441 | EF000025 | Non | 9.0
CAPRI | ADCCM503M50SSN | EC000441 | EF000084 | Non | 9.0
CAPRI | ADCCM503M50SSN | EC000441 | EF000734 | Non | 9.0
CAPRI | ADCCM503M50SSN | EC000441 | EF000878 | Non | 9.0
CAPRI | ADCCM503M50SSN | EC000441 | EF000881 | Non | 9.0
CAPRI | ADCCM503M50SSN | EC000441 | EF001062 | Non | 9.0
CAPRI | ADCCM503M50SSN | EC000441 | EF001210 | Non | 9.0
CAPRI | ADCCM503M50SSN | EC000441 | EF001758 | EV003712 | 9.0
CAPRI | ADCCM503M50SSN | EC000441 | EF004191 | Non | 9.0
CAPRI | ADCCM503M50SSN | EC000441 | EF004685 | Non | 9.0
CAPRI | ADCCM503M50SSN | EC000441 | EF005004 | Non | 9.0
CAPRI | ADCCM503M50SSN | EC000441 | EF005049 | Non | 9.0
CAPRI | ADCCM503M50SSN | EC000441 | EF005337 | Non | 9.0
CAPRI | ADCCM503M50SSN | EC000441 | EF012184 | Non | 9.0
CAPRI | ADCCM503M50SSN | EC000441 | EF012547 | Non | 9.0
CAPRI | ADCCM503M50SSN | EC000441 | EF024919 | Non | 9.0
CAPRI | ADCCM503M63NPN | EC000441 | EF000025 | Non | 9.0
CAPRI | ADCCM503M63NPN | EC000441 | EF000084 | Non | 9.0
CAPRI | ADCCM503M63NPN | EC000441 | EF000734 | Non | 9.0
CAPRI | ADCCM503M63NPN | EC000441 | EF000878 | Non | 9.0
CAPRI | ADCCM503M63NPN | EC000441 | EF000881 | Non | 9.0
CAPRI | ADCCM503M63NPN | EC000441 | EF001062 | Non | 9.0
CAPRI | ADCCM503M63NPN | EC000441 | EF001210 | Non | 9.0
CAPRI | ADCCM503M63NPN | EC000441 | EF001758 | EV003712 | 9.0
CAPRI | ADCCM503M63NPN | EC000441 | EF004191 | Non | 9.0
CAPRI | ADCCM503M63NPN | EC000441 | EF004685 | Non | 9.0
CAPRI | ADCCM503M63NPN | EC000441 | EF005004 | Non | 9.0
CAPRI | ADCCM503M63NPN | EC000441 | EF005049 | Non | 9.0
CAPRI | ADCCM503M63NPN | EC000441 | EF005337 | Non | 9.0
CAPRI | ADCCM503M63NPN | EC000441 | EF012184 | Non | 9.0
CAPRI | ADCCM503M63NPN | EC000441 | EF012547 | Non | 9.0
CAPRI | ADCCM503M63NPN | EC000441 | EF024919 | Non | 9.0
CAPRI | ADCCM503M63SSN | EC000441 | EF000025 | Non | 9.0
CAPRI | ADCCM503M63SSN | EC000441 | EF000084 | Non | 9.0
CAPRI | ADCCM503M63SSN | EC000441 | EF000734 | Non | 9.0
CAPRI | ADCCM503M63SSN | EC000441 | EF000878 | Non | 9.0
CAPRI | ADCCM503M63SSN | EC000441 | EF000881 | Non | 9.0
CAPRI | ADCCM503M63SSN | EC000441 | EF001062 | Non | 9.0
CAPRI | ADCCM503M63SSN | EC000441 | EF001210 | Non | 9.0
CAPRI | ADCCM503M63SSN | EC000441 | EF001758 | EV003712 | 9.0
CAPRI | ADCCM503M63SSN | EC000441 | EF004191 | Non | 9.0
CAPRI | ADCCM503M63SSN | EC000441 | EF004685 | Non | 9.0
CAPRI | ADCCM503M63SSN | EC000441 | EF005004 | Non | 9.0
CAPRI | ADCCM503M63SSN | EC000441 | EF005049 | Non | 9.0
CAPRI | ADCCM503M63SSN | EC000441 | EF005337 | Non | 9.0
CAPRI | ADCCM503M63SSN | EC000441 | EF012184 | Non | 9.0
CAPRI | ADCCM503M63SSN | EC000441 | EF012547 | Non | 9.0
CAPRI | ADCCM503M63SSN | EC000441 | EF024919 | Non | 9.0
CAPRI | ADCCM503N150NPN | EC000441 | EF000025 | Non | 9.0
CAPRI | ADCCM503N150NPN | EC000441 | EF000084 | Non | 9.0
CAPRI | ADCCM503N150NPN | EC000441 | EF000734 | Non | 9.0
CAPRI | ADCCM503N150NPN | EC000441 | EF000878 | Non | 9.0
CAPRI | ADCCM503N150NPN | EC000441 | EF000881 | Non | 9.0
CAPRI | ADCCM503N150NPN | EC000441 | EF001062 | Non | 9.0
CAPRI | ADCCM503N150NPN | EC000441 | EF001210 | Non | 9.0
CAPRI | ADCCM503N150NPN | EC000441 | EF001758 | EV003712 | 9.0
CAPRI | ADCCM503N150NPN | EC000441 | EF004191 | Non | 9.0
CAPRI | ADCCM503N150NPN | EC000441 | EF004685 | Non | 9.0
CAPRI | ADCCM503N150NPN | EC000441 | EF005004 | Non | 9.0
CAPRI | ADCCM503N150NPN | EC000441 | EF005049 | Non | 9.0
CAPRI | ADCCM503N150NPN | EC000441 | EF005337 | Non | 9.0
CAPRI | ADCCM503N150NPN | EC000441 | EF012184 | Non | 9.0
CAPRI | ADCCM503N150NPN | EC000441 | EF012547 | Non | 9.0
CAPRI | ADCCM503N150NPN | EC000441 | EF024919 | Non | 9.0
CAPRI | ADCCM503N150SSN | EC000441 | EF000025 | Non | 9.0
CAPRI | ADCCM503N150SSN | EC000441 | EF000084 | Non | 9.0
CAPRI | ADCCM503N150SSN | EC000441 | EF000734 | Non | 9.0
CAPRI | ADCCM503N150SSN | EC000441 | EF000878 | Non | 9.0
CAPRI | ADCCM503N150SSN | EC000441 | EF000881 | Non | 9.0
CAPRI | ADCCM503N150SSN | EC000441 | EF001062 | Non | 9.0
CAPRI | ADCCM503N150SSN | EC000441 | EF001210 | Non | 9.0
CAPRI | ADCCM503N150SSN | EC000441 | EF001758 | EV003712 | 9.0
CAPRI | ADCCM503N150SSN | EC000441 | EF004191 | Non | 9.0
CAPRI | ADCCM503N150SSN | EC000441 | EF004685 | Non | 9.0
CAPRI | ADCCM503N150SSN | EC000441 | EF005004 | Non | 9.0
CAPRI | ADCCM503N150SSN | EC000441 | EF005049 | Non | 9.0
CAPRI | ADCCM503N150SSN | EC000441 | EF005337 | Non | 9.0
CAPRI | ADCCM503N150SSN | EC000441 | EF012184 | Non | 9.0
CAPRI | ADCCM503N150SSN | EC000441 | EF012547 | Non | 9.0
CAPRI | ADCCM503N150SSN | EC000441 | EF024919 | Non | 9.0
CAPRI | ADCCM503N200NPN | EC000441 | EF000025 | Non | 9.0
CAPRI | ADCCM503N200NPN | EC000441 | EF000084 | Non | 9.0
CAPRI | ADCCM503N200NPN | EC000441 | EF000734 | Non | 9.0
CAPRI | ADCCM503N200NPN | EC000441 | EF000878 | Non | 9.0
CAPRI | ADCCM503N200NPN | EC000441 | EF000881 | Non | 9.0
CAPRI | ADCCM503N200NPN | EC000441 | EF001062 | Non | 9.0
CAPRI | ADCCM503N200NPN | EC000441 | EF001210 | Non | 9.0
CAPRI | ADCCM503N200NPN | EC000441 | EF001758 | EV003712 | 9.0
CAPRI | ADCCM503N200NPN | EC000441 | EF004191 | Non | 9.0
CAPRI | ADCCM503N200NPN | EC000441 | EF004685 | Non | 9.0
CAPRI | ADCCM503N200NPN | EC000441 | EF005004 | Non | 9.0
CAPRI | ADCCM503N200NPN | EC000441 | EF005049 | Non | 9.0
CAPRI | ADCCM503N200NPN | EC000441 | EF005337 | Non | 9.0
CAPRI | ADCCM503N200NPN | EC000441 | EF012184 | Non | 9.0
CAPRI | ADCCM503N200NPN | EC000441 | EF012547 | Non | 9.0
CAPRI | ADCCM503N200NPN | EC000441 | EF024919 | Non | 9.0
CAPRI | ADCCM503N200SSN | EC000441 | EF000025 | Non | 9.0
CAPRI | ADCCM503N200SSN | EC000441 | EF000084 | Non | 9.0
CAPRI | ADCCM503N200SSN | EC000441 | EF000734 | Non | 9.0
CAPRI | ADCCM503N200SSN | EC000441 | EF000878 | Non | 9.0
CAPRI | ADCCM503N200SSN | EC000441 | EF000881 | Non | 9.0
CAPRI | ADCCM503N200SSN | EC000441 | EF001062 | Non | 9.0
CAPRI | ADCCM503N200SSN | EC000441 | EF001210 | Non | 9.0
CAPRI | ADCCM503N200SSN | EC000441 | EF001758 | EV003712 | 9.0
CAPRI | ADCCM503N200SSN | EC000441 | EF004191 | Non | 9.0
CAPRI | ADCCM503N200SSN | EC000441 | EF004685 | Non | 9.0
CAPRI | ADCCM503N200SSN | EC000441 | EF005004 | Non | 9.0
CAPRI | ADCCM503N200SSN | EC000441 | EF005049 | Non | 9.0
CAPRI | ADCCM503N200SSN | EC000441 | EF005337 | Non | 9.0
CAPRI | ADCCM503N200SSN | EC000441 | EF012184 | Non | 9.0
CAPRI | ADCCM503N200SSN | EC000441 | EF012547 | Non | 9.0
CAPRI | ADCCM503N200SSN | EC000441 | EF024919 | Non | 9.0
CAPRI | ADCCM632G200NPN | EC000441 | EF000025 | Non | 9.0
CAPRI | ADCCM632G200NPN | EC000441 | EF000084 | Non | 9.0
CAPRI | ADCCM632G200NPN | EC000441 | EF000734 | Non | 9.0
CAPRI | ADCCM632G200NPN | EC000441 | EF000878 | Non | 9.0
CAPRI | ADCCM632G200NPN | EC000441 | EF000881 | Non | 9.0
CAPRI | ADCCM632G200NPN | EC000441 | EF001062 | Non | 9.0
CAPRI | ADCCM632G200NPN | EC000441 | EF001210 | Non | 9.0
CAPRI | ADCCM632G200NPN | EC000441 | EF001758 | EV003712 | 9.0
CAPRI | ADCCM632G200NPN | EC000441 | EF004191 | Non | 9.0
CAPRI | ADCCM632G200NPN | EC000441 | EF004685 | Non | 9.0
CAPRI | ADCCM632G200NPN | EC000441 | EF005004 | Non | 9.0
CAPRI | ADCCM632G200NPN | EC000441 | EF005049 | Non | 9.0
CAPRI | ADCCM632G200NPN | EC000441 | EF005337 | Non | 9.0
CAPRI | ADCCM632G200NPN | EC000441 | EF012184 | Non | 9.0
CAPRI | ADCCM632G200NPN | EC000441 | EF012547 | Non | 9.0
CAPRI | ADCCM632G200NPN | EC000441 | EF024919 | Non | 9.0
CAPRI | ADCCM632G200SSN | EC000441 | EF000025 | Non | 9.0
CAPRI | ADCCM632G200SSN | EC000441 | EF000084 | Non | 9.0
CAPRI | ADCCM632G200SSN | EC000441 | EF000734 | Non | 9.0
CAPRI | ADCCM632G200SSN | EC000441 | EF000878 | Non | 9.0
CAPRI | ADCCM632G200SSN | EC000441 | EF000881 | Non | 9.0
CAPRI | ADCCM632G200SSN | EC000441 | EF001062 | Non | 9.0
CAPRI | ADCCM632G200SSN | EC000441 | EF001210 | Non | 9.0
CAPRI | ADCCM632G200SSN | EC000441 | EF001758 | EV003712 | 9.0
CAPRI | ADCCM632G200SSN | EC000441 | EF004191 | Non | 9.0
CAPRI | ADCCM632G200SSN | EC000441 | EF004685 | Non | 9.0
CAPRI | ADCCM632G200SSN | EC000441 | EF005004 | Non | 9.0
CAPRI | ADCCM632G200SSN | EC000441 | EF005049 | Non | 9.0
CAPRI | ADCCM632G200SSN | EC000441 | EF005337 | Non | 9.0
CAPRI | ADCCM632G200SSN | EC000441 | EF012184 | Non | 9.0
CAPRI | ADCCM632G200SSN | EC000441 | EF012547 | Non | 9.0
CAPRI | ADCCM632G200SSN | EC000441 | EF024919 | Non | 9.0
CAPRI | ADCCM632M63NPN | EC000441 | EF000025 | Non | 9.0
CAPRI | ADCCM632M63NPN | EC000441 | EF000084 | Non | 9.0
CAPRI | ADCCM632M63NPN | EC000441 | EF000734 | Non | 9.0
CAPRI | ADCCM632M63NPN | EC000441 | EF000878 | Non | 9.0
CAPRI | ADCCM632M63NPN | EC000441 | EF000881 | Non | 9.0
CAPRI | ADCCM632M63NPN | EC000441 | EF001062 | Non | 9.0
CAPRI | ADCCM632M63NPN | EC000441 | EF001210 | Non | 9.0
CAPRI | ADCCM632M63NPN | EC000441 | EF001758 | EV003712 | 9.0
CAPRI | ADCCM632M63NPN | EC000441 | EF004191 | Non | 9.0
CAPRI | ADCCM632M63NPN | EC000441 | EF004685 | Non | 9.0
CAPRI | ADCCM632M63NPN | EC000441 | EF005004 | Non | 9.0
CAPRI | ADCCM632M63NPN | EC000441 | EF005049 | Non | 9.0
CAPRI | ADCCM632M63NPN | EC000441 | EF005337 | Non | 9.0
CAPRI | ADCCM632M63NPN | EC000441 | EF012184 | Non | 9.0
CAPRI | ADCCM632M63NPN | EC000441 | EF012547 | Non | 9.0
CAPRI | ADCCM632M63NPN | EC000441 | EF024919 | Non | 9.0
CAPRI | ADCCM632M63SSN | EC000441 | EF000025 | Non | 9.0
CAPRI | ADCCM632M63SSN | EC000441 | EF000084 | Non | 9.0
CAPRI | ADCCM632M63SSN | EC000441 | EF000734 | Non | 9.0
CAPRI | ADCCM632M63SSN | EC000441 | EF000878 | Non | 9.0
CAPRI | ADCCM632M63SSN | EC000441 | EF000881 | Non | 9.0
CAPRI | ADCCM632M63SSN | EC000441 | EF001062 | Non | 9.0
CAPRI | ADCCM632M63SSN | EC000441 | EF001210 | Non | 9.0
CAPRI | ADCCM632M63SSN | EC000441 | EF001758 | EV003712 | 9.0
CAPRI | ADCCM632M63SSN | EC000441 | EF004191 | Non | 9.0
CAPRI | ADCCM632M63SSN | EC000441 | EF004685 | Non | 9.0
CAPRI | ADCCM632M63SSN | EC000441 | EF005004 | Non | 9.0
CAPRI | ADCCM632M63SSN | EC000441 | EF005049 | Non | 9.0
CAPRI | ADCCM632M63SSN | EC000441 | EF005337 | Non | 9.0
CAPRI | ADCCM632M63SSN | EC000441 | EF012184 | Non | 9.0
CAPRI | ADCCM632M63SSN | EC000441 | EF012547 | Non | 9.0
CAPRI | ADCCM632M63SSN | EC000441 | EF024919 | Non | 9.0
CAPRI | ADCCM632N200NPN | EC000441 | EF000025 | Non | 9.0
CAPRI | ADCCM632N200NPN | EC000441 | EF000084 | Non | 9.0
CAPRI | ADCCM632N200NPN | EC000441 | EF000734 | Non | 9.0
CAPRI | ADCCM632N200NPN | EC000441 | EF000878 | Non | 9.0
CAPRI | ADCCM632N200NPN | EC000441 | EF000881 | Non | 9.0
CAPRI | ADCCM632N200NPN | EC000441 | EF001062 | Non | 9.0
CAPRI | ADCCM632N200NPN | EC000441 | EF001210 | Non | 9.0
CAPRI | ADCCM632N200NPN | EC000441 | EF001758 | EV003712 | 9.0
CAPRI | ADCCM632N200NPN | EC000441 | EF004191 | Non | 9.0
CAPRI | ADCCM632N200NPN | EC000441 | EF004685 | Non | 9.0
CAPRI | ADCCM632N200NPN | EC000441 | EF005004 | Non | 9.0
CAPRI | ADCCM632N200NPN | EC000441 | EF005049 | Non | 9.0
CAPRI | ADCCM632N200NPN | EC000441 | EF005337 | Non | 9.0
CAPRI | ADCCM632N200NPN | EC000441 | EF012184 | Non | 9.0
CAPRI | ADCCM632N200NPN | EC000441 | EF012547 | Non | 9.0
CAPRI | ADCCM632N200NPN | EC000441 | EF024919 | Non | 9.0
CAPRI | ADCCM632N200SSN | EC000441 | EF000025 | Non | 9.0
CAPRI | ADCCM632N200SSN | EC000441 | EF000084 | Non | 9.0
CAPRI | ADCCM632N200SSN | EC000441 | EF000734 | Non | 9.0
CAPRI | ADCCM632N200SSN | EC000441 | EF000878 | Non | 9.0
CAPRI | ADCCM632N200SSN | EC000441 | EF000881 | Non | 9.0
CAPRI | ADCCM632N200SSN | EC000441 | EF001062 | Non | 9.0
CAPRI | ADCCM632N200SSN | EC000441 | EF001210 | Non | 9.0
CAPRI | ADCCM632N200SSN | EC000441 | EF001758 | EV003712 | 9.0
CAPRI | ADCCM632N200SSN | EC000441 | EF004191 | Non | 9.0
CAPRI | ADCCM632N200SSN | EC000441 | EF004685 | Non | 9.0
CAPRI | ADCCM632N200SSN | EC000441 | EF005004 | Non | 9.0
CAPRI | ADCCM632N200SSN | EC000441 | EF005049 | Non | 9.0
CAPRI | ADCCM632N200SSN | EC000441 | EF005337 | Non | 9.0
CAPRI | ADCCM632N200SSN | EC000441 | EF012184 | Non | 9.0
CAPRI | ADCCM632N200SSN | EC000441 | EF012547 | Non | 9.0
CAPRI | ADCCM632N200SSN | EC000441 | EF024919 | Non | 9.0
CAPRI | ADCCM633G200NPN | EC000441 | EF000025 | Non | 9.0
CAPRI | ADCCM633G200NPN | EC000441 | EF000084 | Non | 9.0
CAPRI | ADCCM633G200NPN | EC000441 | EF000734 | Non | 9.0
CAPRI | ADCCM633G200NPN | EC000441 | EF000878 | Non | 9.0
CAPRI | ADCCM633G200NPN | EC000441 | EF000881 | Non | 9.0
CAPRI | ADCCM633G200NPN | EC000441 | EF001062 | Non | 9.0
CAPRI | ADCCM633G200NPN | EC000441 | EF001210 | Non | 9.0
CAPRI | ADCCM633G200NPN | EC000441 | EF001758 | EV003712 | 9.0
CAPRI | ADCCM633G200NPN | EC000441 | EF004191 | Non | 9.0
CAPRI | ADCCM633G200NPN | EC000441 | EF004685 | Non | 9.0
CAPRI | ADCCM633G200NPN | EC000441 | EF005004 | Non | 9.0
CAPRI | ADCCM633G200NPN | EC000441 | EF005049 | Non | 9.0
CAPRI | ADCCM633G200NPN | EC000441 | EF005337 | Non | 9.0
CAPRI | ADCCM633G200NPN | EC000441 | EF012184 | Non | 9.0
CAPRI | ADCCM633G200NPN | EC000441 | EF012547 | Non | 9.0
CAPRI | ADCCM633G200NPN | EC000441 | EF024919 | Non | 9.0
CAPRI | ADCCM633G200SSN | EC000441 | EF000025 | Non | 9.0
CAPRI | ADCCM633G200SSN | EC000441 | EF000084 | Non | 9.0
CAPRI | ADCCM633G200SSN | EC000441 | EF000734 | Non | 9.0
CAPRI | ADCCM633G200SSN | EC000441 | EF000878 | Non | 9.0
CAPRI | ADCCM633G200SSN | EC000441 | EF000881 | Non | 9.0
CAPRI | ADCCM633G200SSN | EC000441 | EF001062 | Non | 9.0
CAPRI | ADCCM633G200SSN | EC000441 | EF001210 | Non | 9.0
CAPRI | ADCCM633G200SSN | EC000441 | EF001758 | EV003712 | 9.0
CAPRI | ADCCM633G200SSN | EC000441 | EF004191 | Non | 9.0
CAPRI | ADCCM633G200SSN | EC000441 | EF004685 | Non | 9.0
CAPRI | ADCCM633G200SSN | EC000441 | EF005004 | Non | 9.0
CAPRI | ADCCM633G200SSN | EC000441 | EF005049 | Non | 9.0
CAPRI | ADCCM633G200SSN | EC000441 | EF005337 | Non | 9.0
CAPRI | ADCCM633G200SSN | EC000441 | EF012184 | Non | 9.0
CAPRI | ADCCM633G200SSN | EC000441 | EF012547 | Non | 9.0
CAPRI | ADCCM633G200SSN | EC000441 | EF024919 | Non | 9.0
CAPRI | ADCCM633G250NPN | EC000441 | EF000025 | Non | 9.0
CAPRI | ADCCM633G250NPN | EC000441 | EF000084 | Non | 9.0
CAPRI | ADCCM633G250NPN | EC000441 | EF000734 | Non | 9.0
CAPRI | ADCCM633G250NPN | EC000441 | EF000878 | Non | 9.0
CAPRI | ADCCM633G250NPN | EC000441 | EF000881 | Non | 9.0
CAPRI | ADCCM633G250NPN | EC000441 | EF001062 | Non | 9.0
CAPRI | ADCCM633G250NPN | EC000441 | EF001210 | Non | 9.0
CAPRI | ADCCM633G250NPN | EC000441 | EF001758 | EV003712 | 9.0
CAPRI | ADCCM633G250NPN | EC000441 | EF004191 | Non | 9.0
CAPRI | ADCCM633G250NPN | EC000441 | EF004685 | Non | 9.0
CAPRI | ADCCM633G250NPN | EC000441 | EF005004 | Non | 9.0
CAPRI | ADCCM633G250NPN | EC000441 | EF005049 | Non | 9.0
CAPRI | ADCCM633G250NPN | EC000441 | EF005337 | Non | 9.0
CAPRI | ADCCM633G250NPN | EC000441 | EF012184 | Non | 9.0
CAPRI | ADCCM633G250NPN | EC000441 | EF012547 | Non | 9.0
CAPRI | ADCCM633G250NPN | EC000441 | EF024919 | Non | 9.0
CAPRI | ADCCM633G250SSN | EC000441 | EF000025 | Non | 9.0
CAPRI | ADCCM633G250SSN | EC000441 | EF000084 | Non | 9.0
CAPRI | ADCCM633G250SSN | EC000441 | EF000734 | Non | 9.0
CAPRI | ADCCM633G250SSN | EC000441 | EF000878 | Non | 9.0
CAPRI | ADCCM633G250SSN | EC000441 | EF000881 | Non | 9.0
CAPRI | ADCCM633G250SSN | EC000441 | EF001062 | Non | 9.0
CAPRI | ADCCM633G250SSN | EC000441 | EF001210 | Non | 9.0
CAPRI | ADCCM633G250SSN | EC000441 | EF001758 | EV003712 | 9.0
CAPRI | ADCCM633G250SSN | EC000441 | EF004191 | Non | 9.0
CAPRI | ADCCM633G250SSN | EC000441 | EF004685 | Non | 9.0
CAPRI | ADCCM633G250SSN | EC000441 | EF005004 | Non | 9.0
CAPRI | ADCCM633G250SSN | EC000441 | EF005049 | Non | 9.0
CAPRI | ADCCM633G250SSN | EC000441 | EF005337 | Non | 9.0
CAPRI | ADCCM633G250SSN | EC000441 | EF012184 | Non | 9.0
CAPRI | ADCCM633G250SSN | EC000441 | EF012547 | Non | 9.0
CAPRI | ADCCM633G250SSN | EC000441 | EF024919 | Non | 9.0
CAPRI | ADCCM633M63NPN | EC000441 | EF000025 | Non | 9.0
CAPRI | ADCCM633M63NPN | EC000441 | EF000084 | Non | 9.0
CAPRI | ADCCM633M63NPN | EC000441 | EF000734 | Non | 9.0
CAPRI | ADCCM633M63NPN | EC000441 | EF000878 | Non | 9.0
CAPRI | ADCCM633M63NPN | EC000441 | EF000881 | Non | 9.0
CAPRI | ADCCM633M63NPN | EC000441 | EF001062 | Non | 9.0
CAPRI | ADCCM633M63NPN | EC000441 | EF001210 | Non | 9.0
CAPRI | ADCCM633M63NPN | EC000441 | EF001758 | EV003712 | 9.0
CAPRI | ADCCM633M63NPN | EC000441 | EF004191 | Non | 9.0
CAPRI | ADCCM633M63NPN | EC000441 | EF004685 | Non | 9.0
CAPRI | ADCCM633M63NPN | EC000441 | EF005004 | Non | 9.0
CAPRI | ADCCM633M63NPN | EC000441 | EF005049 | Non | 9.0
CAPRI | ADCCM633M63NPN | EC000441 | EF005337 | Non | 9.0
CAPRI | ADCCM633M63NPN | EC000441 | EF012184 | Non | 9.0
CAPRI | ADCCM633M63NPN | EC000441 | EF012547 | Non | 9.0
CAPRI | ADCCM633M63NPN | EC000441 | EF024919 | Non | 9.0
CAPRI | ADCCM633M63SSN | EC000441 | EF000025 | Non | 9.0
CAPRI | ADCCM633M63SSN | EC000441 | EF000084 | Non | 9.0
CAPRI | ADCCM633M63SSN | EC000441 | EF000734 | Non | 9.0
CAPRI | ADCCM633M63SSN | EC000441 | EF000878 | Non | 9.0
CAPRI | ADCCM633M63SSN | EC000441 | EF000881 | Non | 9.0
CAPRI | ADCCM633M63SSN | EC000441 | EF001062 | Non | 9.0
CAPRI | ADCCM633M63SSN | EC000441 | EF001210 | Non | 9.0
CAPRI | ADCCM633M63SSN | EC000441 | EF001758 | EV003712 | 9.0
CAPRI | ADCCM633M63SSN | EC000441 | EF004191 | Non | 9.0
CAPRI | ADCCM633M63SSN | EC000441 | EF004685 | Non | 9.0
CAPRI | ADCCM633M63SSN | EC000441 | EF005004 | Non | 9.0
CAPRI | ADCCM633M63SSN | EC000441 | EF005049 | Non | 9.0
CAPRI | ADCCM633M63SSN | EC000441 | EF005337 | Non | 9.0
CAPRI | ADCCM633M63SSN | EC000441 | EF012184 | Non | 9.0
CAPRI | ADCCM633M63SSN | EC000441 | EF012547 | Non | 9.0
CAPRI | ADCCM633M63SSN | EC000441 | EF024919 | Non | 9.0
CAPRI | ADCCM633M75NPN | EC000441 | EF000025 | Non | 9.0
CAPRI | ADCCM633M75NPN | EC000441 | EF000084 | Non | 9.0
CAPRI | ADCCM633M75NPN | EC000441 | EF000734 | Non | 9.0
CAPRI | ADCCM633M75NPN | EC000441 | EF000878 | Non | 9.0
CAPRI | ADCCM633M75NPN | EC000441 | EF000881 | Non | 9.0
CAPRI | ADCCM633M75NPN | EC000441 | EF001062 | Non | 9.0
CAPRI | ADCCM633M75NPN | EC000441 | EF001210 | Non | 9.0
CAPRI | ADCCM633M75NPN | EC000441 | EF001758 | EV003712 | 9.0
CAPRI | ADCCM633M75NPN | EC000441 | EF004191 | Non | 9.0
CAPRI | ADCCM633M75NPN | EC000441 | EF004685 | Non | 9.0
CAPRI | ADCCM633M75NPN | EC000441 | EF005004 | Non | 9.0
CAPRI | ADCCM633M75NPN | EC000441 | EF005049 | Non | 9.0
CAPRI | ADCCM633M75NPN | EC000441 | EF005337 | Non | 9.0
CAPRI | ADCCM633M75NPN | EC000441 | EF012184 | Non | 9.0
CAPRI | ADCCM633M75NPN | EC000441 | EF012547 | Non | 9.0
CAPRI | ADCCM633M75NPN | EC000441 | EF024919 | Non | 9.0
CAPRI | ADCCM633M75SSN | EC000441 | EF000025 | Non | 9.0
CAPRI | ADCCM633M75SSN | EC000441 | EF000084 | Non | 9.0
CAPRI | ADCCM633M75SSN | EC000441 | EF000734 | Non | 9.0
CAPRI | ADCCM633M75SSN | EC000441 | EF000878 | Non | 9.0
CAPRI | ADCCM633M75SSN | EC000441 | EF000881 | Non | 9.0
CAPRI | ADCCM633M75SSN | EC000441 | EF001062 | Non | 9.0
CAPRI | ADCCM633M75SSN | EC000441 | EF001210 | Non | 9.0
CAPRI | ADCCM633M75SSN | EC000441 | EF001758 | EV003712 | 9.0
CAPRI | ADCCM633M75SSN | EC000441 | EF004191 | Non | 9.0
CAPRI | ADCCM633M75SSN | EC000441 | EF004685 | Non | 9.0
CAPRI | ADCCM633M75SSN | EC000441 | EF005004 | Non | 9.0
CAPRI | ADCCM633M75SSN | EC000441 | EF005049 | Non | 9.0
CAPRI | ADCCM633M75SSN | EC000441 | EF005337 | Non | 9.0
CAPRI | ADCCM633M75SSN | EC000441 | EF012184 | Non | 9.0
CAPRI | ADCCM633M75SSN | EC000441 | EF012547 | Non | 9.0
CAPRI | ADCCM633M75SSN | EC000441 | EF024919 | Non | 9.0
CAPRI | ADCCM633N200NPN | EC000441 | EF000025 | Non | 9.0
CAPRI | ADCCM633N200NPN | EC000441 | EF000084 | Non | 9.0
CAPRI | ADCCM633N200NPN | EC000441 | EF000734 | Non | 9.0
CAPRI | ADCCM633N200NPN | EC000441 | EF000878 | Non | 9.0
CAPRI | ADCCM633N200NPN | EC000441 | EF000881 | Non | 9.0
CAPRI | ADCCM633N200NPN | EC000441 | EF001062 | Non | 9.0
CAPRI | ADCCM633N200NPN | EC000441 | EF001210 | Non | 9.0
CAPRI | ADCCM633N200NPN | EC000441 | EF001758 | EV003712 | 9.0
CAPRI | ADCCM633N200NPN | EC000441 | EF004191 | Non | 9.0
CAPRI | ADCCM633N200NPN | EC000441 | EF004685 | Non | 9.0
CAPRI | ADCCM633N200NPN | EC000441 | EF005004 | Non | 9.0
CAPRI | ADCCM633N200NPN | EC000441 | EF005049 | Non | 9.0
CAPRI | ADCCM633N200NPN | EC000441 | EF005337 | Non | 9.0
CAPRI | ADCCM633N200NPN | EC000441 | EF012184 | Non | 9.0
CAPRI | ADCCM633N200NPN | EC000441 | EF012547 | Non | 9.0
CAPRI | ADCCM633N200NPN | EC000441 | EF024919 | Non | 9.0
CAPRI | ADCCM633N200SSN | EC000441 | EF000025 | Non | 9.0
CAPRI | ADCCM633N200SSN | EC000441 | EF000084 | Non | 9.0
CAPRI | ADCCM633N200SSN | EC000441 | EF000734 | Non | 9.0
CAPRI | ADCCM633N200SSN | EC000441 | EF000878 | Non | 9.0
CAPRI | ADCCM633N200SSN | EC000441 | EF000881 | Non | 9.0
CAPRI | ADCCM633N200SSN | EC000441 | EF001062 | Non | 9.0
CAPRI | ADCCM633N200SSN | EC000441 | EF001210 | Non | 9.0
CAPRI | ADCCM633N200SSN | EC000441 | EF001758 | EV003712 | 9.0
CAPRI | ADCCM633N200SSN | EC000441 | EF004191 | Non | 9.0
CAPRI | ADCCM633N200SSN | EC000441 | EF004685 | Non | 9.0
CAPRI | ADCCM633N200SSN | EC000441 | EF005004 | Non | 9.0
CAPRI | ADCCM633N200SSN | EC000441 | EF005049 | Non | 9.0
CAPRI | ADCCM633N200SSN | EC000441 | EF005337 | Non | 9.0
CAPRI | ADCCM633N200SSN | EC000441 | EF012184 | Non | 9.0
CAPRI | ADCCM633N200SSN | EC000441 | EF012547 | Non | 9.0
CAPRI | ADCCM633N200SSN | EC000441 | EF024919 | Non | 9.0
CAPRI | ADCCM633N250NPN | EC000441 | EF000025 | Non | 9.0
CAPRI | ADCCM633N250NPN | EC000441 | EF000084 | Non | 9.0
CAPRI | ADCCM633N250NPN | EC000441 | EF000734 | Non | 9.0
CAPRI | ADCCM633N250NPN | EC000441 | EF000878 | Non | 9.0
CAPRI | ADCCM633N250NPN | EC000441 | EF000881 | Non | 9.0
CAPRI | ADCCM633N250NPN | EC000441 | EF001062 | Non | 9.0
CAPRI | ADCCM633N250NPN | EC000441 | EF001210 | Non | 9.0
CAPRI | ADCCM633N250NPN | EC000441 | EF001758 | EV003712 | 9.0
CAPRI | ADCCM633N250NPN | EC000441 | EF004191 | Non | 9.0
CAPRI | ADCCM633N250NPN | EC000441 | EF004685 | Non | 9.0
CAPRI | ADCCM633N250NPN | EC000441 | EF005004 | Non | 9.0
CAPRI | ADCCM633N250NPN | EC000441 | EF005049 | Non | 9.0
CAPRI | ADCCM633N250NPN | EC000441 | EF005337 | Non | 9.0
CAPRI | ADCCM633N250NPN | EC000441 | EF012184 | Non | 9.0
CAPRI | ADCCM633N250NPN | EC000441 | EF012547 | Non | 9.0
CAPRI | ADCCM633N250NPN | EC000441 | EF024919 | Non | 9.0
CAPRI | ADCCM633N250SSN | EC000441 | EF000025 | Non | 9.0
CAPRI | ADCCM633N250SSN | EC000441 | EF000084 | Non | 9.0
CAPRI | ADCCM633N250SSN | EC000441 | EF000734 | Non | 9.0
CAPRI | ADCCM633N250SSN | EC000441 | EF000878 | Non | 9.0
CAPRI | ADCCM633N250SSN | EC000441 | EF000881 | Non | 9.0
CAPRI | ADCCM633N250SSN | EC000441 | EF001062 | Non | 9.0
CAPRI | ADCCM633N250SSN | EC000441 | EF001210 | Non | 9.0
CAPRI | ADCCM633N250SSN | EC000441 | EF001758 | EV003712 | 9.0
CAPRI | ADCCM633N250SSN | EC000441 | EF004191 | Non | 9.0
CAPRI | ADCCM633N250SSN | EC000441 | EF004685 | Non | 9.0
CAPRI | ADCCM633N250SSN | EC000441 | EF005004 | Non | 9.0
CAPRI | ADCCM633N250SSN | EC000441 | EF005049 | Non | 9.0
CAPRI | ADCCM633N250SSN | EC000441 | EF005337 | Non | 9.0
CAPRI | ADCCM633N250SSN | EC000441 | EF012184 | Non | 9.0
CAPRI | ADCCM633N250SSN | EC000441 | EF012547 | Non | 9.0
CAPRI | ADCCM633N250SSN | EC000441 | EF024919 | Non | 9.0
CAPRI | ADCCM752G250NPN | EC000441 | EF000025 | Non | 9.0
CAPRI | ADCCM752G250NPN | EC000441 | EF000084 | Non | 9.0
CAPRI | ADCCM752G250NPN | EC000441 | EF000734 | Non | 9.0
CAPRI | ADCCM752G250NPN | EC000441 | EF000878 | Non | 9.0
CAPRI | ADCCM752G250NPN | EC000441 | EF000881 | Non | 9.0
CAPRI | ADCCM752G250NPN | EC000441 | EF001062 | Non | 9.0
CAPRI | ADCCM752G250NPN | EC000441 | EF001210 | Non | 9.0
CAPRI | ADCCM752G250NPN | EC000441 | EF001758 | EV003712 | 9.0
CAPRI | ADCCM752G250NPN | EC000441 | EF004191 | Non | 9.0
CAPRI | ADCCM752G250NPN | EC000441 | EF004685 | Non | 9.0
CAPRI | ADCCM752G250NPN | EC000441 | EF005004 | Non | 9.0
CAPRI | ADCCM752G250NPN | EC000441 | EF005049 | Non | 9.0
CAPRI | ADCCM752G250NPN | EC000441 | EF005337 | Non | 9.0
CAPRI | ADCCM752G250NPN | EC000441 | EF012184 | Non | 9.0
CAPRI | ADCCM752G250NPN | EC000441 | EF012547 | Non | 9.0
CAPRI | ADCCM752G250NPN | EC000441 | EF024919 | Non | 9.0
CAPRI | ADCCM752G250SSN | EC000441 | EF000025 | Non | 9.0
CAPRI | ADCCM752G250SSN | EC000441 | EF000084 | Non | 9.0
CAPRI | ADCCM752G250SSN | EC000441 | EF000734 | Non | 9.0
CAPRI | ADCCM752G250SSN | EC000441 | EF000878 | Non | 9.0
CAPRI | ADCCM752G250SSN | EC000441 | EF000881 | Non | 9.0
CAPRI | ADCCM752G250SSN | EC000441 | EF001062 | Non | 9.0
CAPRI | ADCCM752G250SSN | EC000441 | EF001210 | Non | 9.0
CAPRI | ADCCM752G250SSN | EC000441 | EF001758 | EV003712 | 9.0
CAPRI | ADCCM752G250SSN | EC000441 | EF004191 | Non | 9.0
CAPRI | ADCCM752G250SSN | EC000441 | EF004685 | Non | 9.0
CAPRI | ADCCM752G250SSN | EC000441 | EF005004 | Non | 9.0
CAPRI | ADCCM752G250SSN | EC000441 | EF005049 | Non | 9.0
CAPRI | ADCCM752G250SSN | EC000441 | EF005337 | Non | 9.0
CAPRI | ADCCM752G250SSN | EC000441 | EF012184 | Non | 9.0
CAPRI | ADCCM752G250SSN | EC000441 | EF012547 | Non | 9.0
CAPRI | ADCCM752G250SSN | EC000441 | EF024919 | Non | 9.0
CAPRI | ADCCM752M75NPN | EC000441 | EF000025 | Non | 9.0
CAPRI | ADCCM752M75NPN | EC000441 | EF000084 | Non | 9.0
CAPRI | ADCCM752M75NPN | EC000441 | EF000734 | Non | 9.0
CAPRI | ADCCM752M75NPN | EC000441 | EF000878 | Non | 9.0
CAPRI | ADCCM752M75NPN | EC000441 | EF000881 | Non | 9.0
CAPRI | ADCCM752M75NPN | EC000441 | EF001062 | Non | 9.0
CAPRI | ADCCM752M75NPN | EC000441 | EF001210 | Non | 9.0
CAPRI | ADCCM752M75NPN | EC000441 | EF001758 | EV003712 | 9.0
CAPRI | ADCCM752M75NPN | EC000441 | EF004191 | Non | 9.0
CAPRI | ADCCM752M75NPN | EC000441 | EF004685 | Non | 9.0
CAPRI | ADCCM752M75NPN | EC000441 | EF005004 | Non | 9.0
CAPRI | ADCCM752M75NPN | EC000441 | EF005049 | Non | 9.0
CAPRI | ADCCM752M75NPN | EC000441 | EF005337 | Non | 9.0
CAPRI | ADCCM752M75NPN | EC000441 | EF012184 | Non | 9.0
CAPRI | ADCCM752M75NPN | EC000441 | EF012547 | Non | 9.0
CAPRI | ADCCM752M75NPN | EC000441 | EF024919 | Non | 9.0
CAPRI | ADCCM752M75SSN | EC000441 | EF000025 | Non | 9.0
CAPRI | ADCCM752M75SSN | EC000441 | EF000084 | Non | 9.0
CAPRI | ADCCM752M75SSN | EC000441 | EF000734 | Non | 9.0
CAPRI | ADCCM752M75SSN | EC000441 | EF000878 | Non | 9.0
CAPRI | ADCCM752M75SSN | EC000441 | EF000881 | Non | 9.0
CAPRI | ADCCM752M75SSN | EC000441 | EF001062 | Non | 9.0
CAPRI | ADCCM752M75SSN | EC000441 | EF001210 | Non | 9.0
CAPRI | ADCCM752M75SSN | EC000441 | EF001758 | EV003712 | 9.0
CAPRI | ADCCM752M75SSN | EC000441 | EF004191 | Non | 9.0
CAPRI | ADCCM752M75SSN | EC000441 | EF004685 | Non | 9.0
CAPRI | ADCCM752M75SSN | EC000441 | EF005004 | Non | 9.0
CAPRI | ADCCM752M75SSN | EC000441 | EF005049 | Non | 9.0
CAPRI | ADCCM752M75SSN | EC000441 | EF005337 | Non | 9.0
CAPRI | ADCCM752M75SSN | EC000441 | EF012184 | Non | 9.0
CAPRI | ADCCM752M75SSN | EC000441 | EF012547 | Non | 9.0
CAPRI | ADCCM752M75SSN | EC000441 | EF024919 | Non | 9.0
CAPRI | ADCCM752N250NPN | EC000441 | EF000025 | Non | 9.0
CAPRI | ADCCM752N250NPN | EC000441 | EF000084 | Non | 9.0
CAPRI | ADCCM752N250NPN | EC000441 | EF000734 | Non | 9.0
CAPRI | ADCCM752N250NPN | EC000441 | EF000878 | Non | 9.0
CAPRI | ADCCM752N250NPN | EC000441 | EF000881 | Non | 9.0
CAPRI | ADCCM752N250NPN | EC000441 | EF001062 | Non | 9.0
CAPRI | ADCCM752N250NPN | EC000441 | EF001210 | Non | 9.0
CAPRI | ADCCM752N250NPN | EC000441 | EF001758 | EV003712 | 9.0
CAPRI | ADCCM752N250NPN | EC000441 | EF004191 | Non | 9.0
CAPRI | ADCCM752N250NPN | EC000441 | EF004685 | Non | 9.0
CAPRI | ADCCM752N250NPN | EC000441 | EF005004 | Non | 9.0
CAPRI | ADCCM752N250NPN | EC000441 | EF005049 | Non | 9.0
CAPRI | ADCCM752N250NPN | EC000441 | EF005337 | Non | 9.0
CAPRI | ADCCM752N250NPN | EC000441 | EF012184 | Non | 9.0
CAPRI | ADCCM752N250NPN | EC000441 | EF012547 | Non | 9.0
CAPRI | ADCCM752N250NPN | EC000441 | EF024919 | Non | 9.0
CAPRI | ADCCM752N250SSN | EC000441 | EF000025 | Non | 9.0
CAPRI | ADCCM752N250SSN | EC000441 | EF000084 | Non | 9.0
CAPRI | ADCCM752N250SSN | EC000441 | EF000734 | Non | 9.0
CAPRI | ADCCM752N250SSN | EC000441 | EF000878 | Non | 9.0
CAPRI | ADCCM752N250SSN | EC000441 | EF000881 | Non | 9.0
CAPRI | ADCCM752N250SSN | EC000441 | EF001062 | Non | 9.0
CAPRI | ADCCM752N250SSN | EC000441 | EF001210 | Non | 9.0
CAPRI | ADCCM752N250SSN | EC000441 | EF001758 | EV003712 | 9.0
CAPRI | ADCCM752N250SSN | EC000441 | EF004191 | Non | 9.0
CAPRI | ADCCM752N250SSN | EC000441 | EF004685 | Non | 9.0
CAPRI | ADCCM752N250SSN | EC000441 | EF005004 | Non | 9.0
CAPRI | ADCCM752N250SSN | EC000441 | EF005049 | Non | 9.0
CAPRI | ADCCM752N250SSN | EC000441 | EF005337 | Non | 9.0
CAPRI | ADCCM752N250SSN | EC000441 | EF012184 | Non | 9.0
CAPRI | ADCCM752N250SSN | EC000441 | EF012547 | Non | 9.0
CAPRI | ADCCM752N250SSN | EC000441 | EF024919 | Non | 9.0
CAPRI | ADCCM753G250NPN | EC000441 | EF000025 | Non | 9.0
CAPRI | ADCCM753G250NPN | EC000441 | EF000084 | Non | 9.0
CAPRI | ADCCM753G250NPN | EC000441 | EF000734 | Non | 9.0
CAPRI | ADCCM753G250NPN | EC000441 | EF000878 | Non | 9.0
CAPRI | ADCCM753G250NPN | EC000441 | EF000881 | Non | 9.0
CAPRI | ADCCM753G250NPN | EC000441 | EF001062 | Non | 9.0
CAPRI | ADCCM753G250NPN | EC000441 | EF001210 | Non | 9.0
CAPRI | ADCCM753G250NPN | EC000441 | EF001758 | EV003712 | 9.0
CAPRI | ADCCM753G250NPN | EC000441 | EF004191 | Non | 9.0
CAPRI | ADCCM753G250NPN | EC000441 | EF004685 | Non | 9.0
CAPRI | ADCCM753G250NPN | EC000441 | EF005004 | Non | 9.0
CAPRI | ADCCM753G250NPN | EC000441 | EF005049 | Non | 9.0
CAPRI | ADCCM753G250NPN | EC000441 | EF005337 | Non | 9.0
CAPRI | ADCCM753G250NPN | EC000441 | EF012184 | Non | 9.0
CAPRI | ADCCM753G250NPN | EC000441 | EF012547 | Non | 9.0
CAPRI | ADCCM753G250NPN | EC000441 | EF024919 | Non | 9.0
CAPRI | ADCCM753G250SSN | EC000441 | EF000025 | Non | 9.0
CAPRI | ADCCM753G250SSN | EC000441 | EF000084 | Non | 9.0
CAPRI | ADCCM753G250SSN | EC000441 | EF000734 | Non | 9.0
CAPRI | ADCCM753G250SSN | EC000441 | EF000878 | Non | 9.0
CAPRI | ADCCM753G250SSN | EC000441 | EF000881 | Non | 9.0
CAPRI | ADCCM753G250SSN | EC000441 | EF001062 | Non | 9.0
CAPRI | ADCCM753G250SSN | EC000441 | EF001210 | Non | 9.0
CAPRI | ADCCM753G250SSN | EC000441 | EF001758 | EV003712 | 9.0
CAPRI | ADCCM753G250SSN | EC000441 | EF004191 | Non | 9.0
CAPRI | ADCCM753G250SSN | EC000441 | EF004685 | Non | 9.0
CAPRI | ADCCM753G250SSN | EC000441 | EF005004 | Non | 9.0
CAPRI | ADCCM753G250SSN | EC000441 | EF005049 | Non | 9.0
CAPRI | ADCCM753G250SSN | EC000441 | EF005337 | Non | 9.0
CAPRI | ADCCM753G250SSN | EC000441 | EF012184 | Non | 9.0
CAPRI | ADCCM753G250SSN | EC000441 | EF012547 | Non | 9.0
CAPRI | ADCCM753G250SSN | EC000441 | EF024919 | Non | 9.0
CAPRI | ADCCM753G300NPN | EC000441 | EF000025 | Non | 9.0
CAPRI | ADCCM753G300NPN | EC000441 | EF000084 | Non | 9.0
CAPRI | ADCCM753G300NPN | EC000441 | EF000734 | Non | 9.0
CAPRI | ADCCM753G300NPN | EC000441 | EF000878 | Non | 9.0
CAPRI | ADCCM753G300NPN | EC000441 | EF000881 | Non | 9.0
CAPRI | ADCCM753G300NPN | EC000441 | EF001062 | Non | 9.0
CAPRI | ADCCM753G300NPN | EC000441 | EF001210 | Non | 9.0
CAPRI | ADCCM753G300NPN | EC000441 | EF001758 | EV003712 | 9.0
CAPRI | ADCCM753G300NPN | EC000441 | EF004191 | Non | 9.0
CAPRI | ADCCM753G300NPN | EC000441 | EF004685 | Non | 9.0
CAPRI | ADCCM753G300NPN | EC000441 | EF005004 | Non | 9.0
CAPRI | ADCCM753G300NPN | EC000441 | EF005049 | Non | 9.0
CAPRI | ADCCM753G300NPN | EC000441 | EF005337 | Non | 9.0
CAPRI | ADCCM753G300NPN | EC000441 | EF012184 | Non | 9.0
CAPRI | ADCCM753G300NPN | EC000441 | EF012547 | Non | 9.0
CAPRI | ADCCM753G300NPN | EC000441 | EF024919 | Non | 9.0
CAPRI | ADCCM753G300SSN | EC000441 | EF000025 | Non | 9.0
CAPRI | ADCCM753G300SSN | EC000441 | EF000084 | Non | 9.0
CAPRI | ADCCM753G300SSN | EC000441 | EF000734 | Non | 9.0
CAPRI | ADCCM753G300SSN | EC000441 | EF000878 | Non | 9.0
CAPRI | ADCCM753G300SSN | EC000441 | EF000881 | Non | 9.0
CAPRI | ADCCM753G300SSN | EC000441 | EF001062 | Non | 9.0
CAPRI | ADCCM753G300SSN | EC000441 | EF001210 | Non | 9.0
CAPRI | ADCCM753G300SSN | EC000441 | EF001758 | EV003712 | 9.0
CAPRI | ADCCM753G300SSN | EC000441 | EF004191 | Non | 9.0
CAPRI | ADCCM753G300SSN | EC000441 | EF004685 | Non | 9.0
CAPRI | ADCCM753G300SSN | EC000441 | EF005004 | Non | 9.0
CAPRI | ADCCM753G300SSN | EC000441 | EF005049 | Non | 9.0
CAPRI | ADCCM753G300SSN | EC000441 | EF005337 | Non | 9.0
CAPRI | ADCCM753G300SSN | EC000441 | EF012184 | Non | 9.0
CAPRI | ADCCM753G300SSN | EC000441 | EF012547 | Non | 9.0
CAPRI | ADCCM753G300SSN | EC000441 | EF024919 | Non | 9.0
CAPRI | ADCCM753M75NPN | EC000441 | EF000025 | Non | 9.0
CAPRI | ADCCM753M75NPN | EC000441 | EF000084 | Non | 9.0
CAPRI | ADCCM753M75NPN | EC000441 | EF000734 | Non | 9.0
CAPRI | ADCCM753M75NPN | EC000441 | EF000878 | Non | 9.0
CAPRI | ADCCM753M75NPN | EC000441 | EF000881 | Non | 9.0
CAPRI | ADCCM753M75NPN | EC000441 | EF001062 | Non | 9.0
CAPRI | ADCCM753M75NPN | EC000441 | EF001210 | Non | 9.0
CAPRI | ADCCM753M75NPN | EC000441 | EF001758 | EV003712 | 9.0
CAPRI | ADCCM753M75NPN | EC000441 | EF004191 | Non | 9.0
CAPRI | ADCCM753M75NPN | EC000441 | EF004685 | Non | 9.0
CAPRI | ADCCM753M75NPN | EC000441 | EF005004 | Non | 9.0
CAPRI | ADCCM753M75NPN | EC000441 | EF005049 | Non | 9.0
CAPRI | ADCCM753M75NPN | EC000441 | EF005337 | Non | 9.0
CAPRI | ADCCM753M75NPN | EC000441 | EF012184 | Non | 9.0
CAPRI | ADCCM753M75NPN | EC000441 | EF012547 | Non | 9.0
CAPRI | ADCCM753M75NPN | EC000441 | EF024919 | Non | 9.0
CAPRI | ADCCM753M75SSN | EC000441 | EF000025 | Non | 9.0
CAPRI | ADCCM753M75SSN | EC000441 | EF000084 | Non | 9.0
CAPRI | ADCCM753M75SSN | EC000441 | EF000734 | Non | 9.0
CAPRI | ADCCM753M75SSN | EC000441 | EF000878 | Non | 9.0
CAPRI | ADCCM753M75SSN | EC000441 | EF000881 | Non | 9.0
CAPRI | ADCCM753M75SSN | EC000441 | EF001062 | Non | 9.0
CAPRI | ADCCM753M75SSN | EC000441 | EF001210 | Non | 9.0
CAPRI | ADCCM753M75SSN | EC000441 | EF001758 | EV003712 | 9.0
CAPRI | ADCCM753M75SSN | EC000441 | EF004191 | Non | 9.0
CAPRI | ADCCM753M75SSN | EC000441 | EF004685 | Non | 9.0
CAPRI | ADCCM753M75SSN | EC000441 | EF005004 | Non | 9.0
CAPRI | ADCCM753M75SSN | EC000441 | EF005049 | Non | 9.0
CAPRI | ADCCM753M75SSN | EC000441 | EF005337 | Non | 9.0
CAPRI | ADCCM753M75SSN | EC000441 | EF012184 | Non | 9.0
CAPRI | ADCCM753M75SSN | EC000441 | EF012547 | Non | 9.0
CAPRI | ADCCM753M75SSN | EC000441 | EF024919 | Non | 9.0
CAPRI | ADCCM753M90NPN | EC000441 | EF000025 | Non | 9.0
CAPRI | ADCCM753M90NPN | EC000441 | EF000084 | Non | 9.0
CAPRI | ADCCM753M90NPN | EC000441 | EF000734 | Non | 9.0
CAPRI | ADCCM753M90NPN | EC000441 | EF000878 | Non | 9.0
CAPRI | ADCCM753M90NPN | EC000441 | EF000881 | Non | 9.0
CAPRI | ADCCM753M90NPN | EC000441 | EF001062 | Non | 9.0
CAPRI | ADCCM753M90NPN | EC000441 | EF001210 | Non | 9.0
CAPRI | ADCCM753M90NPN | EC000441 | EF001758 | EV003712 | 9.0
CAPRI | ADCCM753M90NPN | EC000441 | EF004191 | Non | 9.0
CAPRI | ADCCM753M90NPN | EC000441 | EF004685 | Non | 9.0
CAPRI | ADCCM753M90NPN | EC000441 | EF005004 | Non | 9.0
CAPRI | ADCCM753M90NPN | EC000441 | EF005049 | Non | 9.0
CAPRI | ADCCM753M90NPN | EC000441 | EF005337 | Non | 9.0
CAPRI | ADCCM753M90NPN | EC000441 | EF012184 | Non | 9.0
CAPRI | ADCCM753M90NPN | EC000441 | EF012547 | Non | 9.0
CAPRI | ADCCM753M90NPN | EC000441 | EF024919 | Non | 9.0
CAPRI | ADCCM753M90SSN | EC000441 | EF000025 | Non | 9.0
CAPRI | ADCCM753M90SSN | EC000441 | EF000084 | Non | 9.0
CAPRI | ADCCM753M90SSN | EC000441 | EF000734 | Non | 9.0
CAPRI | ADCCM753M90SSN | EC000441 | EF000878 | Non | 9.0
CAPRI | ADCCM753M90SSN | EC000441 | EF000881 | Non | 9.0
CAPRI | ADCCM753M90SSN | EC000441 | EF001062 | Non | 9.0
CAPRI | ADCCM753M90SSN | EC000441 | EF001210 | Non | 9.0
CAPRI | ADCCM753M90SSN | EC000441 | EF001758 | EV003712 | 9.0
CAPRI | ADCCM753M90SSN | EC000441 | EF004191 | Non | 9.0
CAPRI | ADCCM753M90SSN | EC000441 | EF004685 | Non | 9.0
CAPRI | ADCCM753M90SSN | EC000441 | EF005004 | Non | 9.0
CAPRI | ADCCM753M90SSN | EC000441 | EF005049 | Non | 9.0
CAPRI | ADCCM753M90SSN | EC000441 | EF005337 | Non | 9.0
CAPRI | ADCCM753M90SSN | EC000441 | EF012184 | Non | 9.0
CAPRI | ADCCM753M90SSN | EC000441 | EF012547 | Non | 9.0
CAPRI | ADCCM753M90SSN | EC000441 | EF024919 | Non | 9.0
CAPRI | ADCCM753N250NPN | EC000441 | EF000025 | Non | 9.0
CAPRI | ADCCM753N250NPN | EC000441 | EF000084 | Non | 9.0
CAPRI | ADCCM753N250NPN | EC000441 | EF000734 | Non | 9.0
CAPRI | ADCCM753N250NPN | EC000441 | EF000878 | Non | 9.0
CAPRI | ADCCM753N250NPN | EC000441 | EF000881 | Non | 9.0
CAPRI | ADCCM753N250NPN | EC000441 | EF001062 | Non | 9.0
CAPRI | ADCCM753N250NPN | EC000441 | EF001210 | Non | 9.0
CAPRI | ADCCM753N250NPN | EC000441 | EF001758 | EV003712 | 9.0
CAPRI | ADCCM753N250NPN | EC000441 | EF004191 | Non | 9.0
CAPRI | ADCCM753N250NPN | EC000441 | EF004685 | Non | 9.0
CAPRI | ADCCM753N250NPN | EC000441 | EF005004 | Non | 9.0
CAPRI | ADCCM753N250NPN | EC000441 | EF005049 | Non | 9.0
CAPRI | ADCCM753N250NPN | EC000441 | EF005337 | Non | 9.0
CAPRI | ADCCM753N250NPN | EC000441 | EF012184 | Non | 9.0
CAPRI | ADCCM753N250NPN | EC000441 | EF012547 | Non | 9.0
CAPRI | ADCCM753N250NPN | EC000441 | EF024919 | Non | 9.0
CAPRI | ADCCM753N250SSN | EC000441 | EF000025 | Non | 9.0
CAPRI | ADCCM753N250SSN | EC000441 | EF000084 | Non | 9.0
CAPRI | ADCCM753N250SSN | EC000441 | EF000734 | Non | 9.0
CAPRI | ADCCM753N250SSN | EC000441 | EF000878 | Non | 9.0
CAPRI | ADCCM753N250SSN | EC000441 | EF000881 | Non | 9.0
CAPRI | ADCCM753N250SSN | EC000441 | EF001062 | Non | 9.0
CAPRI | ADCCM753N250SSN | EC000441 | EF001210 | Non | 9.0
CAPRI | ADCCM753N250SSN | EC000441 | EF001758 | EV003712 | 9.0
CAPRI | ADCCM753N250SSN | EC000441 | EF004191 | Non | 9.0
CAPRI | ADCCM753N250SSN | EC000441 | EF004685 | Non | 9.0
CAPRI | ADCCM753N250SSN | EC000441 | EF005004 | Non | 9.0
CAPRI | ADCCM753N250SSN | EC000441 | EF005049 | Non | 9.0
CAPRI | ADCCM753N250SSN | EC000441 | EF005337 | Non | 9.0
CAPRI | ADCCM753N250SSN | EC000441 | EF012184 | Non | 9.0
CAPRI | ADCCM753N250SSN | EC000441 | EF012547 | Non | 9.0
CAPRI | ADCCM753N250SSN | EC000441 | EF024919 | Non | 9.0
CAPRI | ADCCM753N300NPN | EC000441 | EF000025 | Non | 9.0
CAPRI | ADCCM753N300NPN | EC000441 | EF000084 | Non | 9.0
CAPRI | ADCCM753N300NPN | EC000441 | EF000734 | Non | 9.0
CAPRI | ADCCM753N300NPN | EC000441 | EF000878 | Non | 9.0
CAPRI | ADCCM753N300NPN | EC000441 | EF000881 | Non | 9.0
CAPRI | ADCCM753N300NPN | EC000441 | EF001062 | Non | 9.0
CAPRI | ADCCM753N300NPN | EC000441 | EF001210 | Non | 9.0
CAPRI | ADCCM753N300NPN | EC000441 | EF001758 | EV003712 | 9.0
CAPRI | ADCCM753N300NPN | EC000441 | EF004191 | Non | 9.0
CAPRI | ADCCM753N300NPN | EC000441 | EF004685 | Non | 9.0
CAPRI | ADCCM753N300NPN | EC000441 | EF005004 | Non | 9.0
CAPRI | ADCCM753N300NPN | EC000441 | EF005049 | Non | 9.0
CAPRI | ADCCM753N300NPN | EC000441 | EF005337 | Non | 9.0
CAPRI | ADCCM753N300NPN | EC000441 | EF012184 | Non | 9.0
CAPRI | ADCCM753N300NPN | EC000441 | EF012547 | Non | 9.0
CAPRI | ADCCM753N300NPN | EC000441 | EF024919 | Non | 9.0
CAPRI | ADCCM753N300SSN | EC000441 | EF000025 | Non | 9.0
CAPRI | ADCCM753N300SSN | EC000441 | EF000084 | Non | 9.0
CAPRI | ADCCM753N300SSN | EC000441 | EF000734 | Non | 9.0
CAPRI | ADCCM753N300SSN | EC000441 | EF000878 | Non | 9.0
CAPRI | ADCCM753N300SSN | EC000441 | EF000881 | Non | 9.0
CAPRI | ADCCM753N300SSN | EC000441 | EF001062 | Non | 9.0
CAPRI | ADCCM753N300SSN | EC000441 | EF001210 | Non | 9.0
CAPRI | ADCCM753N300SSN | EC000441 | EF001758 | EV003712 | 9.0
CAPRI | ADCCM753N300SSN | EC000441 | EF004191 | Non | 9.0
CAPRI | ADCCM753N300SSN | EC000441 | EF004685 | Non | 9.0
CAPRI | ADCCM753N300SSN | EC000441 | EF005004 | Non | 9.0
CAPRI | ADCCM753N300SSN | EC000441 | EF005049 | Non | 9.0
CAPRI | ADCCM753N300SSN | EC000441 | EF005337 | Non | 9.0
CAPRI | ADCCM753N300SSN | EC000441 | EF012184 | Non | 9.0
CAPRI | ADCCM753N300SSN | EC000441 | EF012547 | Non | 9.0
CAPRI | ADCCM753N300SSN | EC000441 | EF024919 | Non | 9.0
CAPRI | ADCCM902G300NPN | EC000441 | EF000025 | Non | 9.0
CAPRI | ADCCM902G300NPN | EC000441 | EF000084 | Non | 9.0
CAPRI | ADCCM902G300NPN | EC000441 | EF000734 | Non | 9.0
CAPRI | ADCCM902G300NPN | EC000441 | EF000878 | Non | 9.0
CAPRI | ADCCM902G300NPN | EC000441 | EF000881 | Non | 9.0
CAPRI | ADCCM902G300NPN | EC000441 | EF001062 | Non | 9.0
CAPRI | ADCCM902G300NPN | EC000441 | EF001210 | Non | 9.0
CAPRI | ADCCM902G300NPN | EC000441 | EF001758 | EV003712 | 9.0
CAPRI | ADCCM902G300NPN | EC000441 | EF004191 | Non | 9.0
CAPRI | ADCCM902G300NPN | EC000441 | EF004685 | Non | 9.0
CAPRI | ADCCM902G300NPN | EC000441 | EF005004 | Non | 9.0
CAPRI | ADCCM902G300NPN | EC000441 | EF005049 | Non | 9.0
CAPRI | ADCCM902G300NPN | EC000441 | EF005337 | Non | 9.0
CAPRI | ADCCM902G300NPN | EC000441 | EF012184 | Non | 9.0
CAPRI | ADCCM902G300NPN | EC000441 | EF012547 | Non | 9.0
CAPRI | ADCCM902G300NPN | EC000441 | EF024919 | Non | 9.0
CAPRI | ADCCM902G300SSN | EC000441 | EF000025 | Non | 9.0
CAPRI | ADCCM902G300SSN | EC000441 | EF000084 | Non | 9.0
CAPRI | ADCCM902G300SSN | EC000441 | EF000734 | Non | 9.0
CAPRI | ADCCM902G300SSN | EC000441 | EF000878 | Non | 9.0
CAPRI | ADCCM902G300SSN | EC000441 | EF000881 | Non | 9.0
CAPRI | ADCCM902G300SSN | EC000441 | EF001062 | Non | 9.0
CAPRI | ADCCM902G300SSN | EC000441 | EF001210 | Non | 9.0
CAPRI | ADCCM902G300SSN | EC000441 | EF001758 | EV003712 | 9.0
CAPRI | ADCCM902G300SSN | EC000441 | EF004191 | Non | 9.0
CAPRI | ADCCM902G300SSN | EC000441 | EF004685 | Non | 9.0
CAPRI | ADCCM902G300SSN | EC000441 | EF005004 | Non | 9.0
CAPRI | ADCCM902G300SSN | EC000441 | EF005049 | Non | 9.0
CAPRI | ADCCM902G300SSN | EC000441 | EF005337 | Non | 9.0
CAPRI | ADCCM902G300SSN | EC000441 | EF012184 | Non | 9.0
CAPRI | ADCCM902G300SSN | EC000441 | EF012547 | Non | 9.0
CAPRI | ADCCM902G300SSN | EC000441 | EF024919 | Non | 9.0
CAPRI | ADCCM902M90NPN | EC000441 | EF000025 | Non | 9.0
CAPRI | ADCCM902M90NPN | EC000441 | EF000084 | Non | 9.0
CAPRI | ADCCM902M90NPN | EC000441 | EF000734 | Non | 9.0
CAPRI | ADCCM902M90NPN | EC000441 | EF000878 | Non | 9.0
CAPRI | ADCCM902M90NPN | EC000441 | EF000881 | Non | 9.0
CAPRI | ADCCM902M90NPN | EC000441 | EF001062 | Non | 9.0
CAPRI | ADCCM902M90NPN | EC000441 | EF001210 | Non | 9.0
CAPRI | ADCCM902M90NPN | EC000441 | EF001758 | EV003712 | 9.0
CAPRI | ADCCM902M90NPN | EC000441 | EF004191 | Non | 9.0
CAPRI | ADCCM902M90NPN | EC000441 | EF004685 | Non | 9.0
CAPRI | ADCCM902M90NPN | EC000441 | EF005004 | Non | 9.0
CAPRI | ADCCM902M90NPN | EC000441 | EF005049 | Non | 9.0
CAPRI | ADCCM902M90NPN | EC000441 | EF005337 | Non | 9.0
CAPRI | ADCCM902M90NPN | EC000441 | EF012184 | Non | 9.0
CAPRI | ADCCM902M90NPN | EC000441 | EF012547 | Non | 9.0
CAPRI | ADCCM902M90NPN | EC000441 | EF024919 | Non | 9.0
CAPRI | ADCCM902M90SSN | EC000441 | EF000025 | Non | 9.0
CAPRI | ADCCM902M90SSN | EC000441 | EF000084 | Non | 9.0
CAPRI | ADCCM902M90SSN | EC000441 | EF000734 | Non | 9.0
CAPRI | ADCCM902M90SSN | EC000441 | EF000878 | Non | 9.0
CAPRI | ADCCM902M90SSN | EC000441 | EF000881 | Non | 9.0
CAPRI | ADCCM902M90SSN | EC000441 | EF001062 | Non | 9.0
CAPRI | ADCCM902M90SSN | EC000441 | EF001210 | Non | 9.0
CAPRI | ADCCM902M90SSN | EC000441 | EF001758 | EV003712 | 9.0
CAPRI | ADCCM902M90SSN | EC000441 | EF004191 | Non | 9.0
CAPRI | ADCCM902M90SSN | EC000441 | EF004685 | Non | 9.0
CAPRI | ADCCM902M90SSN | EC000441 | EF005004 | Non | 9.0
CAPRI | ADCCM902M90SSN | EC000441 | EF005049 | Non | 9.0
CAPRI | ADCCM902M90SSN | EC000441 | EF005337 | Non | 9.0
CAPRI | ADCCM902M90SSN | EC000441 | EF012184 | Non | 9.0
CAPRI | ADCCM902M90SSN | EC000441 | EF012547 | Non | 9.0
CAPRI | ADCCM902M90SSN | EC000441 | EF024919 | Non | 9.0
CAPRI | ADCCM902N300NPN | EC000441 | EF000025 | Non | 9.0
CAPRI | ADCCM902N300NPN | EC000441 | EF000084 | Non | 9.0
CAPRI | ADCCM902N300NPN | EC000441 | EF000734 | Non | 9.0
CAPRI | ADCCM902N300NPN | EC000441 | EF000878 | Non | 9.0
CAPRI | ADCCM902N300NPN | EC000441 | EF000881 | Non | 9.0
CAPRI | ADCCM902N300NPN | EC000441 | EF001062 | Non | 9.0
CAPRI | ADCCM902N300NPN | EC000441 | EF001210 | Non | 9.0
CAPRI | ADCCM902N300NPN | EC000441 | EF001758 | EV003712 | 9.0
CAPRI | ADCCM902N300NPN | EC000441 | EF004191 | Non | 9.0
CAPRI | ADCCM902N300NPN | EC000441 | EF004685 | Non | 9.0
CAPRI | ADCCM902N300NPN | EC000441 | EF005004 | Non | 9.0
CAPRI | ADCCM902N300NPN | EC000441 | EF005049 | Non | 9.0
CAPRI | ADCCM902N300NPN | EC000441 | EF005337 | Non | 9.0
CAPRI | ADCCM902N300NPN | EC000441 | EF012184 | Non | 9.0
CAPRI | ADCCM902N300NPN | EC000441 | EF012547 | Non | 9.0
CAPRI | ADCCM902N300NPN | EC000441 | EF024919 | Non | 9.0
CAPRI | ADCCM902N300SSN | EC000441 | EF000025 | Non | 9.0
CAPRI | ADCCM902N300SSN | EC000441 | EF000084 | Non | 9.0
CAPRI | ADCCM902N300SSN | EC000441 | EF000734 | Non | 9.0
CAPRI | ADCCM902N300SSN | EC000441 | EF000878 | Non | 9.0
CAPRI | ADCCM902N300SSN | EC000441 | EF000881 | Non | 9.0
CAPRI | ADCCM902N300SSN | EC000441 | EF001062 | Non | 9.0
CAPRI | ADCCM902N300SSN | EC000441 | EF001210 | Non | 9.0
CAPRI | ADCCM902N300SSN | EC000441 | EF001758 | EV003712 | 9.0
CAPRI | ADCCM902N300SSN | EC000441 | EF004191 | Non | 9.0
CAPRI | ADCCM902N300SSN | EC000441 | EF004685 | Non | 9.0
CAPRI | ADCCM902N300SSN | EC000441 | EF005004 | Non | 9.0
CAPRI | ADCCM902N300SSN | EC000441 | EF005049 | Non | 9.0
CAPRI | ADCCM902N300SSN | EC000441 | EF005337 | Non | 9.0
CAPRI | ADCCM902N300SSN | EC000441 | EF012184 | Non | 9.0
CAPRI | ADCCM902N300SSN | EC000441 | EF012547 | Non | 9.0
CAPRI | ADCCM902N300SSN | EC000441 | EF024919 | Non | 9.0
CAPRI | ADCCM903G300NPN | EC000441 | EF000025 | Non | 9.0
CAPRI | ADCCM903G300NPN | EC000441 | EF000084 | Non | 9.0
CAPRI | ADCCM903G300NPN | EC000441 | EF000734 | Non | 9.0
CAPRI | ADCCM903G300NPN | EC000441 | EF000878 | Non | 9.0
CAPRI | ADCCM903G300NPN | EC000441 | EF000881 | Non | 9.0
CAPRI | ADCCM903G300NPN | EC000441 | EF001062 | Non | 9.0
CAPRI | ADCCM903G300NPN | EC000441 | EF001210 | Non | 9.0
CAPRI | ADCCM903G300NPN | EC000441 | EF001758 | EV003712 | 9.0
CAPRI | ADCCM903G300NPN | EC000441 | EF004191 | Non | 9.0
CAPRI | ADCCM903G300NPN | EC000441 | EF004685 | Non | 9.0
CAPRI | ADCCM903G300NPN | EC000441 | EF005004 | Non | 9.0
CAPRI | ADCCM903G300NPN | EC000441 | EF005049 | Non | 9.0
CAPRI | ADCCM903G300NPN | EC000441 | EF005337 | Non | 9.0
CAPRI | ADCCM903G300NPN | EC000441 | EF012184 | Non | 9.0
CAPRI | ADCCM903G300NPN | EC000441 | EF012547 | Non | 9.0
CAPRI | ADCCM903G300NPN | EC000441 | EF024919 | Non | 9.0
CAPRI | ADCCM903G300SSN | EC000441 | EF000025 | Non | 9.0
CAPRI | ADCCM903G300SSN | EC000441 | EF000084 | Non | 9.0
CAPRI | ADCCM903G300SSN | EC000441 | EF000734 | Non | 9.0
CAPRI | ADCCM903G300SSN | EC000441 | EF000878 | Non | 9.0
CAPRI | ADCCM903G300SSN | EC000441 | EF000881 | Non | 9.0
CAPRI | ADCCM903G300SSN | EC000441 | EF001062 | Non | 9.0
CAPRI | ADCCM903G300SSN | EC000441 | EF001210 | Non | 9.0
CAPRI | ADCCM903G300SSN | EC000441 | EF001758 | EV003712 | 9.0
CAPRI | ADCCM903G300SSN | EC000441 | EF004191 | Non | 9.0
CAPRI | ADCCM903G300SSN | EC000441 | EF004685 | Non | 9.0
CAPRI | ADCCM903G300SSN | EC000441 | EF005004 | Non | 9.0
CAPRI | ADCCM903G300SSN | EC000441 | EF005049 | Non | 9.0
CAPRI | ADCCM903G300SSN | EC000441 | EF005337 | Non | 9.0
CAPRI | ADCCM903G300SSN | EC000441 | EF012184 | Non | 9.0
CAPRI | ADCCM903G300SSN | EC000441 | EF012547 | Non | 9.0
CAPRI | ADCCM903G300SSN | EC000441 | EF024919 | Non | 9.0
CAPRI | ADCCM903M90NPN | EC000441 | EF000025 | Non | 9.0
CAPRI | ADCCM903M90NPN | EC000441 | EF000084 | Non | 9.0
CAPRI | ADCCM903M90NPN | EC000441 | EF000734 | Non | 9.0
CAPRI | ADCCM903M90NPN | EC000441 | EF000878 | Non | 9.0
CAPRI | ADCCM903M90NPN | EC000441 | EF000881 | Non | 9.0
CAPRI | ADCCM903M90NPN | EC000441 | EF001062 | Non | 9.0
CAPRI | ADCCM903M90NPN | EC000441 | EF001210 | Non | 9.0
CAPRI | ADCCM903M90NPN | EC000441 | EF001758 | EV003712 | 9.0
CAPRI | ADCCM903M90NPN | EC000441 | EF004191 | Non | 9.0
CAPRI | ADCCM903M90NPN | EC000441 | EF004685 | Non | 9.0
CAPRI | ADCCM903M90NPN | EC000441 | EF005004 | Non | 9.0
CAPRI | ADCCM903M90NPN | EC000441 | EF005049 | Non | 9.0
CAPRI | ADCCM903M90NPN | EC000441 | EF005337 | Non | 9.0
CAPRI | ADCCM903M90NPN | EC000441 | EF012184 | Non | 9.0
CAPRI | ADCCM903M90NPN | EC000441 | EF012547 | Non | 9.0
CAPRI | ADCCM903M90NPN | EC000441 | EF024919 | Non | 9.0
CAPRI | ADCCM903M90SSN | EC000441 | EF000025 | Non | 9.0
CAPRI | ADCCM903M90SSN | EC000441 | EF000084 | Non | 9.0
CAPRI | ADCCM903M90SSN | EC000441 | EF000734 | Non | 9.0
CAPRI | ADCCM903M90SSN | EC000441 | EF000878 | Non | 9.0
CAPRI | ADCCM903M90SSN | EC000441 | EF000881 | Non | 9.0
CAPRI | ADCCM903M90SSN | EC000441 | EF001062 | Non | 9.0
CAPRI | ADCCM903M90SSN | EC000441 | EF001210 | Non | 9.0
CAPRI | ADCCM903M90SSN | EC000441 | EF001758 | EV003712 | 9.0
CAPRI | ADCCM903M90SSN | EC000441 | EF004191 | Non | 9.0
CAPRI | ADCCM903M90SSN | EC000441 | EF004685 | Non | 9.0
CAPRI | ADCCM903M90SSN | EC000441 | EF005004 | Non | 9.0
CAPRI | ADCCM903M90SSN | EC000441 | EF005049 | Non | 9.0
CAPRI | ADCCM903M90SSN | EC000441 | EF005337 | Non | 9.0
CAPRI | ADCCM903M90SSN | EC000441 | EF012184 | Non | 9.0
CAPRI | ADCCM903M90SSN | EC000441 | EF012547 | Non | 9.0
CAPRI | ADCCM903M90SSN | EC000441 | EF024919 | Non | 9.0
CAPRI | ADCCM903N300NPN | EC000441 | EF000025 | Non | 9.0
CAPRI | ADCCM903N300NPN | EC000441 | EF000084 | Non | 9.0
CAPRI | ADCCM903N300NPN | EC000441 | EF000734 | Non | 9.0
CAPRI | ADCCM903N300NPN | EC000441 | EF000878 | Non | 9.0
CAPRI | ADCCM903N300NPN | EC000441 | EF000881 | Non | 9.0
CAPRI | ADCCM903N300NPN | EC000441 | EF001062 | Non | 9.0
CAPRI | ADCCM903N300NPN | EC000441 | EF001210 | Non | 9.0
CAPRI | ADCCM903N300NPN | EC000441 | EF001758 | EV003712 | 9.0
CAPRI | ADCCM903N300NPN | EC000441 | EF004191 | Non | 9.0
CAPRI | ADCCM903N300NPN | EC000441 | EF004685 | Non | 9.0
CAPRI | ADCCM903N300NPN | EC000441 | EF005004 | Non | 9.0
CAPRI | ADCCM903N300NPN | EC000441 | EF005049 | Non | 9.0
CAPRI | ADCCM903N300NPN | EC000441 | EF005337 | Non | 9.0
CAPRI | ADCCM903N300NPN | EC000441 | EF012184 | Non | 9.0
CAPRI | ADCCM903N300NPN | EC000441 | EF012547 | Non | 9.0
CAPRI | ADCCM903N300NPN | EC000441 | EF024919 | Non | 9.0
CAPRI | ADCCM903N300SSN | EC000441 | EF000025 | Non | 9.0
CAPRI | ADCCM903N300SSN | EC000441 | EF000084 | Non | 9.0
CAPRI | ADCCM903N300SSN | EC000441 | EF000734 | Non | 9.0
CAPRI | ADCCM903N300SSN | EC000441 | EF000878 | Non | 9.0
CAPRI | ADCCM903N300SSN | EC000441 | EF000881 | Non | 9.0
CAPRI | ADCCM903N300SSN | EC000441 | EF001062 | Non | 9.0
CAPRI | ADCCM903N300SSN | EC000441 | EF001210 | Non | 9.0
CAPRI | ADCCM903N300SSN | EC000441 | EF001758 | EV003712 | 9.0
CAPRI | ADCCM903N300SSN | EC000441 | EF004191 | Non | 9.0
CAPRI | ADCCM903N300SSN | EC000441 | EF004685 | Non | 9.0
CAPRI | ADCCM903N300SSN | EC000441 | EF005004 | Non | 9.0
CAPRI | ADCCM903N300SSN | EC000441 | EF005049 | Non | 9.0
CAPRI | ADCCM903N300SSN | EC000441 | EF005337 | Non | 9.0
CAPRI | ADCCM903N300SSN | EC000441 | EF012184 | Non | 9.0
CAPRI | ADCCM903N300SSN | EC000441 | EF012547 | Non | 9.0
CAPRI | ADCCM903N300SSN | EC000441 | EF024919 | Non | 9.0
CAPRI | ADCCN0500M20NPN | EC000441 | EF000025 | Non | 9.0
CAPRI | ADCCN0500M20NPN | EC000441 | EF000084 | Non | 9.0
CAPRI | ADCCN0500M20NPN | EC000441 | EF000734 | Non | 9.0
CAPRI | ADCCN0500M20NPN | EC000441 | EF000878 | Non | 9.0
CAPRI | ADCCN0500M20NPN | EC000441 | EF000881 | Non | 9.0
CAPRI | ADCCN0500M20NPN | EC000441 | EF001062 | Non | 9.0
CAPRI | ADCCN0500M20NPN | EC000441 | EF001210 | Non | 9.0
CAPRI | ADCCN0500M20NPN | EC000441 | EF001758 | EV003714 | 9.0
CAPRI | ADCCN0500M20NPN | EC000441 | EF004191 | Non | 9.0
CAPRI | ADCCN0500M20NPN | EC000441 | EF004685 | Non | 9.0
CAPRI | ADCCN0500M20NPN | EC000441 | EF005004 | Non | 9.0
CAPRI | ADCCN0500M20NPN | EC000441 | EF005049 | Non | 9.0
CAPRI | ADCCN0500M20NPN | EC000441 | EF005337 | Non | 9.0
CAPRI | ADCCN0500M20NPN | EC000441 | EF012184 | Non | 9.0
CAPRI | ADCCN0500M20NPN | EC000441 | EF012547 | Non | 9.0
CAPRI | ADCCN0500M20NPN | EC000441 | EF024919 | Non | 9.0
CAPRI | ADCCN0500M20SSN | EC000441 | EF000025 | Non | 9.0
CAPRI | ADCCN0500M20SSN | EC000441 | EF000084 | Non | 9.0
CAPRI | ADCCN0500M20SSN | EC000441 | EF000734 | Non | 9.0
CAPRI | ADCCN0500M20SSN | EC000441 | EF000878 | Non | 9.0
CAPRI | ADCCN0500M20SSN | EC000441 | EF000881 | Non | 9.0
CAPRI | ADCCN0500M20SSN | EC000441 | EF001062 | Non | 9.0
CAPRI | ADCCN0500M20SSN | EC000441 | EF001210 | Non | 9.0
CAPRI | ADCCN0500M20SSN | EC000441 | EF001758 | EV003714 | 9.0
CAPRI | ADCCN0500M20SSN | EC000441 | EF004191 | Non | 9.0
CAPRI | ADCCN0500M20SSN | EC000441 | EF004685 | Non | 9.0
CAPRI | ADCCN0500M20SSN | EC000441 | EF005004 | Non | 9.0
CAPRI | ADCCN0500M20SSN | EC000441 | EF005049 | Non | 9.0
CAPRI | ADCCN0500M20SSN | EC000441 | EF005337 | Non | 9.0
CAPRI | ADCCN0500M20SSN | EC000441 | EF012184 | Non | 9.0
CAPRI | ADCCN0500M20SSN | EC000441 | EF012547 | Non | 9.0
CAPRI | ADCCN0500M20SSN | EC000441 | EF024919 | Non | 9.0
CAPRI | ADCCN0500N050NPN | EC000441 | EF000025 | Non | 9.0
CAPRI | ADCCN0500N050NPN | EC000441 | EF000084 | Non | 9.0
CAPRI | ADCCN0500N050NPN | EC000441 | EF000734 | Non | 9.0
CAPRI | ADCCN0500N050NPN | EC000441 | EF000878 | Non | 9.0
CAPRI | ADCCN0500N050NPN | EC000441 | EF000881 | Non | 9.0
CAPRI | ADCCN0500N050NPN | EC000441 | EF001062 | Non | 9.0
CAPRI | ADCCN0500N050NPN | EC000441 | EF001210 | Non | 9.0
CAPRI | ADCCN0500N050NPN | EC000441 | EF001758 | EV003714 | 9.0
CAPRI | ADCCN0500N050NPN | EC000441 | EF004191 | Non | 9.0
CAPRI | ADCCN0500N050NPN | EC000441 | EF004685 | Non | 9.0
CAPRI | ADCCN0500N050NPN | EC000441 | EF005004 | Non | 9.0
CAPRI | ADCCN0500N050NPN | EC000441 | EF005049 | Non | 9.0
CAPRI | ADCCN0500N050NPN | EC000441 | EF005337 | Non | 9.0
CAPRI | ADCCN0500N050NPN | EC000441 | EF012184 | Non | 9.0
CAPRI | ADCCN0500N050NPN | EC000441 | EF012547 | Non | 9.0
CAPRI | ADCCN0500N050NPN | EC000441 | EF024919 | Non | 9.0
CAPRI | ADCCN0500N050SSN | EC000441 | EF000025 | Non | 9.0
CAPRI | ADCCN0500N050SSN | EC000441 | EF000084 | Non | 9.0
CAPRI | ADCCN0500N050SSN | EC000441 | EF000734 | Non | 9.0
CAPRI | ADCCN0500N050SSN | EC000441 | EF000878 | Non | 9.0
CAPRI | ADCCN0500N050SSN | EC000441 | EF000881 | Non | 9.0
CAPRI | ADCCN0500N050SSN | EC000441 | EF001062 | Non | 9.0
CAPRI | ADCCN0500N050SSN | EC000441 | EF001210 | Non | 9.0
CAPRI | ADCCN0500N050SSN | EC000441 | EF001758 | EV003714 | 9.0
CAPRI | ADCCN0500N050SSN | EC000441 | EF004191 | Non | 9.0
CAPRI | ADCCN0500N050SSN | EC000441 | EF004685 | Non | 9.0
CAPRI | ADCCN0500N050SSN | EC000441 | EF005004 | Non | 9.0
CAPRI | ADCCN0500N050SSN | EC000441 | EF005049 | Non | 9.0
CAPRI | ADCCN0500N050SSN | EC000441 | EF005337 | Non | 9.0
CAPRI | ADCCN0500N050SSN | EC000441 | EF012184 | Non | 9.0
CAPRI | ADCCN0500N050SSN | EC000441 | EF012547 | Non | 9.0
CAPRI | ADCCN0500N050SSN | EC000441 | EF024919 | Non | 9.0
CAPRI | ADCCN0501M20NPN | EC000441 | EF000025 | Non | 9.0
CAPRI | ADCCN0501M20NPN | EC000441 | EF000084 | Non | 9.0
CAPRI | ADCCN0501M20NPN | EC000441 | EF000734 | Non | 9.0
CAPRI | ADCCN0501M20NPN | EC000441 | EF000878 | Non | 9.0
CAPRI | ADCCN0501M20NPN | EC000441 | EF000881 | Non | 9.0
CAPRI | ADCCN0501M20NPN | EC000441 | EF001062 | Non | 9.0
CAPRI | ADCCN0501M20NPN | EC000441 | EF001210 | Non | 9.0
CAPRI | ADCCN0501M20NPN | EC000441 | EF001758 | EV003714 | 9.0
CAPRI | ADCCN0501M20NPN | EC000441 | EF004191 | Non | 9.0
CAPRI | ADCCN0501M20NPN | EC000441 | EF004685 | Non | 9.0
CAPRI | ADCCN0501M20NPN | EC000441 | EF005004 | Non | 9.0
CAPRI | ADCCN0501M20NPN | EC000441 | EF005049 | Non | 9.0
CAPRI | ADCCN0501M20NPN | EC000441 | EF005337 | Non | 9.0
CAPRI | ADCCN0501M20NPN | EC000441 | EF012184 | Non | 9.0
CAPRI | ADCCN0501M20NPN | EC000441 | EF012547 | Non | 9.0
CAPRI | ADCCN0501M20NPN | EC000441 | EF024919 | Non | 9.0
CAPRI | ADCCN0501M20SSN | EC000441 | EF000025 | Non | 9.0
CAPRI | ADCCN0501M20SSN | EC000441 | EF000084 | Non | 9.0
CAPRI | ADCCN0501M20SSN | EC000441 | EF000734 | Non | 9.0
CAPRI | ADCCN0501M20SSN | EC000441 | EF000878 | Non | 9.0
CAPRI | ADCCN0501M20SSN | EC000441 | EF000881 | Non | 9.0
CAPRI | ADCCN0501M20SSN | EC000441 | EF001062 | Non | 9.0
CAPRI | ADCCN0501M20SSN | EC000441 | EF001210 | Non | 9.0
CAPRI | ADCCN0501M20SSN | EC000441 | EF001758 | EV003714 | 9.0
CAPRI | ADCCN0501M20SSN | EC000441 | EF004191 | Non | 9.0
CAPRI | ADCCN0501M20SSN | EC000441 | EF004685 | Non | 9.0
CAPRI | ADCCN0501M20SSN | EC000441 | EF005004 | Non | 9.0
CAPRI | ADCCN0501M20SSN | EC000441 | EF005049 | Non | 9.0
CAPRI | ADCCN0501M20SSN | EC000441 | EF005337 | Non | 9.0
CAPRI | ADCCN0501M20SSN | EC000441 | EF012184 | Non | 9.0
CAPRI | ADCCN0501M20SSN | EC000441 | EF012547 | Non | 9.0
CAPRI | ADCCN0501M20SSN | EC000441 | EF024919 | Non | 9.0
CAPRI | ADCCN0501N050NPN | EC000441 | EF000025 | Non | 9.0
CAPRI | ADCCN0501N050NPN | EC000441 | EF000084 | Non | 9.0
CAPRI | ADCCN0501N050NPN | EC000441 | EF000734 | Non | 9.0
CAPRI | ADCCN0501N050NPN | EC000441 | EF000878 | Non | 9.0
CAPRI | ADCCN0501N050NPN | EC000441 | EF000881 | Non | 9.0
CAPRI | ADCCN0501N050NPN | EC000441 | EF001062 | Non | 9.0
CAPRI | ADCCN0501N050NPN | EC000441 | EF001210 | Non | 9.0
CAPRI | ADCCN0501N050NPN | EC000441 | EF001758 | EV003714 | 9.0
CAPRI | ADCCN0501N050NPN | EC000441 | EF004191 | Non | 9.0
CAPRI | ADCCN0501N050NPN | EC000441 | EF004685 | Non | 9.0
CAPRI | ADCCN0501N050NPN | EC000441 | EF005004 | Non | 9.0
CAPRI | ADCCN0501N050NPN | EC000441 | EF005049 | Non | 9.0
CAPRI | ADCCN0501N050NPN | EC000441 | EF005337 | Non | 9.0
CAPRI | ADCCN0501N050NPN | EC000441 | EF012184 | Non | 9.0
CAPRI | ADCCN0501N050NPN | EC000441 | EF012547 | Non | 9.0
CAPRI | ADCCN0501N050NPN | EC000441 | EF024919 | Non | 9.0
CAPRI | ADCCN0501N050SSN | EC000441 | EF000025 | Non | 9.0
CAPRI | ADCCN0501N050SSN | EC000441 | EF000084 | Non | 9.0
CAPRI | ADCCN0501N050SSN | EC000441 | EF000734 | Non | 9.0
CAPRI | ADCCN0501N050SSN | EC000441 | EF000878 | Non | 9.0
CAPRI | ADCCN0501N050SSN | EC000441 | EF000881 | Non | 9.0
CAPRI | ADCCN0501N050SSN | EC000441 | EF001062 | Non | 9.0
CAPRI | ADCCN0501N050SSN | EC000441 | EF001210 | Non | 9.0
CAPRI | ADCCN0501N050SSN | EC000441 | EF001758 | EV003714 | 9.0
CAPRI | ADCCN0501N050SSN | EC000441 | EF004191 | Non | 9.0
CAPRI | ADCCN0501N050SSN | EC000441 | EF004685 | Non | 9.0
CAPRI | ADCCN0501N050SSN | EC000441 | EF005004 | Non | 9.0
CAPRI | ADCCN0501N050SSN | EC000441 | EF005049 | Non | 9.0
CAPRI | ADCCN0501N050SSN | EC000441 | EF005337 | Non | 9.0
CAPRI | ADCCN0501N050SSN | EC000441 | EF012184 | Non | 9.0
CAPRI | ADCCN0501N050SSN | EC000441 | EF012547 | Non | 9.0
CAPRI | ADCCN0501N050SSN | EC000441 | EF024919 | Non | 9.0
CAPRI | ADCCN0502G050NPN | EC000441 | EF000025 | Non | 9.0
CAPRI | ADCCN0502G050NPN | EC000441 | EF000084 | Non | 9.0
CAPRI | ADCCN0502G050NPN | EC000441 | EF000734 | Non | 9.0
CAPRI | ADCCN0502G050NPN | EC000441 | EF000878 | Non | 9.0
CAPRI | ADCCN0502G050NPN | EC000441 | EF000881 | Non | 9.0
CAPRI | ADCCN0502G050NPN | EC000441 | EF001062 | Non | 9.0
CAPRI | ADCCN0502G050NPN | EC000441 | EF001210 | Non | 9.0
CAPRI | ADCCN0502G050NPN | EC000441 | EF004191 | Non | 9.0
CAPRI | ADCCN0502G050NPN | EC000441 | EF004685 | Non | 9.0
CAPRI | ADCCN0502G050NPN | EC000441 | EF005004 | Non | 9.0
CAPRI | ADCCN0502G050NPN | EC000441 | EF005049 | Non | 9.0
CAPRI | ADCCN0502G050NPN | EC000441 | EF005337 | Non | 9.0
CAPRI | ADCCN0502G050NPN | EC000441 | EF012184 | Non | 9.0
CAPRI | ADCCN0502G050NPN | EC000441 | EF012547 | Non | 9.0
CAPRI | ADCCN0502G050NPN | EC000441 | EF024919 | Non | 9.0
CAPRI | ADCCN0502M20NPN | EC000441 | EF000025 | Non | 9.0
CAPRI | ADCCN0502M20NPN | EC000441 | EF000084 | Non | 9.0
CAPRI | ADCCN0502M20NPN | EC000441 | EF000734 | Non | 9.0
CAPRI | ADCCN0502M20NPN | EC000441 | EF000878 | Non | 9.0
CAPRI | ADCCN0502M20NPN | EC000441 | EF000881 | Non | 9.0
CAPRI | ADCCN0502M20NPN | EC000441 | EF001062 | Non | 9.0
CAPRI | ADCCN0502M20NPN | EC000441 | EF001210 | Non | 9.0
CAPRI | ADCCN0502M20NPN | EC000441 | EF001758 | EV003714 | 9.0
CAPRI | ADCCN0502M20NPN | EC000441 | EF004191 | Non | 9.0
CAPRI | ADCCN0502M20NPN | EC000441 | EF004685 | Non | 9.0
CAPRI | ADCCN0502M20NPN | EC000441 | EF005004 | Non | 9.0
CAPRI | ADCCN0502M20NPN | EC000441 | EF005049 | Non | 9.0
CAPRI | ADCCN0502M20NPN | EC000441 | EF005337 | Non | 9.0
CAPRI | ADCCN0502M20NPN | EC000441 | EF012184 | Non | 9.0
CAPRI | ADCCN0502M20NPN | EC000441 | EF012547 | Non | 9.0
CAPRI | ADCCN0502M20NPN | EC000441 | EF024919 | Non | 9.0
CAPRI | ADCCN0502M20SSN | EC000441 | EF000025 | Non | 9.0
CAPRI | ADCCN0502M20SSN | EC000441 | EF000084 | Non | 9.0
CAPRI | ADCCN0502M20SSN | EC000441 | EF000734 | Non | 9.0
CAPRI | ADCCN0502M20SSN | EC000441 | EF000878 | Non | 9.0
CAPRI | ADCCN0502M20SSN | EC000441 | EF000881 | Non | 9.0
CAPRI | ADCCN0502M20SSN | EC000441 | EF001062 | Non | 9.0
CAPRI | ADCCN0502M20SSN | EC000441 | EF001210 | Non | 9.0
CAPRI | ADCCN0502M20SSN | EC000441 | EF001758 | EV003714 | 9.0
CAPRI | ADCCN0502M20SSN | EC000441 | EF004191 | Non | 9.0
CAPRI | ADCCN0502M20SSN | EC000441 | EF004685 | Non | 9.0
CAPRI | ADCCN0502M20SSN | EC000441 | EF005004 | Non | 9.0
CAPRI | ADCCN0502M20SSN | EC000441 | EF005049 | Non | 9.0
CAPRI | ADCCN0502M20SSN | EC000441 | EF005337 | Non | 9.0
CAPRI | ADCCN0502M20SSN | EC000441 | EF012184 | Non | 9.0
CAPRI | ADCCN0502M20SSN | EC000441 | EF012547 | Non | 9.0
CAPRI | ADCCN0502M20SSN | EC000441 | EF024919 | Non | 9.0
CAPRI | ADCCN0502N050NPN | EC000441 | EF000025 | Non | 9.0
CAPRI | ADCCN0502N050NPN | EC000441 | EF000084 | Non | 9.0
CAPRI | ADCCN0502N050NPN | EC000441 | EF000734 | Non | 9.0
CAPRI | ADCCN0502N050NPN | EC000441 | EF000878 | Non | 9.0
CAPRI | ADCCN0502N050NPN | EC000441 | EF000881 | Non | 9.0
CAPRI | ADCCN0502N050NPN | EC000441 | EF001062 | Non | 9.0
CAPRI | ADCCN0502N050NPN | EC000441 | EF001210 | Non | 9.0
CAPRI | ADCCN0502N050NPN | EC000441 | EF001758 | EV003714 | 9.0
CAPRI | ADCCN0502N050NPN | EC000441 | EF004191 | Non | 9.0
CAPRI | ADCCN0502N050NPN | EC000441 | EF004685 | Non | 9.0
CAPRI | ADCCN0502N050NPN | EC000441 | EF005004 | Non | 9.0
CAPRI | ADCCN0502N050NPN | EC000441 | EF005049 | Non | 9.0
CAPRI | ADCCN0502N050NPN | EC000441 | EF005337 | Non | 9.0
CAPRI | ADCCN0502N050NPN | EC000441 | EF012184 | Non | 9.0
CAPRI | ADCCN0502N050NPN | EC000441 | EF012547 | Non | 9.0
CAPRI | ADCCN0502N050NPN | EC000441 | EF024919 | Non | 9.0
CAPRI | ADCCN0502N050NPNK1 | EC000441 | EF000025 | Non | 9.0
CAPRI | ADCCN0502N050NPNK1 | EC000441 | EF000084 | Non | 9.0
CAPRI | ADCCN0502N050NPNK1 | EC000441 | EF000734 | Non | 9.0
CAPRI | ADCCN0502N050NPNK1 | EC000441 | EF000878 | Non | 9.0
CAPRI | ADCCN0502N050NPNK1 | EC000441 | EF000881 | Non | 9.0
CAPRI | ADCCN0502N050NPNK1 | EC000441 | EF001062 | Non | 9.0
CAPRI | ADCCN0502N050NPNK1 | EC000441 | EF001210 | Non | 9.0
CAPRI | ADCCN0502N050NPNK1 | EC000441 | EF004191 | Non | 9.0
CAPRI | ADCCN0502N050NPNK1 | EC000441 | EF004685 | Non | 9.0
CAPRI | ADCCN0502N050NPNK1 | EC000441 | EF005004 | Non | 9.0
CAPRI | ADCCN0502N050NPNK1 | EC000441 | EF005049 | Non | 9.0
CAPRI | ADCCN0502N050NPNK1 | EC000441 | EF005337 | Non | 9.0
CAPRI | ADCCN0502N050NPNK1 | EC000441 | EF012184 | Non | 9.0
CAPRI | ADCCN0502N050NPNK1 | EC000441 | EF012547 | Non | 9.0
CAPRI | ADCCN0502N050NPNK1 | EC000441 | EF024919 | Non | 9.0
CAPRI | ADCCN0502N050SSN | EC000441 | EF000025 | Non | 9.0
CAPRI | ADCCN0502N050SSN | EC000441 | EF000084 | Non | 9.0
CAPRI | ADCCN0502N050SSN | EC000441 | EF000734 | Non | 9.0
CAPRI | ADCCN0502N050SSN | EC000441 | EF000878 | Non | 9.0
CAPRI | ADCCN0502N050SSN | EC000441 | EF000881 | Non | 9.0
CAPRI | ADCCN0502N050SSN | EC000441 | EF001062 | Non | 9.0
CAPRI | ADCCN0502N050SSN | EC000441 | EF001210 | Non | 9.0
CAPRI | ADCCN0502N050SSN | EC000441 | EF001758 | EV003714 | 9.0
CAPRI | ADCCN0502N050SSN | EC000441 | EF004191 | Non | 9.0
CAPRI | ADCCN0502N050SSN | EC000441 | EF004685 | Non | 9.0
CAPRI | ADCCN0502N050SSN | EC000441 | EF005004 | Non | 9.0
CAPRI | ADCCN0502N050SSN | EC000441 | EF005049 | Non | 9.0
CAPRI | ADCCN0502N050SSN | EC000441 | EF005337 | Non | 9.0
CAPRI | ADCCN0502N050SSN | EC000441 | EF012184 | Non | 9.0
CAPRI | ADCCN0502N050SSN | EC000441 | EF012547 | Non | 9.0
CAPRI | ADCCN0502N050SSN | EC000441 | EF024919 | Non | 9.0
CAPRI | ADCCN0502N050SSNK1 | EC000441 | EF000025 | Non | 9.0
CAPRI | ADCCN0502N050SSNK1 | EC000441 | EF000084 | Non | 9.0
CAPRI | ADCCN0502N050SSNK1 | EC000441 | EF000734 | Non | 9.0
CAPRI | ADCCN0502N050SSNK1 | EC000441 | EF000878 | Non | 9.0
CAPRI | ADCCN0502N050SSNK1 | EC000441 | EF000881 | Non | 9.0
CAPRI | ADCCN0502N050SSNK1 | EC000441 | EF001062 | Non | 9.0
CAPRI | ADCCN0502N050SSNK1 | EC000441 | EF001210 | Non | 9.0
CAPRI | ADCCN0502N050SSNK1 | EC000441 | EF004191 | Non | 9.0
CAPRI | ADCCN0502N050SSNK1 | EC000441 | EF004685 | Non | 9.0
CAPRI | ADCCN0502N050SSNK1 | EC000441 | EF005004 | Non | 9.0
CAPRI | ADCCN0502N050SSNK1 | EC000441 | EF005049 | Non | 9.0
CAPRI | ADCCN0502N050SSNK1 | EC000441 | EF005337 | Non | 9.0
CAPRI | ADCCN0502N050SSNK1 | EC000441 | EF012184 | Non | 9.0
CAPRI | ADCCN0502N050SSNK1 | EC000441 | EF012547 | Non | 9.0
CAPRI | ADCCN0502N050SSNK1 | EC000441 | EF024919 | Non | 9.0
CAPRI | ADCCN0503M20NPN | EC000441 | EF000025 | Non | 9.0
CAPRI | ADCCN0503M20NPN | EC000441 | EF000084 | Non | 9.0
CAPRI | ADCCN0503M20NPN | EC000441 | EF000734 | Non | 9.0
CAPRI | ADCCN0503M20NPN | EC000441 | EF000878 | Non | 9.0
CAPRI | ADCCN0503M20NPN | EC000441 | EF000881 | Non | 9.0
CAPRI | ADCCN0503M20NPN | EC000441 | EF001062 | Non | 9.0
CAPRI | ADCCN0503M20NPN | EC000441 | EF001210 | Non | 9.0
CAPRI | ADCCN0503M20NPN | EC000441 | EF001758 | EV003714 | 9.0
CAPRI | ADCCN0503M20NPN | EC000441 | EF004191 | Non | 9.0
CAPRI | ADCCN0503M20NPN | EC000441 | EF004685 | Non | 9.0
CAPRI | ADCCN0503M20NPN | EC000441 | EF005004 | Non | 9.0
CAPRI | ADCCN0503M20NPN | EC000441 | EF005049 | Non | 9.0
CAPRI | ADCCN0503M20NPN | EC000441 | EF005337 | Non | 9.0
CAPRI | ADCCN0503M20NPN | EC000441 | EF012184 | Non | 9.0
CAPRI | ADCCN0503M20NPN | EC000441 | EF012547 | Non | 9.0
CAPRI | ADCCN0503M20NPN | EC000441 | EF024919 | Non | 9.0
CAPRI | ADCCN0503M20SSN | EC000441 | EF000025 | Non | 9.0
CAPRI | ADCCN0503M20SSN | EC000441 | EF000084 | Non | 9.0
CAPRI | ADCCN0503M20SSN | EC000441 | EF000734 | Non | 9.0
CAPRI | ADCCN0503M20SSN | EC000441 | EF000878 | Non | 9.0
CAPRI | ADCCN0503M20SSN | EC000441 | EF000881 | Non | 9.0
CAPRI | ADCCN0503M20SSN | EC000441 | EF001062 | Non | 9.0
CAPRI | ADCCN0503M20SSN | EC000441 | EF001210 | Non | 9.0
CAPRI | ADCCN0503M20SSN | EC000441 | EF001758 | EV003714 | 9.0
CAPRI | ADCCN0503M20SSN | EC000441 | EF004191 | Non | 9.0
CAPRI | ADCCN0503M20SSN | EC000441 | EF004685 | Non | 9.0
CAPRI | ADCCN0503M20SSN | EC000441 | EF005004 | Non | 9.0
CAPRI | ADCCN0503M20SSN | EC000441 | EF005049 | Non | 9.0
CAPRI | ADCCN0503M20SSN | EC000441 | EF005337 | Non | 9.0
CAPRI | ADCCN0503M20SSN | EC000441 | EF012184 | Non | 9.0
CAPRI | ADCCN0503M20SSN | EC000441 | EF012547 | Non | 9.0
CAPRI | ADCCN0503M20SSN | EC000441 | EF024919 | Non | 9.0
CAPRI | ADCCN0503M25NPN | EC000441 | EF000025 | Non | 9.0
CAPRI | ADCCN0503M25NPN | EC000441 | EF000084 | Non | 9.0
CAPRI | ADCCN0503M25NPN | EC000441 | EF000734 | Non | 9.0
CAPRI | ADCCN0503M25NPN | EC000441 | EF000878 | Non | 9.0
CAPRI | ADCCN0503M25NPN | EC000441 | EF000881 | Non | 9.0
CAPRI | ADCCN0503M25NPN | EC000441 | EF001062 | Non | 9.0
CAPRI | ADCCN0503M25NPN | EC000441 | EF001210 | Non | 9.0
CAPRI | ADCCN0503M25NPN | EC000441 | EF001758 | EV003714 | 9.0
CAPRI | ADCCN0503M25NPN | EC000441 | EF004191 | Non | 9.0
CAPRI | ADCCN0503M25NPN | EC000441 | EF004685 | Non | 9.0
CAPRI | ADCCN0503M25NPN | EC000441 | EF005004 | Non | 9.0
CAPRI | ADCCN0503M25NPN | EC000441 | EF005049 | Non | 9.0
CAPRI | ADCCN0503M25NPN | EC000441 | EF005337 | Non | 9.0
CAPRI | ADCCN0503M25NPN | EC000441 | EF012184 | Non | 9.0
CAPRI | ADCCN0503M25NPN | EC000441 | EF012547 | Non | 9.0
CAPRI | ADCCN0503M25NPN | EC000441 | EF024919 | Non | 9.0
CAPRI | ADCCN0503M25SSN | EC000441 | EF000025 | Non | 9.0
CAPRI | ADCCN0503M25SSN | EC000441 | EF000084 | Non | 9.0
CAPRI | ADCCN0503M25SSN | EC000441 | EF000734 | Non | 9.0
CAPRI | ADCCN0503M25SSN | EC000441 | EF000878 | Non | 9.0
CAPRI | ADCCN0503M25SSN | EC000441 | EF000881 | Non | 9.0
CAPRI | ADCCN0503M25SSN | EC000441 | EF001062 | Non | 9.0
CAPRI | ADCCN0503M25SSN | EC000441 | EF001210 | Non | 9.0
CAPRI | ADCCN0503M25SSN | EC000441 | EF001758 | EV003714 | 9.0
CAPRI | ADCCN0503M25SSN | EC000441 | EF004191 | Non | 9.0
CAPRI | ADCCN0503M25SSN | EC000441 | EF004685 | Non | 9.0
CAPRI | ADCCN0503M25SSN | EC000441 | EF005004 | Non | 9.0
CAPRI | ADCCN0503M25SSN | EC000441 | EF005049 | Non | 9.0
CAPRI | ADCCN0503M25SSN | EC000441 | EF005337 | Non | 9.0
CAPRI | ADCCN0503M25SSN | EC000441 | EF012184 | Non | 9.0
CAPRI | ADCCN0503M25SSN | EC000441 | EF012547 | Non | 9.0
CAPRI | ADCCN0503M25SSN | EC000441 | EF024919 | Non | 9.0
CAPRI | ADCCN0503N050NPN | EC000441 | EF000025 | Non | 9.0
CAPRI | ADCCN0503N050NPN | EC000441 | EF000084 | Non | 9.0
CAPRI | ADCCN0503N050NPN | EC000441 | EF000734 | Non | 9.0
CAPRI | ADCCN0503N050NPN | EC000441 | EF000878 | Non | 9.0
CAPRI | ADCCN0503N050NPN | EC000441 | EF000881 | Non | 9.0
CAPRI | ADCCN0503N050NPN | EC000441 | EF001062 | Non | 9.0
CAPRI | ADCCN0503N050NPN | EC000441 | EF001210 | Non | 9.0
CAPRI | ADCCN0503N050NPN | EC000441 | EF001758 | EV003714 | 9.0
CAPRI | ADCCN0503N050NPN | EC000441 | EF004191 | Non | 9.0
CAPRI | ADCCN0503N050NPN | EC000441 | EF004685 | Non | 9.0
CAPRI | ADCCN0503N050NPN | EC000441 | EF005004 | Non | 9.0
CAPRI | ADCCN0503N050NPN | EC000441 | EF005049 | Non | 9.0
CAPRI | ADCCN0503N050NPN | EC000441 | EF005337 | Non | 9.0
CAPRI | ADCCN0503N050NPN | EC000441 | EF012184 | Non | 9.0
CAPRI | ADCCN0503N050NPN | EC000441 | EF012547 | Non | 9.0
CAPRI | ADCCN0503N050NPN | EC000441 | EF024919 | Non | 9.0
CAPRI | ADCCN0503N050NPNK1 | EC000441 | EF000025 | Non | 9.0
CAPRI | ADCCN0503N050NPNK1 | EC000441 | EF000084 | Non | 9.0
CAPRI | ADCCN0503N050NPNK1 | EC000441 | EF000734 | Non | 9.0
CAPRI | ADCCN0503N050NPNK1 | EC000441 | EF000878 | Non | 9.0
CAPRI | ADCCN0503N050NPNK1 | EC000441 | EF000881 | Non | 9.0
CAPRI | ADCCN0503N050NPNK1 | EC000441 | EF001062 | Non | 9.0
CAPRI | ADCCN0503N050NPNK1 | EC000441 | EF001210 | Non | 9.0
CAPRI | ADCCN0503N050NPNK1 | EC000441 | EF004191 | Non | 9.0
CAPRI | ADCCN0503N050NPNK1 | EC000441 | EF004685 | Non | 9.0
CAPRI | ADCCN0503N050NPNK1 | EC000441 | EF005004 | Non | 9.0
CAPRI | ADCCN0503N050NPNK1 | EC000441 | EF005049 | Non | 9.0
CAPRI | ADCCN0503N050NPNK1 | EC000441 | EF005337 | Non | 9.0
CAPRI | ADCCN0503N050NPNK1 | EC000441 | EF012184 | Non | 9.0
CAPRI | ADCCN0503N050NPNK1 | EC000441 | EF012547 | Non | 9.0
CAPRI | ADCCN0503N050NPNK1 | EC000441 | EF024919 | Non | 9.0
CAPRI | ADCCN0503N050SSN | EC000441 | EF000025 | Non | 9.0
CAPRI | ADCCN0503N050SSN | EC000441 | EF000084 | Non | 9.0
CAPRI | ADCCN0503N050SSN | EC000441 | EF000734 | Non | 9.0
CAPRI | ADCCN0503N050SSN | EC000441 | EF000878 | Non | 9.0
CAPRI | ADCCN0503N050SSN | EC000441 | EF000881 | Non | 9.0
CAPRI | ADCCN0503N050SSN | EC000441 | EF001062 | Non | 9.0
CAPRI | ADCCN0503N050SSN | EC000441 | EF001210 | Non | 9.0
CAPRI | ADCCN0503N050SSN | EC000441 | EF001758 | EV003714 | 9.0
CAPRI | ADCCN0503N050SSN | EC000441 | EF004191 | Non | 9.0
CAPRI | ADCCN0503N050SSN | EC000441 | EF004685 | Non | 9.0
CAPRI | ADCCN0503N050SSN | EC000441 | EF005004 | Non | 9.0
CAPRI | ADCCN0503N050SSN | EC000441 | EF005049 | Non | 9.0
CAPRI | ADCCN0503N050SSN | EC000441 | EF005337 | Non | 9.0
CAPRI | ADCCN0503N050SSN | EC000441 | EF012184 | Non | 9.0
CAPRI | ADCCN0503N050SSN | EC000441 | EF012547 | Non | 9.0
CAPRI | ADCCN0503N050SSN | EC000441 | EF024919 | Non | 9.0
CAPRI | ADCCN0503N075NPN | EC000441 | EF000025 | Non | 9.0
CAPRI | ADCCN0503N075NPN | EC000441 | EF000084 | Non | 9.0
CAPRI | ADCCN0503N075NPN | EC000441 | EF000734 | Non | 9.0
CAPRI | ADCCN0503N075NPN | EC000441 | EF000878 | Non | 9.0
CAPRI | ADCCN0503N075NPN | EC000441 | EF000881 | Non | 9.0
CAPRI | ADCCN0503N075NPN | EC000441 | EF001062 | Non | 9.0
CAPRI | ADCCN0503N075NPN | EC000441 | EF001210 | Non | 9.0
CAPRI | ADCCN0503N075NPN | EC000441 | EF001758 | EV003714 | 9.0
CAPRI | ADCCN0503N075NPN | EC000441 | EF004191 | Non | 9.0
CAPRI | ADCCN0503N075NPN | EC000441 | EF004685 | Non | 9.0
CAPRI | ADCCN0503N075NPN | EC000441 | EF005004 | Non | 9.0
CAPRI | ADCCN0503N075NPN | EC000441 | EF005049 | Non | 9.0
CAPRI | ADCCN0503N075NPN | EC000441 | EF005337 | Non | 9.0
CAPRI | ADCCN0503N075NPN | EC000441 | EF012184 | Non | 9.0
CAPRI | ADCCN0503N075NPN | EC000441 | EF012547 | Non | 9.0
CAPRI | ADCCN0503N075NPN | EC000441 | EF024919 | Non | 9.0
CAPRI | ADCCN0503N075NPNK1 | EC000441 | EF000025 | Non | 9.0
CAPRI | ADCCN0503N075NPNK1 | EC000441 | EF000084 | Non | 9.0
CAPRI | ADCCN0503N075NPNK1 | EC000441 | EF000734 | Non | 9.0
CAPRI | ADCCN0503N075NPNK1 | EC000441 | EF000878 | Non | 9.0
CAPRI | ADCCN0503N075NPNK1 | EC000441 | EF000881 | Non | 9.0
CAPRI | ADCCN0503N075NPNK1 | EC000441 | EF001062 | Non | 9.0
CAPRI | ADCCN0503N075NPNK1 | EC000441 | EF001210 | Non | 9.0
CAPRI | ADCCN0503N075NPNK1 | EC000441 | EF001758 | EV003714 | 9.0
CAPRI | ADCCN0503N075NPNK1 | EC000441 | EF004191 | Non | 9.0
CAPRI | ADCCN0503N075NPNK1 | EC000441 | EF004685 | Non | 9.0
CAPRI | ADCCN0503N075NPNK1 | EC000441 | EF005004 | Non | 9.0
CAPRI | ADCCN0503N075NPNK1 | EC000441 | EF005049 | Non | 9.0
CAPRI | ADCCN0503N075NPNK1 | EC000441 | EF005337 | Non | 9.0
CAPRI | ADCCN0503N075NPNK1 | EC000441 | EF012184 | Non | 9.0
CAPRI | ADCCN0503N075NPNK1 | EC000441 | EF012547 | Non | 9.0
CAPRI | ADCCN0503N075NPNK1 | EC000441 | EF024919 | Non | 9.0
CAPRI | ADCCN0503N075SSN | EC000441 | EF000025 | Non | 9.0
CAPRI | ADCCN0503N075SSN | EC000441 | EF000084 | Non | 9.0
CAPRI | ADCCN0503N075SSN | EC000441 | EF000734 | Non | 9.0
CAPRI | ADCCN0503N075SSN | EC000441 | EF000878 | Non | 9.0
CAPRI | ADCCN0503N075SSN | EC000441 | EF000881 | Non | 9.0
CAPRI | ADCCN0503N075SSN | EC000441 | EF001062 | Non | 9.0
CAPRI | ADCCN0503N075SSN | EC000441 | EF001210 | Non | 9.0
CAPRI | ADCCN0503N075SSN | EC000441 | EF001758 | EV003714 | 9.0
CAPRI | ADCCN0503N075SSN | EC000441 | EF004191 | Non | 9.0
CAPRI | ADCCN0503N075SSN | EC000441 | EF004685 | Non | 9.0
CAPRI | ADCCN0503N075SSN | EC000441 | EF005004 | Non | 9.0
CAPRI | ADCCN0503N075SSN | EC000441 | EF005049 | Non | 9.0
CAPRI | ADCCN0503N075SSN | EC000441 | EF005337 | Non | 9.0
CAPRI | ADCCN0503N075SSN | EC000441 | EF012184 | Non | 9.0
CAPRI | ADCCN0503N075SSN | EC000441 | EF012547 | Non | 9.0
CAPRI | ADCCN0503N075SSN | EC000441 | EF024919 | Non | 9.0
CAPRI | ADCCN0752M25NPN | EC000441 | EF000025 | Non | 9.0
CAPRI | ADCCN0752M25NPN | EC000441 | EF000084 | Non | 9.0
CAPRI | ADCCN0752M25NPN | EC000441 | EF000734 | Non | 9.0
CAPRI | ADCCN0752M25NPN | EC000441 | EF000878 | Non | 9.0
CAPRI | ADCCN0752M25NPN | EC000441 | EF000881 | Non | 9.0
CAPRI | ADCCN0752M25NPN | EC000441 | EF001062 | Non | 9.0
CAPRI | ADCCN0752M25NPN | EC000441 | EF001210 | Non | 9.0
CAPRI | ADCCN0752M25NPN | EC000441 | EF001758 | EV003714 | 9.0
CAPRI | ADCCN0752M25NPN | EC000441 | EF004191 | Non | 9.0
CAPRI | ADCCN0752M25NPN | EC000441 | EF004685 | Non | 9.0
CAPRI | ADCCN0752M25NPN | EC000441 | EF005004 | Non | 9.0
CAPRI | ADCCN0752M25NPN | EC000441 | EF005049 | Non | 9.0
CAPRI | ADCCN0752M25NPN | EC000441 | EF005337 | Non | 9.0
CAPRI | ADCCN0752M25NPN | EC000441 | EF012184 | Non | 9.0
CAPRI | ADCCN0752M25NPN | EC000441 | EF012547 | Non | 9.0
CAPRI | ADCCN0752M25NPN | EC000441 | EF024919 | Non | 9.0
CAPRI | ADCCN0752M25SSN | EC000441 | EF000025 | Non | 9.0
CAPRI | ADCCN0752M25SSN | EC000441 | EF000084 | Non | 9.0
CAPRI | ADCCN0752M25SSN | EC000441 | EF000734 | Non | 9.0
CAPRI | ADCCN0752M25SSN | EC000441 | EF000878 | Non | 9.0
CAPRI | ADCCN0752M25SSN | EC000441 | EF000881 | Non | 9.0
CAPRI | ADCCN0752M25SSN | EC000441 | EF001062 | Non | 9.0
CAPRI | ADCCN0752M25SSN | EC000441 | EF001210 | Non | 9.0
CAPRI | ADCCN0752M25SSN | EC000441 | EF001758 | EV003714 | 9.0
CAPRI | ADCCN0752M25SSN | EC000441 | EF004191 | Non | 9.0
CAPRI | ADCCN0752M25SSN | EC000441 | EF004685 | Non | 9.0
CAPRI | ADCCN0752M25SSN | EC000441 | EF005004 | Non | 9.0
CAPRI | ADCCN0752M25SSN | EC000441 | EF005049 | Non | 9.0
CAPRI | ADCCN0752M25SSN | EC000441 | EF005337 | Non | 9.0
CAPRI | ADCCN0752M25SSN | EC000441 | EF012184 | Non | 9.0
CAPRI | ADCCN0752M25SSN | EC000441 | EF012547 | Non | 9.0
CAPRI | ADCCN0752M25SSN | EC000441 | EF024919 | Non | 9.0
CAPRI | ADCCN0752N075NPN | EC000441 | EF000025 | Non | 9.0
CAPRI | ADCCN0752N075NPN | EC000441 | EF000084 | Non | 9.0
CAPRI | ADCCN0752N075NPN | EC000441 | EF000734 | Non | 9.0
CAPRI | ADCCN0752N075NPN | EC000441 | EF000878 | Non | 9.0
CAPRI | ADCCN0752N075NPN | EC000441 | EF000881 | Non | 9.0
CAPRI | ADCCN0752N075NPN | EC000441 | EF001062 | Non | 9.0
CAPRI | ADCCN0752N075NPN | EC000441 | EF001210 | Non | 9.0
CAPRI | ADCCN0752N075NPN | EC000441 | EF001758 | EV003714 | 9.0
CAPRI | ADCCN0752N075NPN | EC000441 | EF004191 | Non | 9.0
CAPRI | ADCCN0752N075NPN | EC000441 | EF004685 | Non | 9.0
CAPRI | ADCCN0752N075NPN | EC000441 | EF005004 | Non | 9.0
CAPRI | ADCCN0752N075NPN | EC000441 | EF005049 | Non | 9.0
CAPRI | ADCCN0752N075NPN | EC000441 | EF005337 | Non | 9.0
CAPRI | ADCCN0752N075NPN | EC000441 | EF012184 | Non | 9.0
CAPRI | ADCCN0752N075NPN | EC000441 | EF012547 | Non | 9.0
CAPRI | ADCCN0752N075NPN | EC000441 | EF024919 | Non | 9.0
CAPRI | ADCCN0752N075NPNK1 | EC000441 | EF000025 | Non | 9.0
CAPRI | ADCCN0752N075NPNK1 | EC000441 | EF000084 | Non | 9.0
CAPRI | ADCCN0752N075NPNK1 | EC000441 | EF000734 | Non | 9.0
CAPRI | ADCCN0752N075NPNK1 | EC000441 | EF000878 | Non | 9.0
CAPRI | ADCCN0752N075NPNK1 | EC000441 | EF000881 | Non | 9.0
CAPRI | ADCCN0752N075NPNK1 | EC000441 | EF001062 | Non | 9.0
CAPRI | ADCCN0752N075NPNK1 | EC000441 | EF001210 | Non | 9.0
CAPRI | ADCCN0752N075NPNK1 | EC000441 | EF001758 | EV003714 | 9.0
CAPRI | ADCCN0752N075NPNK1 | EC000441 | EF004191 | Non | 9.0
CAPRI | ADCCN0752N075NPNK1 | EC000441 | EF004685 | Non | 9.0
CAPRI | ADCCN0752N075NPNK1 | EC000441 | EF005004 | Non | 9.0
CAPRI | ADCCN0752N075NPNK1 | EC000441 | EF005049 | Non | 9.0
CAPRI | ADCCN0752N075NPNK1 | EC000441 | EF005337 | Non | 9.0
CAPRI | ADCCN0752N075NPNK1 | EC000441 | EF012184 | Non | 9.0
CAPRI | ADCCN0752N075NPNK1 | EC000441 | EF012547 | Non | 9.0
CAPRI | ADCCN0752N075NPNK1 | EC000441 | EF024919 | Non | 9.0
CAPRI | ADCCN0752N075SSN | EC000441 | EF000025 | Non | 9.0
CAPRI | ADCCN0752N075SSN | EC000441 | EF000084 | Non | 9.0
CAPRI | ADCCN0752N075SSN | EC000441 | EF000734 | Non | 9.0
CAPRI | ADCCN0752N075SSN | EC000441 | EF000878 | Non | 9.0
CAPRI | ADCCN0752N075SSN | EC000441 | EF000881 | Non | 9.0
CAPRI | ADCCN0752N075SSN | EC000441 | EF001062 | Non | 9.0
CAPRI | ADCCN0752N075SSN | EC000441 | EF001210 | Non | 9.0
CAPRI | ADCCN0752N075SSN | EC000441 | EF001758 | EV003714 | 9.0
CAPRI | ADCCN0752N075SSN | EC000441 | EF004191 | Non | 9.0
CAPRI | ADCCN0752N075SSN | EC000441 | EF004685 | Non | 9.0
CAPRI | ADCCN0752N075SSN | EC000441 | EF005004 | Non | 9.0
CAPRI | ADCCN0752N075SSN | EC000441 | EF005049 | Non | 9.0
CAPRI | ADCCN0752N075SSN | EC000441 | EF005337 | Non | 9.0
CAPRI | ADCCN0752N075SSN | EC000441 | EF012184 | Non | 9.0
CAPRI | ADCCN0752N075SSN | EC000441 | EF012547 | Non | 9.0
CAPRI | ADCCN0752N075SSN | EC000441 | EF024919 | Non | 9.0
CAPRI | ADCCN0753M25NPN | EC000441 | EF000025 | Non | 9.0
CAPRI | ADCCN0753M25NPN | EC000441 | EF000084 | Non | 9.0
CAPRI | ADCCN0753M25NPN | EC000441 | EF000734 | Non | 9.0
CAPRI | ADCCN0753M25NPN | EC000441 | EF000878 | Non | 9.0
CAPRI | ADCCN0753M25NPN | EC000441 | EF000881 | Non | 9.0
CAPRI | ADCCN0753M25NPN | EC000441 | EF001062 | Non | 9.0
CAPRI | ADCCN0753M25NPN | EC000441 | EF001210 | Non | 9.0
CAPRI | ADCCN0753M25NPN | EC000441 | EF001758 | EV003714 | 9.0
CAPRI | ADCCN0753M25NPN | EC000441 | EF004191 | Non | 9.0
CAPRI | ADCCN0753M25NPN | EC000441 | EF004685 | Non | 9.0
CAPRI | ADCCN0753M25NPN | EC000441 | EF005004 | Non | 9.0
CAPRI | ADCCN0753M25NPN | EC000441 | EF005049 | Non | 9.0
CAPRI | ADCCN0753M25NPN | EC000441 | EF005337 | Non | 9.0
CAPRI | ADCCN0753M25NPN | EC000441 | EF012184 | Non | 9.0
CAPRI | ADCCN0753M25NPN | EC000441 | EF012547 | Non | 9.0
CAPRI | ADCCN0753M25NPN | EC000441 | EF024919 | Non | 9.0
CAPRI | ADCCN0753M25SSN | EC000441 | EF000025 | Non | 9.0
CAPRI | ADCCN0753M25SSN | EC000441 | EF000084 | Non | 9.0
CAPRI | ADCCN0753M25SSN | EC000441 | EF000734 | Non | 9.0
CAPRI | ADCCN0753M25SSN | EC000441 | EF000878 | Non | 9.0
CAPRI | ADCCN0753M25SSN | EC000441 | EF000881 | Non | 9.0
CAPRI | ADCCN0753M25SSN | EC000441 | EF001062 | Non | 9.0
CAPRI | ADCCN0753M25SSN | EC000441 | EF001210 | Non | 9.0
CAPRI | ADCCN0753M25SSN | EC000441 | EF001758 | EV003714 | 9.0
CAPRI | ADCCN0753M25SSN | EC000441 | EF004191 | Non | 9.0
CAPRI | ADCCN0753M25SSN | EC000441 | EF004685 | Non | 9.0
CAPRI | ADCCN0753M25SSN | EC000441 | EF005004 | Non | 9.0
CAPRI | ADCCN0753M25SSN | EC000441 | EF005049 | Non | 9.0
CAPRI | ADCCN0753M25SSN | EC000441 | EF005337 | Non | 9.0
CAPRI | ADCCN0753M25SSN | EC000441 | EF012184 | Non | 9.0
CAPRI | ADCCN0753M25SSN | EC000441 | EF012547 | Non | 9.0
CAPRI | ADCCN0753M25SSN | EC000441 | EF024919 | Non | 9.0
CAPRI | ADCCN0753M32NPN | EC000441 | EF000025 | Non | 9.0
CAPRI | ADCCN0753M32NPN | EC000441 | EF000084 | Non | 9.0
CAPRI | ADCCN0753M32NPN | EC000441 | EF000734 | Non | 9.0
CAPRI | ADCCN0753M32NPN | EC000441 | EF000878 | Non | 9.0
CAPRI | ADCCN0753M32NPN | EC000441 | EF000881 | Non | 9.0
CAPRI | ADCCN0753M32NPN | EC000441 | EF001062 | Non | 9.0
CAPRI | ADCCN0753M32NPN | EC000441 | EF001210 | Non | 9.0
CAPRI | ADCCN0753M32NPN | EC000441 | EF001758 | EV003714 | 9.0
CAPRI | ADCCN0753M32NPN | EC000441 | EF004191 | Non | 9.0
CAPRI | ADCCN0753M32NPN | EC000441 | EF004685 | Non | 9.0
CAPRI | ADCCN0753M32NPN | EC000441 | EF005004 | Non | 9.0
CAPRI | ADCCN0753M32NPN | EC000441 | EF005049 | Non | 9.0
CAPRI | ADCCN0753M32NPN | EC000441 | EF005337 | Non | 9.0
CAPRI | ADCCN0753M32NPN | EC000441 | EF012184 | Non | 9.0
CAPRI | ADCCN0753M32NPN | EC000441 | EF012547 | Non | 9.0
CAPRI | ADCCN0753M32NPN | EC000441 | EF024919 | Non | 9.0
CAPRI | ADCCN0753M32SSN | EC000441 | EF000025 | Non | 9.0
CAPRI | ADCCN0753M32SSN | EC000441 | EF000084 | Non | 9.0
CAPRI | ADCCN0753M32SSN | EC000441 | EF000734 | Non | 9.0
CAPRI | ADCCN0753M32SSN | EC000441 | EF000878 | Non | 9.0
CAPRI | ADCCN0753M32SSN | EC000441 | EF000881 | Non | 9.0
CAPRI | ADCCN0753M32SSN | EC000441 | EF001062 | Non | 9.0
CAPRI | ADCCN0753M32SSN | EC000441 | EF001210 | Non | 9.0
CAPRI | ADCCN0753M32SSN | EC000441 | EF001758 | EV003714 | 9.0
CAPRI | ADCCN0753M32SSN | EC000441 | EF004191 | Non | 9.0
CAPRI | ADCCN0753M32SSN | EC000441 | EF004685 | Non | 9.0
CAPRI | ADCCN0753M32SSN | EC000441 | EF005004 | Non | 9.0
CAPRI | ADCCN0753M32SSN | EC000441 | EF005049 | Non | 9.0
CAPRI | ADCCN0753M32SSN | EC000441 | EF005337 | Non | 9.0
CAPRI | ADCCN0753M32SSN | EC000441 | EF012184 | Non | 9.0
CAPRI | ADCCN0753M32SSN | EC000441 | EF012547 | Non | 9.0
CAPRI | ADCCN0753M32SSN | EC000441 | EF024919 | Non | 9.0
CAPRI | ADCCN0753N075NPN | EC000441 | EF000025 | Non | 9.0
CAPRI | ADCCN0753N075NPN | EC000441 | EF000084 | Non | 9.0
CAPRI | ADCCN0753N075NPN | EC000441 | EF000734 | Non | 9.0
CAPRI | ADCCN0753N075NPN | EC000441 | EF000878 | Non | 9.0
CAPRI | ADCCN0753N075NPN | EC000441 | EF000881 | Non | 9.0
CAPRI | ADCCN0753N075NPN | EC000441 | EF001062 | Non | 9.0
CAPRI | ADCCN0753N075NPN | EC000441 | EF001210 | Non | 9.0
CAPRI | ADCCN0753N075NPN | EC000441 | EF001758 | EV003714 | 9.0
CAPRI | ADCCN0753N075NPN | EC000441 | EF004191 | Non | 9.0
CAPRI | ADCCN0753N075NPN | EC000441 | EF004685 | Non | 9.0
CAPRI | ADCCN0753N075NPN | EC000441 | EF005004 | Non | 9.0
CAPRI | ADCCN0753N075NPN | EC000441 | EF005049 | Non | 9.0
CAPRI | ADCCN0753N075NPN | EC000441 | EF005337 | Non | 9.0
CAPRI | ADCCN0753N075NPN | EC000441 | EF012184 | Non | 9.0
CAPRI | ADCCN0753N075NPN | EC000441 | EF012547 | Non | 9.0
CAPRI | ADCCN0753N075NPN | EC000441 | EF024919 | Non | 9.0
CAPRI | ADCCN0753N075NPNK1 | EC000441 | EF000025 | Non | 9.0
CAPRI | ADCCN0753N075NPNK1 | EC000441 | EF000084 | Non | 9.0
CAPRI | ADCCN0753N075NPNK1 | EC000441 | EF000734 | Non | 9.0
CAPRI | ADCCN0753N075NPNK1 | EC000441 | EF000878 | Non | 9.0
CAPRI | ADCCN0753N075NPNK1 | EC000441 | EF000881 | Non | 9.0
CAPRI | ADCCN0753N075NPNK1 | EC000441 | EF001062 | Non | 9.0
CAPRI | ADCCN0753N075NPNK1 | EC000441 | EF001210 | Non | 9.0
CAPRI | ADCCN0753N075NPNK1 | EC000441 | EF001758 | EV003714 | 9.0
CAPRI | ADCCN0753N075NPNK1 | EC000441 | EF004191 | Non | 9.0
CAPRI | ADCCN0753N075NPNK1 | EC000441 | EF004685 | Non | 9.0
CAPRI | ADCCN0753N075NPNK1 | EC000441 | EF005004 | Non | 9.0
CAPRI | ADCCN0753N075NPNK1 | EC000441 | EF005049 | Non | 9.0
CAPRI | ADCCN0753N075NPNK1 | EC000441 | EF005337 | Non | 9.0
CAPRI | ADCCN0753N075NPNK1 | EC000441 | EF012184 | Non | 9.0
CAPRI | ADCCN0753N075NPNK1 | EC000441 | EF012547 | Non | 9.0
CAPRI | ADCCN0753N075NPNK1 | EC000441 | EF024919 | Non | 9.0
CAPRI | ADCCN0753N075SSN | EC000441 | EF000025 | Non | 9.0
CAPRI | ADCCN0753N075SSN | EC000441 | EF000084 | Non | 9.0
CAPRI | ADCCN0753N075SSN | EC000441 | EF000734 | Non | 9.0
CAPRI | ADCCN0753N075SSN | EC000441 | EF000878 | Non | 9.0
CAPRI | ADCCN0753N075SSN | EC000441 | EF000881 | Non | 9.0
CAPRI | ADCCN0753N075SSN | EC000441 | EF001062 | Non | 9.0
CAPRI | ADCCN0753N075SSN | EC000441 | EF001210 | Non | 9.0
CAPRI | ADCCN0753N075SSN | EC000441 | EF001758 | EV003714 | 9.0
CAPRI | ADCCN0753N075SSN | EC000441 | EF004191 | Non | 9.0
CAPRI | ADCCN0753N075SSN | EC000441 | EF004685 | Non | 9.0
CAPRI | ADCCN0753N075SSN | EC000441 | EF005004 | Non | 9.0
CAPRI | ADCCN0753N075SSN | EC000441 | EF005049 | Non | 9.0
CAPRI | ADCCN0753N075SSN | EC000441 | EF005337 | Non | 9.0
CAPRI | ADCCN0753N075SSN | EC000441 | EF012184 | Non | 9.0
CAPRI | ADCCN0753N075SSN | EC000441 | EF012547 | Non | 9.0
CAPRI | ADCCN0753N075SSN | EC000441 | EF024919 | Non | 9.0
CAPRI | ADCCN0753N100NPN | EC000441 | EF000025 | Non | 9.0
CAPRI | ADCCN0753N100NPN | EC000441 | EF000084 | Non | 9.0
CAPRI | ADCCN0753N100NPN | EC000441 | EF000734 | Non | 9.0
CAPRI | ADCCN0753N100NPN | EC000441 | EF000878 | Non | 9.0
CAPRI | ADCCN0753N100NPN | EC000441 | EF000881 | Non | 9.0
CAPRI | ADCCN0753N100NPN | EC000441 | EF001062 | Non | 9.0
CAPRI | ADCCN0753N100NPN | EC000441 | EF001210 | Non | 9.0
CAPRI | ADCCN0753N100NPN | EC000441 | EF001758 | EV003714 | 9.0
CAPRI | ADCCN0753N100NPN | EC000441 | EF004191 | Non | 9.0
CAPRI | ADCCN0753N100NPN | EC000441 | EF004685 | Non | 9.0
CAPRI | ADCCN0753N100NPN | EC000441 | EF005004 | Non | 9.0
CAPRI | ADCCN0753N100NPN | EC000441 | EF005049 | Non | 9.0
CAPRI | ADCCN0753N100NPN | EC000441 | EF005337 | Non | 9.0
CAPRI | ADCCN0753N100NPN | EC000441 | EF012184 | Non | 9.0
CAPRI | ADCCN0753N100NPN | EC000441 | EF012547 | Non | 9.0
CAPRI | ADCCN0753N100NPN | EC000441 | EF024919 | Non | 9.0
CAPRI | ADCCN0753N100NPNK1 | EC000441 | EF000025 | Non | 9.0
CAPRI | ADCCN0753N100NPNK1 | EC000441 | EF000084 | Non | 9.0
CAPRI | ADCCN0753N100NPNK1 | EC000441 | EF000734 | Non | 9.0
CAPRI | ADCCN0753N100NPNK1 | EC000441 | EF000878 | Non | 9.0
CAPRI | ADCCN0753N100NPNK1 | EC000441 | EF000881 | Non | 9.0
CAPRI | ADCCN0753N100NPNK1 | EC000441 | EF001062 | Non | 9.0
CAPRI | ADCCN0753N100NPNK1 | EC000441 | EF001210 | Non | 9.0
CAPRI | ADCCN0753N100NPNK1 | EC000441 | EF001758 | EV003714 | 9.0
CAPRI | ADCCN0753N100NPNK1 | EC000441 | EF004191 | Non | 9.0
CAPRI | ADCCN0753N100NPNK1 | EC000441 | EF004685 | Non | 9.0
CAPRI | ADCCN0753N100NPNK1 | EC000441 | EF005004 | Non | 9.0
CAPRI | ADCCN0753N100NPNK1 | EC000441 | EF005049 | Non | 9.0
CAPRI | ADCCN0753N100NPNK1 | EC000441 | EF005337 | Non | 9.0
CAPRI | ADCCN0753N100NPNK1 | EC000441 | EF012184 | Non | 9.0
CAPRI | ADCCN0753N100NPNK1 | EC000441 | EF012547 | Non | 9.0
CAPRI | ADCCN0753N100NPNK1 | EC000441 | EF024919 | Non | 9.0
CAPRI | ADCCN0753N100SSN | EC000441 | EF000025 | Non | 9.0
CAPRI | ADCCN0753N100SSN | EC000441 | EF000084 | Non | 9.0
CAPRI | ADCCN0753N100SSN | EC000441 | EF000734 | Non | 9.0
CAPRI | ADCCN0753N100SSN | EC000441 | EF000878 | Non | 9.0
CAPRI | ADCCN0753N100SSN | EC000441 | EF000881 | Non | 9.0
CAPRI | ADCCN0753N100SSN | EC000441 | EF001062 | Non | 9.0
CAPRI | ADCCN0753N100SSN | EC000441 | EF001210 | Non | 9.0
CAPRI | ADCCN0753N100SSN | EC000441 | EF001758 | EV003714 | 9.0
CAPRI | ADCCN0753N100SSN | EC000441 | EF004191 | Non | 9.0
CAPRI | ADCCN0753N100SSN | EC000441 | EF004685 | Non | 9.0
CAPRI | ADCCN0753N100SSN | EC000441 | EF005004 | Non | 9.0
CAPRI | ADCCN0753N100SSN | EC000441 | EF005049 | Non | 9.0
CAPRI | ADCCN0753N100SSN | EC000441 | EF005337 | Non | 9.0
CAPRI | ADCCN0753N100SSN | EC000441 | EF012184 | Non | 9.0
CAPRI | ADCCN0753N100SSN | EC000441 | EF012547 | Non | 9.0
CAPRI | ADCCN0753N100SSN | EC000441 | EF024919 | Non | 9.0
CAPRI | ADCCN1002M32NPN | EC000441 | EF000025 | Non | 9.0
CAPRI | ADCCN1002M32NPN | EC000441 | EF000084 | Non | 9.0
CAPRI | ADCCN1002M32NPN | EC000441 | EF000734 | Non | 9.0
CAPRI | ADCCN1002M32NPN | EC000441 | EF000878 | Non | 9.0
CAPRI | ADCCN1002M32NPN | EC000441 | EF000881 | Non | 9.0
CAPRI | ADCCN1002M32NPN | EC000441 | EF001062 | Non | 9.0
CAPRI | ADCCN1002M32NPN | EC000441 | EF001210 | Non | 9.0
CAPRI | ADCCN1002M32NPN | EC000441 | EF001758 | EV003714 | 9.0
CAPRI | ADCCN1002M32NPN | EC000441 | EF004191 | Non | 9.0
CAPRI | ADCCN1002M32NPN | EC000441 | EF004685 | Non | 9.0
CAPRI | ADCCN1002M32NPN | EC000441 | EF005004 | Non | 9.0
CAPRI | ADCCN1002M32NPN | EC000441 | EF005049 | Non | 9.0
CAPRI | ADCCN1002M32NPN | EC000441 | EF005337 | Non | 9.0
CAPRI | ADCCN1002M32NPN | EC000441 | EF012184 | Non | 9.0
CAPRI | ADCCN1002M32NPN | EC000441 | EF012547 | Non | 9.0
CAPRI | ADCCN1002M32NPN | EC000441 | EF024919 | Non | 9.0
CAPRI | ADCCN1002M32SSN | EC000441 | EF000025 | Non | 9.0
CAPRI | ADCCN1002M32SSN | EC000441 | EF000084 | Non | 9.0
CAPRI | ADCCN1002M32SSN | EC000441 | EF000734 | Non | 9.0
CAPRI | ADCCN1002M32SSN | EC000441 | EF000878 | Non | 9.0
CAPRI | ADCCN1002M32SSN | EC000441 | EF000881 | Non | 9.0
CAPRI | ADCCN1002M32SSN | EC000441 | EF001062 | Non | 9.0
CAPRI | ADCCN1002M32SSN | EC000441 | EF001210 | Non | 9.0
CAPRI | ADCCN1002M32SSN | EC000441 | EF001758 | EV003714 | 9.0
CAPRI | ADCCN1002M32SSN | EC000441 | EF004191 | Non | 9.0
CAPRI | ADCCN1002M32SSN | EC000441 | EF004685 | Non | 9.0
CAPRI | ADCCN1002M32SSN | EC000441 | EF005004 | Non | 9.0
CAPRI | ADCCN1002M32SSN | EC000441 | EF005049 | Non | 9.0
CAPRI | ADCCN1002M32SSN | EC000441 | EF005337 | Non | 9.0
CAPRI | ADCCN1002M32SSN | EC000441 | EF012184 | Non | 9.0
CAPRI | ADCCN1002M32SSN | EC000441 | EF012547 | Non | 9.0
CAPRI | ADCCN1002M32SSN | EC000441 | EF024919 | Non | 9.0
CAPRI | ADCCN1002N100NPN | EC000441 | EF000025 | Non | 9.0
CAPRI | ADCCN1002N100NPN | EC000441 | EF000084 | Non | 9.0
CAPRI | ADCCN1002N100NPN | EC000441 | EF000734 | Non | 9.0
CAPRI | ADCCN1002N100NPN | EC000441 | EF000878 | Non | 9.0
CAPRI | ADCCN1002N100NPN | EC000441 | EF000881 | Non | 9.0
CAPRI | ADCCN1002N100NPN | EC000441 | EF001062 | Non | 9.0
CAPRI | ADCCN1002N100NPN | EC000441 | EF001210 | Non | 9.0
CAPRI | ADCCN1002N100NPN | EC000441 | EF001758 | EV003714 | 9.0
CAPRI | ADCCN1002N100NPN | EC000441 | EF004191 | Non | 9.0
CAPRI | ADCCN1002N100NPN | EC000441 | EF004685 | Non | 9.0
CAPRI | ADCCN1002N100NPN | EC000441 | EF005004 | Non | 9.0
CAPRI | ADCCN1002N100NPN | EC000441 | EF005049 | Non | 9.0
CAPRI | ADCCN1002N100NPN | EC000441 | EF005337 | Non | 9.0
CAPRI | ADCCN1002N100NPN | EC000441 | EF012184 | Non | 9.0
CAPRI | ADCCN1002N100NPN | EC000441 | EF012547 | Non | 9.0
CAPRI | ADCCN1002N100NPN | EC000441 | EF024919 | Non | 9.0
CAPRI | ADCCN1002N100NPNK1 | EC000441 | EF000025 | Non | 9.0
CAPRI | ADCCN1002N100NPNK1 | EC000441 | EF000084 | Non | 9.0
CAPRI | ADCCN1002N100NPNK1 | EC000441 | EF000734 | Non | 9.0
CAPRI | ADCCN1002N100NPNK1 | EC000441 | EF000878 | Non | 9.0
CAPRI | ADCCN1002N100NPNK1 | EC000441 | EF000881 | Non | 9.0
CAPRI | ADCCN1002N100NPNK1 | EC000441 | EF001062 | Non | 9.0
CAPRI | ADCCN1002N100NPNK1 | EC000441 | EF001210 | Non | 9.0
CAPRI | ADCCN1002N100NPNK1 | EC000441 | EF004191 | Non | 9.0
CAPRI | ADCCN1002N100NPNK1 | EC000441 | EF004685 | Non | 9.0
CAPRI | ADCCN1002N100NPNK1 | EC000441 | EF005004 | Non | 9.0
CAPRI | ADCCN1002N100NPNK1 | EC000441 | EF005049 | Non | 9.0
CAPRI | ADCCN1002N100NPNK1 | EC000441 | EF005337 | Non | 9.0
CAPRI | ADCCN1002N100NPNK1 | EC000441 | EF012184 | Non | 9.0
CAPRI | ADCCN1002N100NPNK1 | EC000441 | EF012547 | Non | 9.0
CAPRI | ADCCN1002N100NPNK1 | EC000441 | EF024919 | Non | 9.0
CAPRI | ADCCN1002N100SSN | EC000441 | EF000025 | Non | 9.0
CAPRI | ADCCN1002N100SSN | EC000441 | EF000084 | Non | 9.0
CAPRI | ADCCN1002N100SSN | EC000441 | EF000734 | Non | 9.0
CAPRI | ADCCN1002N100SSN | EC000441 | EF000878 | Non | 9.0
CAPRI | ADCCN1002N100SSN | EC000441 | EF000881 | Non | 9.0
CAPRI | ADCCN1002N100SSN | EC000441 | EF001062 | Non | 9.0
CAPRI | ADCCN1002N100SSN | EC000441 | EF001210 | Non | 9.0
CAPRI | ADCCN1002N100SSN | EC000441 | EF001758 | EV003714 | 9.0
CAPRI | ADCCN1002N100SSN | EC000441 | EF004191 | Non | 9.0
CAPRI | ADCCN1002N100SSN | EC000441 | EF004685 | Non | 9.0
CAPRI | ADCCN1002N100SSN | EC000441 | EF005004 | Non | 9.0
CAPRI | ADCCN1002N100SSN | EC000441 | EF005049 | Non | 9.0
CAPRI | ADCCN1002N100SSN | EC000441 | EF005337 | Non | 9.0
CAPRI | ADCCN1002N100SSN | EC000441 | EF012184 | Non | 9.0
CAPRI | ADCCN1002N100SSN | EC000441 | EF012547 | Non | 9.0
CAPRI | ADCCN1002N100SSN | EC000441 | EF024919 | Non | 9.0
CAPRI | ADCCN1002N100SSNK1 | EC000441 | EF000025 | Non | 9.0
CAPRI | ADCCN1002N100SSNK1 | EC000441 | EF000084 | Non | 9.0
CAPRI | ADCCN1002N100SSNK1 | EC000441 | EF000734 | Non | 9.0
CAPRI | ADCCN1002N100SSNK1 | EC000441 | EF000878 | Non | 9.0
CAPRI | ADCCN1002N100SSNK1 | EC000441 | EF000881 | Non | 9.0
CAPRI | ADCCN1002N100SSNK1 | EC000441 | EF001062 | Non | 9.0
CAPRI | ADCCN1002N100SSNK1 | EC000441 | EF001210 | Non | 9.0
CAPRI | ADCCN1002N100SSNK1 | EC000441 | EF001758 | EV003714 | 9.0
CAPRI | ADCCN1002N100SSNK1 | EC000441 | EF004191 | Non | 9.0
CAPRI | ADCCN1002N100SSNK1 | EC000441 | EF004685 | Non | 9.0
CAPRI | ADCCN1002N100SSNK1 | EC000441 | EF005004 | Non | 9.0
CAPRI | ADCCN1002N100SSNK1 | EC000441 | EF005049 | Non | 9.0
CAPRI | ADCCN1002N100SSNK1 | EC000441 | EF005337 | Non | 9.0
CAPRI | ADCCN1002N100SSNK1 | EC000441 | EF012184 | Non | 9.0
CAPRI | ADCCN1002N100SSNK1 | EC000441 | EF012547 | Non | 9.0
CAPRI | ADCCN1002N100SSNK1 | EC000441 | EF024919 | Non | 9.0
CAPRI | ADCCN1003M32NPN | EC000441 | EF000025 | Non | 9.0
CAPRI | ADCCN1003M32NPN | EC000441 | EF000084 | Non | 9.0
CAPRI | ADCCN1003M32NPN | EC000441 | EF000734 | Non | 9.0
CAPRI | ADCCN1003M32NPN | EC000441 | EF000878 | Non | 9.0
CAPRI | ADCCN1003M32NPN | EC000441 | EF000881 | Non | 9.0
CAPRI | ADCCN1003M32NPN | EC000441 | EF001062 | Non | 9.0
CAPRI | ADCCN1003M32NPN | EC000441 | EF001210 | Non | 9.0
CAPRI | ADCCN1003M32NPN | EC000441 | EF001758 | EV003714 | 9.0
CAPRI | ADCCN1003M32NPN | EC000441 | EF004191 | Non | 9.0
CAPRI | ADCCN1003M32NPN | EC000441 | EF004685 | Non | 9.0
CAPRI | ADCCN1003M32NPN | EC000441 | EF005004 | Non | 9.0
CAPRI | ADCCN1003M32NPN | EC000441 | EF005049 | Non | 9.0
CAPRI | ADCCN1003M32NPN | EC000441 | EF005337 | Non | 9.0
CAPRI | ADCCN1003M32NPN | EC000441 | EF012184 | Non | 9.0
CAPRI | ADCCN1003M32NPN | EC000441 | EF012547 | Non | 9.0
CAPRI | ADCCN1003M32NPN | EC000441 | EF024919 | Non | 9.0
CAPRI | ADCCN1003M32SSN | EC000441 | EF000025 | Non | 9.0
CAPRI | ADCCN1003M32SSN | EC000441 | EF000084 | Non | 9.0
CAPRI | ADCCN1003M32SSN | EC000441 | EF000734 | Non | 9.0
CAPRI | ADCCN1003M32SSN | EC000441 | EF000878 | Non | 9.0
CAPRI | ADCCN1003M32SSN | EC000441 | EF000881 | Non | 9.0
CAPRI | ADCCN1003M32SSN | EC000441 | EF001062 | Non | 9.0
CAPRI | ADCCN1003M32SSN | EC000441 | EF001210 | Non | 9.0
CAPRI | ADCCN1003M32SSN | EC000441 | EF001758 | EV003714 | 9.0
CAPRI | ADCCN1003M32SSN | EC000441 | EF004191 | Non | 9.0
CAPRI | ADCCN1003M32SSN | EC000441 | EF004685 | Non | 9.0
CAPRI | ADCCN1003M32SSN | EC000441 | EF005004 | Non | 9.0
CAPRI | ADCCN1003M32SSN | EC000441 | EF005049 | Non | 9.0
CAPRI | ADCCN1003M32SSN | EC000441 | EF005337 | Non | 9.0
CAPRI | ADCCN1003M32SSN | EC000441 | EF012184 | Non | 9.0
CAPRI | ADCCN1003M32SSN | EC000441 | EF012547 | Non | 9.0
CAPRI | ADCCN1003M32SSN | EC000441 | EF024919 | Non | 9.0
CAPRI | ADCCN1003M40NPN | EC000441 | EF000025 | Non | 9.0
CAPRI | ADCCN1003M40NPN | EC000441 | EF000084 | Non | 9.0
CAPRI | ADCCN1003M40NPN | EC000441 | EF000734 | Non | 9.0
CAPRI | ADCCN1003M40NPN | EC000441 | EF000878 | Non | 9.0
CAPRI | ADCCN1003M40NPN | EC000441 | EF000881 | Non | 9.0
CAPRI | ADCCN1003M40NPN | EC000441 | EF001062 | Non | 9.0
CAPRI | ADCCN1003M40NPN | EC000441 | EF001210 | Non | 9.0
CAPRI | ADCCN1003M40NPN | EC000441 | EF001758 | EV003714 | 9.0
CAPRI | ADCCN1003M40NPN | EC000441 | EF004191 | Non | 9.0
CAPRI | ADCCN1003M40NPN | EC000441 | EF004685 | Non | 9.0
CAPRI | ADCCN1003M40NPN | EC000441 | EF005004 | Non | 9.0
CAPRI | ADCCN1003M40NPN | EC000441 | EF005049 | Non | 9.0
CAPRI | ADCCN1003M40NPN | EC000441 | EF005337 | Non | 9.0
CAPRI | ADCCN1003M40NPN | EC000441 | EF012184 | Non | 9.0
CAPRI | ADCCN1003M40NPN | EC000441 | EF012547 | Non | 9.0
CAPRI | ADCCN1003M40NPN | EC000441 | EF024919 | Non | 9.0
CAPRI | ADCCN1003M40SSN | EC000441 | EF000025 | Non | 9.0
CAPRI | ADCCN1003M40SSN | EC000441 | EF000084 | Non | 9.0
CAPRI | ADCCN1003M40SSN | EC000441 | EF000734 | Non | 9.0
CAPRI | ADCCN1003M40SSN | EC000441 | EF000878 | Non | 9.0
CAPRI | ADCCN1003M40SSN | EC000441 | EF000881 | Non | 9.0
CAPRI | ADCCN1003M40SSN | EC000441 | EF001062 | Non | 9.0
CAPRI | ADCCN1003M40SSN | EC000441 | EF001210 | Non | 9.0
CAPRI | ADCCN1003M40SSN | EC000441 | EF001758 | EV003714 | 9.0
CAPRI | ADCCN1003M40SSN | EC000441 | EF004191 | Non | 9.0
CAPRI | ADCCN1003M40SSN | EC000441 | EF004685 | Non | 9.0
CAPRI | ADCCN1003M40SSN | EC000441 | EF005004 | Non | 9.0
CAPRI | ADCCN1003M40SSN | EC000441 | EF005049 | Non | 9.0
CAPRI | ADCCN1003M40SSN | EC000441 | EF005337 | Non | 9.0
CAPRI | ADCCN1003M40SSN | EC000441 | EF012184 | Non | 9.0
CAPRI | ADCCN1003M40SSN | EC000441 | EF012547 | Non | 9.0
CAPRI | ADCCN1003M40SSN | EC000441 | EF024919 | Non | 9.0
CAPRI | ADCCN1003N100NPN | EC000441 | EF000025 | Non | 9.0
CAPRI | ADCCN1003N100NPN | EC000441 | EF000084 | Non | 9.0
CAPRI | ADCCN1003N100NPN | EC000441 | EF000734 | Non | 9.0
CAPRI | ADCCN1003N100NPN | EC000441 | EF000878 | Non | 9.0
CAPRI | ADCCN1003N100NPN | EC000441 | EF000881 | Non | 9.0
CAPRI | ADCCN1003N100NPN | EC000441 | EF001062 | Non | 9.0
CAPRI | ADCCN1003N100NPN | EC000441 | EF001210 | Non | 9.0
CAPRI | ADCCN1003N100NPN | EC000441 | EF001758 | EV003714 | 9.0
CAPRI | ADCCN1003N100NPN | EC000441 | EF004191 | Non | 9.0
CAPRI | ADCCN1003N100NPN | EC000441 | EF004685 | Non | 9.0
CAPRI | ADCCN1003N100NPN | EC000441 | EF005004 | Non | 9.0
CAPRI | ADCCN1003N100NPN | EC000441 | EF005049 | Non | 9.0
CAPRI | ADCCN1003N100NPN | EC000441 | EF005337 | Non | 9.0
CAPRI | ADCCN1003N100NPN | EC000441 | EF012184 | Non | 9.0
CAPRI | ADCCN1003N100NPN | EC000441 | EF012547 | Non | 9.0
CAPRI | ADCCN1003N100NPN | EC000441 | EF024919 | Non | 9.0
CAPRI | ADCCN1003N100NPNK1 | EC000441 | EF000025 | Non | 9.0
CAPRI | ADCCN1003N100NPNK1 | EC000441 | EF000084 | Non | 9.0
CAPRI | ADCCN1003N100NPNK1 | EC000441 | EF000734 | Non | 9.0
CAPRI | ADCCN1003N100NPNK1 | EC000441 | EF000878 | Non | 9.0
CAPRI | ADCCN1003N100NPNK1 | EC000441 | EF000881 | Non | 9.0
CAPRI | ADCCN1003N100NPNK1 | EC000441 | EF001062 | Non | 9.0
CAPRI | ADCCN1003N100NPNK1 | EC000441 | EF001210 | Non | 9.0
CAPRI | ADCCN1003N100NPNK1 | EC000441 | EF001758 | EV003714 | 9.0
CAPRI | ADCCN1003N100NPNK1 | EC000441 | EF004191 | Non | 9.0
CAPRI | ADCCN1003N100NPNK1 | EC000441 | EF004685 | Non | 9.0
CAPRI | ADCCN1003N100NPNK1 | EC000441 | EF005004 | Non | 9.0
CAPRI | ADCCN1003N100NPNK1 | EC000441 | EF005049 | Non | 9.0
CAPRI | ADCCN1003N100NPNK1 | EC000441 | EF005337 | Non | 9.0
CAPRI | ADCCN1003N100NPNK1 | EC000441 | EF012184 | Non | 9.0
CAPRI | ADCCN1003N100NPNK1 | EC000441 | EF012547 | Non | 9.0
CAPRI | ADCCN1003N100NPNK1 | EC000441 | EF024919 | Non | 9.0
CAPRI | ADCCN1003N100SSN | EC000441 | EF000025 | Non | 9.0
CAPRI | ADCCN1003N100SSN | EC000441 | EF000084 | Non | 9.0
CAPRI | ADCCN1003N100SSN | EC000441 | EF000734 | Non | 9.0
CAPRI | ADCCN1003N100SSN | EC000441 | EF000878 | Non | 9.0
CAPRI | ADCCN1003N100SSN | EC000441 | EF000881 | Non | 9.0
CAPRI | ADCCN1003N100SSN | EC000441 | EF001062 | Non | 9.0
CAPRI | ADCCN1003N100SSN | EC000441 | EF001210 | Non | 9.0
CAPRI | ADCCN1003N100SSN | EC000441 | EF001758 | EV003714 | 9.0
CAPRI | ADCCN1003N100SSN | EC000441 | EF004191 | Non | 9.0
CAPRI | ADCCN1003N100SSN | EC000441 | EF004685 | Non | 9.0
CAPRI | ADCCN1003N100SSN | EC000441 | EF005004 | Non | 9.0
CAPRI | ADCCN1003N100SSN | EC000441 | EF005049 | Non | 9.0
CAPRI | ADCCN1003N100SSN | EC000441 | EF005337 | Non | 9.0
CAPRI | ADCCN1003N100SSN | EC000441 | EF012184 | Non | 9.0
CAPRI | ADCCN1003N100SSN | EC000441 | EF012547 | Non | 9.0
CAPRI | ADCCN1003N100SSN | EC000441 | EF024919 | Non | 9.0
CAPRI | ADCCN1003N100SSNK1 | EC000441 | EF000025 | Non | 9.0
CAPRI | ADCCN1003N100SSNK1 | EC000441 | EF000084 | Non | 9.0
CAPRI | ADCCN1003N100SSNK1 | EC000441 | EF000734 | Non | 9.0
CAPRI | ADCCN1003N100SSNK1 | EC000441 | EF000878 | Non | 9.0
CAPRI | ADCCN1003N100SSNK1 | EC000441 | EF000881 | Non | 9.0
CAPRI | ADCCN1003N100SSNK1 | EC000441 | EF001062 | Non | 9.0
CAPRI | ADCCN1003N100SSNK1 | EC000441 | EF001210 | Non | 9.0
CAPRI | ADCCN1003N100SSNK1 | EC000441 | EF001758 | EV003714 | 9.0
CAPRI | ADCCN1003N100SSNK1 | EC000441 | EF004191 | Non | 9.0
CAPRI | ADCCN1003N100SSNK1 | EC000441 | EF004685 | Non | 9.0
CAPRI | ADCCN1003N100SSNK1 | EC000441 | EF005004 | Non | 9.0
CAPRI | ADCCN1003N100SSNK1 | EC000441 | EF005049 | Non | 9.0
CAPRI | ADCCN1003N100SSNK1 | EC000441 | EF005337 | Non | 9.0
CAPRI | ADCCN1003N100SSNK1 | EC000441 | EF012184 | Non | 9.0
CAPRI | ADCCN1003N100SSNK1 | EC000441 | EF012547 | Non | 9.0
CAPRI | ADCCN1003N100SSNK1 | EC000441 | EF024919 | Non | 9.0
CAPRI | ADCCN1003N125NPN | EC000441 | EF000025 | Non | 9.0
CAPRI | ADCCN1003N125NPN | EC000441 | EF000084 | Non | 9.0
CAPRI | ADCCN1003N125NPN | EC000441 | EF000734 | Non | 9.0
CAPRI | ADCCN1003N125NPN | EC000441 | EF000878 | Non | 9.0
CAPRI | ADCCN1003N125NPN | EC000441 | EF000881 | Non | 9.0
CAPRI | ADCCN1003N125NPN | EC000441 | EF001062 | Non | 9.0
CAPRI | ADCCN1003N125NPN | EC000441 | EF001210 | Non | 9.0
CAPRI | ADCCN1003N125NPN | EC000441 | EF001758 | EV003714 | 9.0
CAPRI | ADCCN1003N125NPN | EC000441 | EF004191 | Non | 9.0
CAPRI | ADCCN1003N125NPN | EC000441 | EF004685 | Non | 9.0
CAPRI | ADCCN1003N125NPN | EC000441 | EF005004 | Non | 9.0
CAPRI | ADCCN1003N125NPN | EC000441 | EF005049 | Non | 9.0
CAPRI | ADCCN1003N125NPN | EC000441 | EF005337 | Non | 9.0
CAPRI | ADCCN1003N125NPN | EC000441 | EF012184 | Non | 9.0
CAPRI | ADCCN1003N125NPN | EC000441 | EF012547 | Non | 9.0
CAPRI | ADCCN1003N125NPN | EC000441 | EF024919 | Non | 9.0
CAPRI | ADCCN1003N125NPNK1 | EC000441 | EF000025 | Non | 9.0
CAPRI | ADCCN1003N125NPNK1 | EC000441 | EF000084 | Non | 9.0
CAPRI | ADCCN1003N125NPNK1 | EC000441 | EF000734 | Non | 9.0
CAPRI | ADCCN1003N125NPNK1 | EC000441 | EF000878 | Non | 9.0
CAPRI | ADCCN1003N125NPNK1 | EC000441 | EF000881 | Non | 9.0
CAPRI | ADCCN1003N125NPNK1 | EC000441 | EF001062 | Non | 9.0
CAPRI | ADCCN1003N125NPNK1 | EC000441 | EF001210 | Non | 9.0
CAPRI | ADCCN1003N125NPNK1 | EC000441 | EF001758 | EV003714 | 9.0
CAPRI | ADCCN1003N125NPNK1 | EC000441 | EF004191 | Non | 9.0
CAPRI | ADCCN1003N125NPNK1 | EC000441 | EF004685 | Non | 9.0
CAPRI | ADCCN1003N125NPNK1 | EC000441 | EF005004 | Non | 9.0
CAPRI | ADCCN1003N125NPNK1 | EC000441 | EF005049 | Non | 9.0
CAPRI | ADCCN1003N125NPNK1 | EC000441 | EF005337 | Non | 9.0
CAPRI | ADCCN1003N125NPNK1 | EC000441 | EF012184 | Non | 9.0
CAPRI | ADCCN1003N125NPNK1 | EC000441 | EF012547 | Non | 9.0
CAPRI | ADCCN1003N125NPNK1 | EC000441 | EF024919 | Non | 9.0
CAPRI | ADCCN1003N125SSN | EC000441 | EF000025 | Non | 9.0
CAPRI | ADCCN1003N125SSN | EC000441 | EF000084 | Non | 9.0
CAPRI | ADCCN1003N125SSN | EC000441 | EF000734 | Non | 9.0
CAPRI | ADCCN1003N125SSN | EC000441 | EF000878 | Non | 9.0
CAPRI | ADCCN1003N125SSN | EC000441 | EF000881 | Non | 9.0
CAPRI | ADCCN1003N125SSN | EC000441 | EF001062 | Non | 9.0
CAPRI | ADCCN1003N125SSN | EC000441 | EF001210 | Non | 9.0
CAPRI | ADCCN1003N125SSN | EC000441 | EF001758 | EV003714 | 9.0
CAPRI | ADCCN1003N125SSN | EC000441 | EF004191 | Non | 9.0
CAPRI | ADCCN1003N125SSN | EC000441 | EF004685 | Non | 9.0
CAPRI | ADCCN1003N125SSN | EC000441 | EF005004 | Non | 9.0
CAPRI | ADCCN1003N125SSN | EC000441 | EF005049 | Non | 9.0
CAPRI | ADCCN1003N125SSN | EC000441 | EF005337 | Non | 9.0
CAPRI | ADCCN1003N125SSN | EC000441 | EF012184 | Non | 9.0
CAPRI | ADCCN1003N125SSN | EC000441 | EF012547 | Non | 9.0
CAPRI | ADCCN1003N125SSN | EC000441 | EF024919 | Non | 9.0
CAPRI | ADCCN1252M40NPN | EC000441 | EF000025 | Non | 9.0
CAPRI | ADCCN1252M40NPN | EC000441 | EF000084 | Non | 9.0
CAPRI | ADCCN1252M40NPN | EC000441 | EF000734 | Non | 9.0
CAPRI | ADCCN1252M40NPN | EC000441 | EF000878 | Non | 9.0
CAPRI | ADCCN1252M40NPN | EC000441 | EF000881 | Non | 9.0
CAPRI | ADCCN1252M40NPN | EC000441 | EF001062 | Non | 9.0
CAPRI | ADCCN1252M40NPN | EC000441 | EF001210 | Non | 9.0
CAPRI | ADCCN1252M40NPN | EC000441 | EF001758 | EV003714 | 9.0
CAPRI | ADCCN1252M40NPN | EC000441 | EF004191 | Non | 9.0
CAPRI | ADCCN1252M40NPN | EC000441 | EF004685 | Non | 9.0
CAPRI | ADCCN1252M40NPN | EC000441 | EF005004 | Non | 9.0
CAPRI | ADCCN1252M40NPN | EC000441 | EF005049 | Non | 9.0
CAPRI | ADCCN1252M40NPN | EC000441 | EF005337 | Non | 9.0
CAPRI | ADCCN1252M40NPN | EC000441 | EF012184 | Non | 9.0
CAPRI | ADCCN1252M40NPN | EC000441 | EF012547 | Non | 9.0
CAPRI | ADCCN1252M40NPN | EC000441 | EF024919 | Non | 9.0
CAPRI | ADCCN1252M40SSN | EC000441 | EF000025 | Non | 9.0
CAPRI | ADCCN1252M40SSN | EC000441 | EF000084 | Non | 9.0
CAPRI | ADCCN1252M40SSN | EC000441 | EF000734 | Non | 9.0
CAPRI | ADCCN1252M40SSN | EC000441 | EF000878 | Non | 9.0
CAPRI | ADCCN1252M40SSN | EC000441 | EF000881 | Non | 9.0
CAPRI | ADCCN1252M40SSN | EC000441 | EF001062 | Non | 9.0
CAPRI | ADCCN1252M40SSN | EC000441 | EF001210 | Non | 9.0
CAPRI | ADCCN1252M40SSN | EC000441 | EF001758 | EV003714 | 9.0
CAPRI | ADCCN1252M40SSN | EC000441 | EF004191 | Non | 9.0
CAPRI | ADCCN1252M40SSN | EC000441 | EF004685 | Non | 9.0
CAPRI | ADCCN1252M40SSN | EC000441 | EF005004 | Non | 9.0
CAPRI | ADCCN1252M40SSN | EC000441 | EF005049 | Non | 9.0
CAPRI | ADCCN1252M40SSN | EC000441 | EF005337 | Non | 9.0
CAPRI | ADCCN1252M40SSN | EC000441 | EF012184 | Non | 9.0
CAPRI | ADCCN1252M40SSN | EC000441 | EF012547 | Non | 9.0
CAPRI | ADCCN1252M40SSN | EC000441 | EF024919 | Non | 9.0
CAPRI | ADCCN1252N125NPN | EC000441 | EF000025 | Non | 9.0
CAPRI | ADCCN1252N125NPN | EC000441 | EF000084 | Non | 9.0
CAPRI | ADCCN1252N125NPN | EC000441 | EF000734 | Non | 9.0
CAPRI | ADCCN1252N125NPN | EC000441 | EF000878 | Non | 9.0
CAPRI | ADCCN1252N125NPN | EC000441 | EF000881 | Non | 9.0
CAPRI | ADCCN1252N125NPN | EC000441 | EF001062 | Non | 9.0
CAPRI | ADCCN1252N125NPN | EC000441 | EF001210 | Non | 9.0
CAPRI | ADCCN1252N125NPN | EC000441 | EF001758 | EV003714 | 9.0
CAPRI | ADCCN1252N125NPN | EC000441 | EF004191 | Non | 9.0
CAPRI | ADCCN1252N125NPN | EC000441 | EF004685 | Non | 9.0
CAPRI | ADCCN1252N125NPN | EC000441 | EF005004 | Non | 9.0
CAPRI | ADCCN1252N125NPN | EC000441 | EF005049 | Non | 9.0
CAPRI | ADCCN1252N125NPN | EC000441 | EF005337 | Non | 9.0
CAPRI | ADCCN1252N125NPN | EC000441 | EF012184 | Non | 9.0
CAPRI | ADCCN1252N125NPN | EC000441 | EF012547 | Non | 9.0
CAPRI | ADCCN1252N125NPN | EC000441 | EF024919 | Non | 9.0
CAPRI | ADCCN1252N125SSN | EC000441 | EF000025 | Non | 9.0
CAPRI | ADCCN1252N125SSN | EC000441 | EF000084 | Non | 9.0
CAPRI | ADCCN1252N125SSN | EC000441 | EF000734 | Non | 9.0
CAPRI | ADCCN1252N125SSN | EC000441 | EF000878 | Non | 9.0
CAPRI | ADCCN1252N125SSN | EC000441 | EF000881 | Non | 9.0
CAPRI | ADCCN1252N125SSN | EC000441 | EF001062 | Non | 9.0
CAPRI | ADCCN1252N125SSN | EC000441 | EF001210 | Non | 9.0
CAPRI | ADCCN1252N125SSN | EC000441 | EF001758 | EV003714 | 9.0
CAPRI | ADCCN1252N125SSN | EC000441 | EF004191 | Non | 9.0
CAPRI | ADCCN1252N125SSN | EC000441 | EF004685 | Non | 9.0
CAPRI | ADCCN1252N125SSN | EC000441 | EF005004 | Non | 9.0
CAPRI | ADCCN1252N125SSN | EC000441 | EF005049 | Non | 9.0
CAPRI | ADCCN1252N125SSN | EC000441 | EF005337 | Non | 9.0
CAPRI | ADCCN1252N125SSN | EC000441 | EF012184 | Non | 9.0
CAPRI | ADCCN1252N125SSN | EC000441 | EF012547 | Non | 9.0
CAPRI | ADCCN1252N125SSN | EC000441 | EF024919 | Non | 9.0
CAPRI | ADCCN1252N125SSNK1 | EC000441 | EF000025 | Non | 9.0
CAPRI | ADCCN1252N125SSNK1 | EC000441 | EF000084 | Non | 9.0
CAPRI | ADCCN1252N125SSNK1 | EC000441 | EF000734 | Non | 9.0
CAPRI | ADCCN1252N125SSNK1 | EC000441 | EF000878 | Non | 9.0
CAPRI | ADCCN1252N125SSNK1 | EC000441 | EF000881 | Non | 9.0
CAPRI | ADCCN1252N125SSNK1 | EC000441 | EF001062 | Non | 9.0
CAPRI | ADCCN1252N125SSNK1 | EC000441 | EF001210 | Non | 9.0
CAPRI | ADCCN1252N125SSNK1 | EC000441 | EF001758 | EV003714 | 9.0
CAPRI | ADCCN1252N125SSNK1 | EC000441 | EF004191 | Non | 9.0
CAPRI | ADCCN1252N125SSNK1 | EC000441 | EF004685 | Non | 9.0
CAPRI | ADCCN1252N125SSNK1 | EC000441 | EF005004 | Non | 9.0
CAPRI | ADCCN1252N125SSNK1 | EC000441 | EF005049 | Non | 9.0
CAPRI | ADCCN1252N125SSNK1 | EC000441 | EF005337 | Non | 9.0
CAPRI | ADCCN1252N125SSNK1 | EC000441 | EF012184 | Non | 9.0
CAPRI | ADCCN1252N125SSNK1 | EC000441 | EF012547 | Non | 9.0
CAPRI | ADCCN1252N125SSNK1 | EC000441 | EF024919 | Non | 9.0
CAPRI | ADCCN1253M40NPN | EC000441 | EF000025 | Non | 9.0
CAPRI | ADCCN1253M40NPN | EC000441 | EF000084 | Non | 9.0
CAPRI | ADCCN1253M40NPN | EC000441 | EF000734 | Non | 9.0
CAPRI | ADCCN1253M40NPN | EC000441 | EF000878 | Non | 9.0
CAPRI | ADCCN1253M40NPN | EC000441 | EF000881 | Non | 9.0
CAPRI | ADCCN1253M40NPN | EC000441 | EF001062 | Non | 9.0
CAPRI | ADCCN1253M40NPN | EC000441 | EF001210 | Non | 9.0
CAPRI | ADCCN1253M40NPN | EC000441 | EF001758 | EV003714 | 9.0
CAPRI | ADCCN1253M40NPN | EC000441 | EF004191 | Non | 9.0
CAPRI | ADCCN1253M40NPN | EC000441 | EF004685 | Non | 9.0
CAPRI | ADCCN1253M40NPN | EC000441 | EF005004 | Non | 9.0
CAPRI | ADCCN1253M40NPN | EC000441 | EF005049 | Non | 9.0
CAPRI | ADCCN1253M40NPN | EC000441 | EF005337 | Non | 9.0
CAPRI | ADCCN1253M40NPN | EC000441 | EF012184 | Non | 9.0
CAPRI | ADCCN1253M40NPN | EC000441 | EF012547 | Non | 9.0
CAPRI | ADCCN1253M40NPN | EC000441 | EF024919 | Non | 9.0
CAPRI | ADCCN1253M40SSN | EC000441 | EF000025 | Non | 9.0
CAPRI | ADCCN1253M40SSN | EC000441 | EF000084 | Non | 9.0
CAPRI | ADCCN1253M40SSN | EC000441 | EF000734 | Non | 9.0
CAPRI | ADCCN1253M40SSN | EC000441 | EF000878 | Non | 9.0
CAPRI | ADCCN1253M40SSN | EC000441 | EF000881 | Non | 9.0
CAPRI | ADCCN1253M40SSN | EC000441 | EF001062 | Non | 9.0
CAPRI | ADCCN1253M40SSN | EC000441 | EF001210 | Non | 9.0
CAPRI | ADCCN1253M40SSN | EC000441 | EF001758 | EV003714 | 9.0
CAPRI | ADCCN1253M40SSN | EC000441 | EF004191 | Non | 9.0
CAPRI | ADCCN1253M40SSN | EC000441 | EF004685 | Non | 9.0
CAPRI | ADCCN1253M40SSN | EC000441 | EF005004 | Non | 9.0
CAPRI | ADCCN1253M40SSN | EC000441 | EF005049 | Non | 9.0
CAPRI | ADCCN1253M40SSN | EC000441 | EF005337 | Non | 9.0
CAPRI | ADCCN1253M40SSN | EC000441 | EF012184 | Non | 9.0
CAPRI | ADCCN1253M40SSN | EC000441 | EF012547 | Non | 9.0
CAPRI | ADCCN1253M40SSN | EC000441 | EF024919 | Non | 9.0
CAPRI | ADCCN1253M50NPN | EC000441 | EF000025 | Non | 9.0
CAPRI | ADCCN1253M50NPN | EC000441 | EF000084 | Non | 9.0
CAPRI | ADCCN1253M50NPN | EC000441 | EF000734 | Non | 9.0
CAPRI | ADCCN1253M50NPN | EC000441 | EF000878 | Non | 9.0
CAPRI | ADCCN1253M50NPN | EC000441 | EF000881 | Non | 9.0
CAPRI | ADCCN1253M50NPN | EC000441 | EF001062 | Non | 9.0
CAPRI | ADCCN1253M50NPN | EC000441 | EF001210 | Non | 9.0
CAPRI | ADCCN1253M50NPN | EC000441 | EF001758 | EV003714 | 9.0
CAPRI | ADCCN1253M50NPN | EC000441 | EF004191 | Non | 9.0
CAPRI | ADCCN1253M50NPN | EC000441 | EF004685 | Non | 9.0
CAPRI | ADCCN1253M50NPN | EC000441 | EF005004 | Non | 9.0
CAPRI | ADCCN1253M50NPN | EC000441 | EF005049 | Non | 9.0
CAPRI | ADCCN1253M50NPN | EC000441 | EF005337 | Non | 9.0
CAPRI | ADCCN1253M50NPN | EC000441 | EF012184 | Non | 9.0
CAPRI | ADCCN1253M50NPN | EC000441 | EF012547 | Non | 9.0
CAPRI | ADCCN1253M50NPN | EC000441 | EF024919 | Non | 9.0
CAPRI | ADCCN1253M50SSN | EC000441 | EF000025 | Non | 9.0
CAPRI | ADCCN1253M50SSN | EC000441 | EF000084 | Non | 9.0
CAPRI | ADCCN1253M50SSN | EC000441 | EF000734 | Non | 9.0
CAPRI | ADCCN1253M50SSN | EC000441 | EF000878 | Non | 9.0
CAPRI | ADCCN1253M50SSN | EC000441 | EF000881 | Non | 9.0
CAPRI | ADCCN1253M50SSN | EC000441 | EF001062 | Non | 9.0
CAPRI | ADCCN1253M50SSN | EC000441 | EF001210 | Non | 9.0
CAPRI | ADCCN1253M50SSN | EC000441 | EF001758 | EV003714 | 9.0
CAPRI | ADCCN1253M50SSN | EC000441 | EF004191 | Non | 9.0
CAPRI | ADCCN1253M50SSN | EC000441 | EF004685 | Non | 9.0
CAPRI | ADCCN1253M50SSN | EC000441 | EF005004 | Non | 9.0
CAPRI | ADCCN1253M50SSN | EC000441 | EF005049 | Non | 9.0
CAPRI | ADCCN1253M50SSN | EC000441 | EF005337 | Non | 9.0
CAPRI | ADCCN1253M50SSN | EC000441 | EF012184 | Non | 9.0
CAPRI | ADCCN1253M50SSN | EC000441 | EF012547 | Non | 9.0
CAPRI | ADCCN1253M50SSN | EC000441 | EF024919 | Non | 9.0
CAPRI | ADCCN1253N125NPN | EC000441 | EF000025 | Non | 9.0
CAPRI | ADCCN1253N125NPN | EC000441 | EF000084 | Non | 9.0
CAPRI | ADCCN1253N125NPN | EC000441 | EF000734 | Non | 9.0
CAPRI | ADCCN1253N125NPN | EC000441 | EF000878 | Non | 9.0
CAPRI | ADCCN1253N125NPN | EC000441 | EF000881 | Non | 9.0
CAPRI | ADCCN1253N125NPN | EC000441 | EF001062 | Non | 9.0
CAPRI | ADCCN1253N125NPN | EC000441 | EF001210 | Non | 9.0
CAPRI | ADCCN1253N125NPN | EC000441 | EF001758 | EV003714 | 9.0
CAPRI | ADCCN1253N125NPN | EC000441 | EF004191 | Non | 9.0
CAPRI | ADCCN1253N125NPN | EC000441 | EF004685 | Non | 9.0
CAPRI | ADCCN1253N125NPN | EC000441 | EF005004 | Non | 9.0
CAPRI | ADCCN1253N125NPN | EC000441 | EF005049 | Non | 9.0
CAPRI | ADCCN1253N125NPN | EC000441 | EF005337 | Non | 9.0
CAPRI | ADCCN1253N125NPN | EC000441 | EF012184 | Non | 9.0
CAPRI | ADCCN1253N125NPN | EC000441 | EF012547 | Non | 9.0
CAPRI | ADCCN1253N125NPN | EC000441 | EF024919 | Non | 9.0
CAPRI | ADCCN1253N125SSN | EC000441 | EF000025 | Non | 9.0
CAPRI | ADCCN1253N125SSN | EC000441 | EF000084 | Non | 9.0
CAPRI | ADCCN1253N125SSN | EC000441 | EF000734 | Non | 9.0
CAPRI | ADCCN1253N125SSN | EC000441 | EF000878 | Non | 9.0
CAPRI | ADCCN1253N125SSN | EC000441 | EF000881 | Non | 9.0
CAPRI | ADCCN1253N125SSN | EC000441 | EF001062 | Non | 9.0
CAPRI | ADCCN1253N125SSN | EC000441 | EF001210 | Non | 9.0
CAPRI | ADCCN1253N125SSN | EC000441 | EF001758 | EV003714 | 9.0
CAPRI | ADCCN1253N125SSN | EC000441 | EF004191 | Non | 9.0
CAPRI | ADCCN1253N125SSN | EC000441 | EF004685 | Non | 9.0
CAPRI | ADCCN1253N125SSN | EC000441 | EF005004 | Non | 9.0
CAPRI | ADCCN1253N125SSN | EC000441 | EF005049 | Non | 9.0
CAPRI | ADCCN1253N125SSN | EC000441 | EF005337 | Non | 9.0
CAPRI | ADCCN1253N125SSN | EC000441 | EF012184 | Non | 9.0
CAPRI | ADCCN1253N125SSN | EC000441 | EF012547 | Non | 9.0
CAPRI | ADCCN1253N125SSN | EC000441 | EF024919 | Non | 9.0
CAPRI | ADCCN1253N125SSNK1 | EC000441 | EF000025 | Non | 9.0
CAPRI | ADCCN1253N125SSNK1 | EC000441 | EF000084 | Non | 9.0
CAPRI | ADCCN1253N125SSNK1 | EC000441 | EF000734 | Non | 9.0
CAPRI | ADCCN1253N125SSNK1 | EC000441 | EF000878 | Non | 9.0
CAPRI | ADCCN1253N125SSNK1 | EC000441 | EF000881 | Non | 9.0
CAPRI | ADCCN1253N125SSNK1 | EC000441 | EF001062 | Non | 9.0
CAPRI | ADCCN1253N125SSNK1 | EC000441 | EF001210 | Non | 9.0
CAPRI | ADCCN1253N125SSNK1 | EC000441 | EF001758 | EV003714 | 9.0
CAPRI | ADCCN1253N125SSNK1 | EC000441 | EF004191 | Non | 9.0
CAPRI | ADCCN1253N125SSNK1 | EC000441 | EF004685 | Non | 9.0
CAPRI | ADCCN1253N125SSNK1 | EC000441 | EF005004 | Non | 9.0
CAPRI | ADCCN1253N125SSNK1 | EC000441 | EF005049 | Non | 9.0
CAPRI | ADCCN1253N125SSNK1 | EC000441 | EF005337 | Non | 9.0
CAPRI | ADCCN1253N125SSNK1 | EC000441 | EF012184 | Non | 9.0
CAPRI | ADCCN1253N125SSNK1 | EC000441 | EF012547 | Non | 9.0
CAPRI | ADCCN1253N125SSNK1 | EC000441 | EF024919 | Non | 9.0
CAPRI | ADCCN1253N150NPN | EC000441 | EF000025 | Non | 9.0
CAPRI | ADCCN1253N150NPN | EC000441 | EF000084 | Non | 9.0
CAPRI | ADCCN1253N150NPN | EC000441 | EF000734 | Non | 9.0
CAPRI | ADCCN1253N150NPN | EC000441 | EF000878 | Non | 9.0
CAPRI | ADCCN1253N150NPN | EC000441 | EF000881 | Non | 9.0
CAPRI | ADCCN1253N150NPN | EC000441 | EF001062 | Non | 9.0
CAPRI | ADCCN1253N150NPN | EC000441 | EF001210 | Non | 9.0
CAPRI | ADCCN1253N150NPN | EC000441 | EF001758 | EV003714 | 9.0
CAPRI | ADCCN1253N150NPN | EC000441 | EF004191 | Non | 9.0
CAPRI | ADCCN1253N150NPN | EC000441 | EF004685 | Non | 9.0
CAPRI | ADCCN1253N150NPN | EC000441 | EF005004 | Non | 9.0
CAPRI | ADCCN1253N150NPN | EC000441 | EF005049 | Non | 9.0
CAPRI | ADCCN1253N150NPN | EC000441 | EF005337 | Non | 9.0
CAPRI | ADCCN1253N150NPN | EC000441 | EF012184 | Non | 9.0
CAPRI | ADCCN1253N150NPN | EC000441 | EF012547 | Non | 9.0
CAPRI | ADCCN1253N150NPN | EC000441 | EF024919 | Non | 9.0
CAPRI | ADCCN1253N150NPNK1 | EC000441 | EF000025 | Non | 9.0
CAPRI | ADCCN1253N150NPNK1 | EC000441 | EF000084 | Non | 9.0
CAPRI | ADCCN1253N150NPNK1 | EC000441 | EF000734 | Non | 9.0
CAPRI | ADCCN1253N150NPNK1 | EC000441 | EF000878 | Non | 9.0
CAPRI | ADCCN1253N150NPNK1 | EC000441 | EF000881 | Non | 9.0
CAPRI | ADCCN1253N150NPNK1 | EC000441 | EF001062 | Non | 9.0
CAPRI | ADCCN1253N150NPNK1 | EC000441 | EF001210 | Non | 9.0
CAPRI | ADCCN1253N150NPNK1 | EC000441 | EF001758 | EV003714 | 9.0
CAPRI | ADCCN1253N150NPNK1 | EC000441 | EF004191 | Non | 9.0
CAPRI | ADCCN1253N150NPNK1 | EC000441 | EF004685 | Non | 9.0
CAPRI | ADCCN1253N150NPNK1 | EC000441 | EF005004 | Non | 9.0
CAPRI | ADCCN1253N150NPNK1 | EC000441 | EF005049 | Non | 9.0
CAPRI | ADCCN1253N150NPNK1 | EC000441 | EF005337 | Non | 9.0
CAPRI | ADCCN1253N150NPNK1 | EC000441 | EF012184 | Non | 9.0
CAPRI | ADCCN1253N150NPNK1 | EC000441 | EF012547 | Non | 9.0
CAPRI | ADCCN1253N150NPNK1 | EC000441 | EF024919 | Non | 9.0
CAPRI | ADCCN1253N150SSN | EC000441 | EF000025 | Non | 9.0
CAPRI | ADCCN1253N150SSN | EC000441 | EF000084 | Non | 9.0
CAPRI | ADCCN1253N150SSN | EC000441 | EF000734 | Non | 9.0
CAPRI | ADCCN1253N150SSN | EC000441 | EF000878 | Non | 9.0
CAPRI | ADCCN1253N150SSN | EC000441 | EF000881 | Non | 9.0
CAPRI | ADCCN1253N150SSN | EC000441 | EF001062 | Non | 9.0
CAPRI | ADCCN1253N150SSN | EC000441 | EF001210 | Non | 9.0
CAPRI | ADCCN1253N150SSN | EC000441 | EF001758 | EV003714 | 9.0
CAPRI | ADCCN1253N150SSN | EC000441 | EF004191 | Non | 9.0
CAPRI | ADCCN1253N150SSN | EC000441 | EF004685 | Non | 9.0
CAPRI | ADCCN1253N150SSN | EC000441 | EF005004 | Non | 9.0
CAPRI | ADCCN1253N150SSN | EC000441 | EF005049 | Non | 9.0
CAPRI | ADCCN1253N150SSN | EC000441 | EF005337 | Non | 9.0
CAPRI | ADCCN1253N150SSN | EC000441 | EF012184 | Non | 9.0
CAPRI | ADCCN1253N150SSN | EC000441 | EF012547 | Non | 9.0
CAPRI | ADCCN1253N150SSN | EC000441 | EF024919 | Non | 9.0
CAPRI | ADCCN1501M50NPN | EC000441 | EF000025 | Non | 9.0
CAPRI | ADCCN1501M50NPN | EC000441 | EF000084 | Non | 9.0
CAPRI | ADCCN1501M50NPN | EC000441 | EF000734 | Non | 9.0
CAPRI | ADCCN1501M50NPN | EC000441 | EF000878 | Non | 9.0
CAPRI | ADCCN1501M50NPN | EC000441 | EF000881 | Non | 9.0
CAPRI | ADCCN1501M50NPN | EC000441 | EF001062 | Non | 9.0
CAPRI | ADCCN1501M50NPN | EC000441 | EF001210 | Non | 9.0
CAPRI | ADCCN1501M50NPN | EC000441 | EF001758 | EV003714 | 9.0
CAPRI | ADCCN1501M50NPN | EC000441 | EF004191 | Non | 9.0
CAPRI | ADCCN1501M50NPN | EC000441 | EF004685 | Non | 9.0
CAPRI | ADCCN1501M50NPN | EC000441 | EF005004 | Non | 9.0
CAPRI | ADCCN1501M50NPN | EC000441 | EF005049 | Non | 9.0
CAPRI | ADCCN1501M50NPN | EC000441 | EF005337 | Non | 9.0
CAPRI | ADCCN1501M50NPN | EC000441 | EF012184 | Non | 9.0
CAPRI | ADCCN1501M50NPN | EC000441 | EF012547 | Non | 9.0
CAPRI | ADCCN1501M50NPN | EC000441 | EF024919 | Non | 9.0
CAPRI | ADCCN1501M50SSN | EC000441 | EF000025 | Non | 9.0
CAPRI | ADCCN1501M50SSN | EC000441 | EF000084 | Non | 9.0
CAPRI | ADCCN1501M50SSN | EC000441 | EF000734 | Non | 9.0
CAPRI | ADCCN1501M50SSN | EC000441 | EF000878 | Non | 9.0
CAPRI | ADCCN1501M50SSN | EC000441 | EF000881 | Non | 9.0
CAPRI | ADCCN1501M50SSN | EC000441 | EF001062 | Non | 9.0
CAPRI | ADCCN1501M50SSN | EC000441 | EF001210 | Non | 9.0
CAPRI | ADCCN1501M50SSN | EC000441 | EF001758 | EV003714 | 9.0
CAPRI | ADCCN1501M50SSN | EC000441 | EF004191 | Non | 9.0
CAPRI | ADCCN1501M50SSN | EC000441 | EF004685 | Non | 9.0
CAPRI | ADCCN1501M50SSN | EC000441 | EF005004 | Non | 9.0
CAPRI | ADCCN1501M50SSN | EC000441 | EF005049 | Non | 9.0
CAPRI | ADCCN1501M50SSN | EC000441 | EF005337 | Non | 9.0
CAPRI | ADCCN1501M50SSN | EC000441 | EF012184 | Non | 9.0
CAPRI | ADCCN1501M50SSN | EC000441 | EF012547 | Non | 9.0
CAPRI | ADCCN1501M50SSN | EC000441 | EF024919 | Non | 9.0
CAPRI | ADCCN1501N150NPN | EC000441 | EF000025 | Non | 9.0
CAPRI | ADCCN1501N150NPN | EC000441 | EF000084 | Non | 9.0
CAPRI | ADCCN1501N150NPN | EC000441 | EF000734 | Non | 9.0
CAPRI | ADCCN1501N150NPN | EC000441 | EF000878 | Non | 9.0
CAPRI | ADCCN1501N150NPN | EC000441 | EF000881 | Non | 9.0
CAPRI | ADCCN1501N150NPN | EC000441 | EF001062 | Non | 9.0
CAPRI | ADCCN1501N150NPN | EC000441 | EF001210 | Non | 9.0
CAPRI | ADCCN1501N150NPN | EC000441 | EF001758 | EV003714 | 9.0
CAPRI | ADCCN1501N150NPN | EC000441 | EF004191 | Non | 9.0
CAPRI | ADCCN1501N150NPN | EC000441 | EF004685 | Non | 9.0
CAPRI | ADCCN1501N150NPN | EC000441 | EF005004 | Non | 9.0
CAPRI | ADCCN1501N150NPN | EC000441 | EF005049 | Non | 9.0
CAPRI | ADCCN1501N150NPN | EC000441 | EF005337 | Non | 9.0
CAPRI | ADCCN1501N150NPN | EC000441 | EF012184 | Non | 9.0
CAPRI | ADCCN1501N150NPN | EC000441 | EF012547 | Non | 9.0
CAPRI | ADCCN1501N150NPN | EC000441 | EF024919 | Non | 9.0
CAPRI | ADCCN1501N150NPNK1 | EC000441 | EF000025 | Non | 9.0
CAPRI | ADCCN1501N150NPNK1 | EC000441 | EF000084 | Non | 9.0
CAPRI | ADCCN1501N150NPNK1 | EC000441 | EF000734 | Non | 9.0
CAPRI | ADCCN1501N150NPNK1 | EC000441 | EF000878 | Non | 9.0
CAPRI | ADCCN1501N150NPNK1 | EC000441 | EF000881 | Non | 9.0
CAPRI | ADCCN1501N150NPNK1 | EC000441 | EF001062 | Non | 9.0
CAPRI | ADCCN1501N150NPNK1 | EC000441 | EF001210 | Non | 9.0
CAPRI | ADCCN1501N150NPNK1 | EC000441 | EF001758 | EV003714 | 9.0
CAPRI | ADCCN1501N150NPNK1 | EC000441 | EF004191 | Non | 9.0
CAPRI | ADCCN1501N150NPNK1 | EC000441 | EF004685 | Non | 9.0
CAPRI | ADCCN1501N150NPNK1 | EC000441 | EF005004 | Non | 9.0
CAPRI | ADCCN1501N150NPNK1 | EC000441 | EF005049 | Non | 9.0
CAPRI | ADCCN1501N150NPNK1 | EC000441 | EF005337 | Non | 9.0
CAPRI | ADCCN1501N150NPNK1 | EC000441 | EF012184 | Non | 9.0
CAPRI | ADCCN1501N150NPNK1 | EC000441 | EF012547 | Non | 9.0
CAPRI | ADCCN1501N150NPNK1 | EC000441 | EF024919 | Non | 9.0
CAPRI | ADCCN1501N150SSN | EC000441 | EF000025 | Non | 9.0
CAPRI | ADCCN1501N150SSN | EC000441 | EF000084 | Non | 9.0
CAPRI | ADCCN1501N150SSN | EC000441 | EF000734 | Non | 9.0
CAPRI | ADCCN1501N150SSN | EC000441 | EF000878 | Non | 9.0
CAPRI | ADCCN1501N150SSN | EC000441 | EF000881 | Non | 9.0
CAPRI | ADCCN1501N150SSN | EC000441 | EF001062 | Non | 9.0
CAPRI | ADCCN1501N150SSN | EC000441 | EF001210 | Non | 9.0
CAPRI | ADCCN1501N150SSN | EC000441 | EF001758 | EV003714 | 9.0
CAPRI | ADCCN1501N150SSN | EC000441 | EF004191 | Non | 9.0
CAPRI | ADCCN1501N150SSN | EC000441 | EF004685 | Non | 9.0
CAPRI | ADCCN1501N150SSN | EC000441 | EF005004 | Non | 9.0
CAPRI | ADCCN1501N150SSN | EC000441 | EF005049 | Non | 9.0
CAPRI | ADCCN1501N150SSN | EC000441 | EF005337 | Non | 9.0
CAPRI | ADCCN1501N150SSN | EC000441 | EF012184 | Non | 9.0
CAPRI | ADCCN1501N150SSN | EC000441 | EF012547 | Non | 9.0
CAPRI | ADCCN1501N150SSN | EC000441 | EF024919 | Non | 9.0
CAPRI | ADCCN1502M50NPN | EC000441 | EF000025 | Non | 9.0
CAPRI | ADCCN1502M50NPN | EC000441 | EF000084 | Non | 9.0
CAPRI | ADCCN1502M50NPN | EC000441 | EF000734 | Non | 9.0
CAPRI | ADCCN1502M50NPN | EC000441 | EF000878 | Non | 9.0
CAPRI | ADCCN1502M50NPN | EC000441 | EF000881 | Non | 9.0
CAPRI | ADCCN1502M50NPN | EC000441 | EF001062 | Non | 9.0
CAPRI | ADCCN1502M50NPN | EC000441 | EF001210 | Non | 9.0
CAPRI | ADCCN1502M50NPN | EC000441 | EF001758 | EV003714 | 9.0
CAPRI | ADCCN1502M50NPN | EC000441 | EF004191 | Non | 9.0
CAPRI | ADCCN1502M50NPN | EC000441 | EF004685 | Non | 9.0
CAPRI | ADCCN1502M50NPN | EC000441 | EF005004 | Non | 9.0
CAPRI | ADCCN1502M50NPN | EC000441 | EF005049 | Non | 9.0
CAPRI | ADCCN1502M50NPN | EC000441 | EF005337 | Non | 9.0
CAPRI | ADCCN1502M50NPN | EC000441 | EF012184 | Non | 9.0
CAPRI | ADCCN1502M50NPN | EC000441 | EF012547 | Non | 9.0
CAPRI | ADCCN1502M50NPN | EC000441 | EF024919 | Non | 9.0
CAPRI | ADCCN1502M50SSN | EC000441 | EF000025 | Non | 9.0
CAPRI | ADCCN1502M50SSN | EC000441 | EF000084 | Non | 9.0
CAPRI | ADCCN1502M50SSN | EC000441 | EF000734 | Non | 9.0
CAPRI | ADCCN1502M50SSN | EC000441 | EF000878 | Non | 9.0
CAPRI | ADCCN1502M50SSN | EC000441 | EF000881 | Non | 9.0
CAPRI | ADCCN1502M50SSN | EC000441 | EF001062 | Non | 9.0
CAPRI | ADCCN1502M50SSN | EC000441 | EF001210 | Non | 9.0
CAPRI | ADCCN1502M50SSN | EC000441 | EF001758 | EV003714 | 9.0
CAPRI | ADCCN1502M50SSN | EC000441 | EF004191 | Non | 9.0
CAPRI | ADCCN1502M50SSN | EC000441 | EF004685 | Non | 9.0
CAPRI | ADCCN1502M50SSN | EC000441 | EF005004 | Non | 9.0
CAPRI | ADCCN1502M50SSN | EC000441 | EF005049 | Non | 9.0
CAPRI | ADCCN1502M50SSN | EC000441 | EF005337 | Non | 9.0
CAPRI | ADCCN1502M50SSN | EC000441 | EF012184 | Non | 9.0
CAPRI | ADCCN1502M50SSN | EC000441 | EF012547 | Non | 9.0
CAPRI | ADCCN1502M50SSN | EC000441 | EF024919 | Non | 9.0
CAPRI | ADCCN1502N150NPN | EC000441 | EF000025 | Non | 9.0
CAPRI | ADCCN1502N150NPN | EC000441 | EF000084 | Non | 9.0
CAPRI | ADCCN1502N150NPN | EC000441 | EF000734 | Non | 9.0
CAPRI | ADCCN1502N150NPN | EC000441 | EF000878 | Non | 9.0
CAPRI | ADCCN1502N150NPN | EC000441 | EF000881 | Non | 9.0
CAPRI | ADCCN1502N150NPN | EC000441 | EF001062 | Non | 9.0
CAPRI | ADCCN1502N150NPN | EC000441 | EF001210 | Non | 9.0
CAPRI | ADCCN1502N150NPN | EC000441 | EF001758 | EV003714 | 9.0
CAPRI | ADCCN1502N150NPN | EC000441 | EF004191 | Non | 9.0
CAPRI | ADCCN1502N150NPN | EC000441 | EF004685 | Non | 9.0
CAPRI | ADCCN1502N150NPN | EC000441 | EF005004 | Non | 9.0
CAPRI | ADCCN1502N150NPN | EC000441 | EF005049 | Non | 9.0
CAPRI | ADCCN1502N150NPN | EC000441 | EF005337 | Non | 9.0
CAPRI | ADCCN1502N150NPN | EC000441 | EF012184 | Non | 9.0
CAPRI | ADCCN1502N150NPN | EC000441 | EF012547 | Non | 9.0
CAPRI | ADCCN1502N150NPN | EC000441 | EF024919 | Non | 9.0
CAPRI | ADCCN1502N150NPNK1 | EC000441 | EF000025 | Non | 9.0
CAPRI | ADCCN1502N150NPNK1 | EC000441 | EF000084 | Non | 9.0
CAPRI | ADCCN1502N150NPNK1 | EC000441 | EF000734 | Non | 9.0
CAPRI | ADCCN1502N150NPNK1 | EC000441 | EF000878 | Non | 9.0
CAPRI | ADCCN1502N150NPNK1 | EC000441 | EF000881 | Non | 9.0
CAPRI | ADCCN1502N150NPNK1 | EC000441 | EF001062 | Non | 9.0
CAPRI | ADCCN1502N150NPNK1 | EC000441 | EF001210 | Non | 9.0
CAPRI | ADCCN1502N150NPNK1 | EC000441 | EF001758 | EV003714 | 9.0
CAPRI | ADCCN1502N150NPNK1 | EC000441 | EF004191 | Non | 9.0
CAPRI | ADCCN1502N150NPNK1 | EC000441 | EF004685 | Non | 9.0
CAPRI | ADCCN1502N150NPNK1 | EC000441 | EF005004 | Non | 9.0
CAPRI | ADCCN1502N150NPNK1 | EC000441 | EF005049 | Non | 9.0
CAPRI | ADCCN1502N150NPNK1 | EC000441 | EF005337 | Non | 9.0
CAPRI | ADCCN1502N150NPNK1 | EC000441 | EF012184 | Non | 9.0
CAPRI | ADCCN1502N150NPNK1 | EC000441 | EF012547 | Non | 9.0
CAPRI | ADCCN1502N150NPNK1 | EC000441 | EF024919 | Non | 9.0
CAPRI | ADCCN1502N150SSN | EC000441 | EF000025 | Non | 9.0
CAPRI | ADCCN1502N150SSN | EC000441 | EF000084 | Non | 9.0
CAPRI | ADCCN1502N150SSN | EC000441 | EF000734 | Non | 9.0
CAPRI | ADCCN1502N150SSN | EC000441 | EF000878 | Non | 9.0
CAPRI | ADCCN1502N150SSN | EC000441 | EF000881 | Non | 9.0
CAPRI | ADCCN1502N150SSN | EC000441 | EF001062 | Non | 9.0
CAPRI | ADCCN1502N150SSN | EC000441 | EF001210 | Non | 9.0
CAPRI | ADCCN1502N150SSN | EC000441 | EF001758 | EV003714 | 9.0
CAPRI | ADCCN1502N150SSN | EC000441 | EF004191 | Non | 9.0
CAPRI | ADCCN1502N150SSN | EC000441 | EF004685 | Non | 9.0
CAPRI | ADCCN1502N150SSN | EC000441 | EF005004 | Non | 9.0
CAPRI | ADCCN1502N150SSN | EC000441 | EF005049 | Non | 9.0
CAPRI | ADCCN1502N150SSN | EC000441 | EF005337 | Non | 9.0
CAPRI | ADCCN1502N150SSN | EC000441 | EF012184 | Non | 9.0
CAPRI | ADCCN1502N150SSN | EC000441 | EF012547 | Non | 9.0
CAPRI | ADCCN1502N150SSN | EC000441 | EF024919 | Non | 9.0
CAPRI | ADCCN2002M63NPN | EC000441 | EF000025 | Non | 9.0
CAPRI | ADCCN2002M63NPN | EC000441 | EF000084 | Non | 9.0
CAPRI | ADCCN2002M63NPN | EC000441 | EF000734 | Non | 9.0
CAPRI | ADCCN2002M63NPN | EC000441 | EF000878 | Non | 9.0
CAPRI | ADCCN2002M63NPN | EC000441 | EF000881 | Non | 9.0
CAPRI | ADCCN2002M63NPN | EC000441 | EF001062 | Non | 9.0
CAPRI | ADCCN2002M63NPN | EC000441 | EF001210 | Non | 9.0
CAPRI | ADCCN2002M63NPN | EC000441 | EF001758 | EV003714 | 9.0
CAPRI | ADCCN2002M63NPN | EC000441 | EF004191 | Non | 9.0
CAPRI | ADCCN2002M63NPN | EC000441 | EF004685 | Non | 9.0
CAPRI | ADCCN2002M63NPN | EC000441 | EF005004 | Non | 9.0
CAPRI | ADCCN2002M63NPN | EC000441 | EF005049 | Non | 9.0
CAPRI | ADCCN2002M63NPN | EC000441 | EF005337 | Non | 9.0
CAPRI | ADCCN2002M63NPN | EC000441 | EF012184 | Non | 9.0
CAPRI | ADCCN2002M63NPN | EC000441 | EF012547 | Non | 9.0
CAPRI | ADCCN2002M63NPN | EC000441 | EF024919 | Non | 9.0
CAPRI | ADCCN2002M63SSN | EC000441 | EF000025 | Non | 9.0
CAPRI | ADCCN2002M63SSN | EC000441 | EF000084 | Non | 9.0
CAPRI | ADCCN2002M63SSN | EC000441 | EF000734 | Non | 9.0
CAPRI | ADCCN2002M63SSN | EC000441 | EF000878 | Non | 9.0
CAPRI | ADCCN2002M63SSN | EC000441 | EF000881 | Non | 9.0
CAPRI | ADCCN2002M63SSN | EC000441 | EF001062 | Non | 9.0
CAPRI | ADCCN2002M63SSN | EC000441 | EF001210 | Non | 9.0
CAPRI | ADCCN2002M63SSN | EC000441 | EF001758 | EV003714 | 9.0
CAPRI | ADCCN2002M63SSN | EC000441 | EF004191 | Non | 9.0
CAPRI | ADCCN2002M63SSN | EC000441 | EF004685 | Non | 9.0
CAPRI | ADCCN2002M63SSN | EC000441 | EF005004 | Non | 9.0
CAPRI | ADCCN2002M63SSN | EC000441 | EF005049 | Non | 9.0
CAPRI | ADCCN2002M63SSN | EC000441 | EF005337 | Non | 9.0
CAPRI | ADCCN2002M63SSN | EC000441 | EF012184 | Non | 9.0
CAPRI | ADCCN2002M63SSN | EC000441 | EF012547 | Non | 9.0
CAPRI | ADCCN2002M63SSN | EC000441 | EF024919 | Non | 9.0
CAPRI | ADCCN2002N200NPN | EC000441 | EF000025 | Non | 9.0
CAPRI | ADCCN2002N200NPN | EC000441 | EF000084 | Non | 9.0
CAPRI | ADCCN2002N200NPN | EC000441 | EF000734 | Non | 9.0
CAPRI | ADCCN2002N200NPN | EC000441 | EF000878 | Non | 9.0
CAPRI | ADCCN2002N200NPN | EC000441 | EF000881 | Non | 9.0
CAPRI | ADCCN2002N200NPN | EC000441 | EF001062 | Non | 9.0
CAPRI | ADCCN2002N200NPN | EC000441 | EF001210 | Non | 9.0
CAPRI | ADCCN2002N200NPN | EC000441 | EF001758 | EV003714 | 9.0
CAPRI | ADCCN2002N200NPN | EC000441 | EF004191 | Non | 9.0
CAPRI | ADCCN2002N200NPN | EC000441 | EF004685 | Non | 9.0
CAPRI | ADCCN2002N200NPN | EC000441 | EF005004 | Non | 9.0
CAPRI | ADCCN2002N200NPN | EC000441 | EF005049 | Non | 9.0
CAPRI | ADCCN2002N200NPN | EC000441 | EF005337 | Non | 9.0
CAPRI | ADCCN2002N200NPN | EC000441 | EF012184 | Non | 9.0
CAPRI | ADCCN2002N200NPN | EC000441 | EF012547 | Non | 9.0
CAPRI | ADCCN2002N200NPN | EC000441 | EF024919 | Non | 9.0
CAPRI | ADCCN2002N200NPNK1 | EC000441 | EF000025 | Non | 9.0
CAPRI | ADCCN2002N200NPNK1 | EC000441 | EF000084 | Non | 9.0
CAPRI | ADCCN2002N200NPNK1 | EC000441 | EF000734 | Non | 9.0
CAPRI | ADCCN2002N200NPNK1 | EC000441 | EF000878 | Non | 9.0
CAPRI | ADCCN2002N200NPNK1 | EC000441 | EF000881 | Non | 9.0
CAPRI | ADCCN2002N200NPNK1 | EC000441 | EF001062 | Non | 9.0
CAPRI | ADCCN2002N200NPNK1 | EC000441 | EF001210 | Non | 9.0
CAPRI | ADCCN2002N200NPNK1 | EC000441 | EF001758 | EV003714 | 9.0
CAPRI | ADCCN2002N200NPNK1 | EC000441 | EF004191 | Non | 9.0
CAPRI | ADCCN2002N200NPNK1 | EC000441 | EF004685 | Non | 9.0
CAPRI | ADCCN2002N200NPNK1 | EC000441 | EF005004 | Non | 9.0
CAPRI | ADCCN2002N200NPNK1 | EC000441 | EF005049 | Non | 9.0
CAPRI | ADCCN2002N200NPNK1 | EC000441 | EF005337 | Non | 9.0
CAPRI | ADCCN2002N200NPNK1 | EC000441 | EF012184 | Non | 9.0
CAPRI | ADCCN2002N200NPNK1 | EC000441 | EF012547 | Non | 9.0
CAPRI | ADCCN2002N200NPNK1 | EC000441 | EF024919 | Non | 9.0
CAPRI | ADCCN2002N200SSN | EC000441 | EF000025 | Non | 9.0
CAPRI | ADCCN2002N200SSN | EC000441 | EF000084 | Non | 9.0
CAPRI | ADCCN2002N200SSN | EC000441 | EF000734 | Non | 9.0
CAPRI | ADCCN2002N200SSN | EC000441 | EF000878 | Non | 9.0
CAPRI | ADCCN2002N200SSN | EC000441 | EF000881 | Non | 9.0
CAPRI | ADCCN2002N200SSN | EC000441 | EF001062 | Non | 9.0
CAPRI | ADCCN2002N200SSN | EC000441 | EF001210 | Non | 9.0
CAPRI | ADCCN2002N200SSN | EC000441 | EF001758 | EV003714 | 9.0
CAPRI | ADCCN2002N200SSN | EC000441 | EF004191 | Non | 9.0
CAPRI | ADCCN2002N200SSN | EC000441 | EF004685 | Non | 9.0
CAPRI | ADCCN2002N200SSN | EC000441 | EF005004 | Non | 9.0
CAPRI | ADCCN2002N200SSN | EC000441 | EF005049 | Non | 9.0
CAPRI | ADCCN2002N200SSN | EC000441 | EF005337 | Non | 9.0
CAPRI | ADCCN2002N200SSN | EC000441 | EF012184 | Non | 9.0
CAPRI | ADCCN2002N200SSN | EC000441 | EF012547 | Non | 9.0
CAPRI | ADCCN2002N200SSN | EC000441 | EF024919 | Non | 9.0
CAPRI | ADCCN2003M63NPN | EC000441 | EF000025 | Non | 9.0
CAPRI | ADCCN2003M63NPN | EC000441 | EF000084 | Non | 9.0
CAPRI | ADCCN2003M63NPN | EC000441 | EF000734 | Non | 9.0
CAPRI | ADCCN2003M63NPN | EC000441 | EF000878 | Non | 9.0
CAPRI | ADCCN2003M63NPN | EC000441 | EF000881 | Non | 9.0
CAPRI | ADCCN2003M63NPN | EC000441 | EF001062 | Non | 9.0
CAPRI | ADCCN2003M63NPN | EC000441 | EF001210 | Non | 9.0
CAPRI | ADCCN2003M63NPN | EC000441 | EF001758 | EV003714 | 9.0
CAPRI | ADCCN2003M63NPN | EC000441 | EF004191 | Non | 9.0
CAPRI | ADCCN2003M63NPN | EC000441 | EF004685 | Non | 9.0
CAPRI | ADCCN2003M63NPN | EC000441 | EF005004 | Non | 9.0
CAPRI | ADCCN2003M63NPN | EC000441 | EF005049 | Non | 9.0
CAPRI | ADCCN2003M63NPN | EC000441 | EF005337 | Non | 9.0
CAPRI | ADCCN2003M63NPN | EC000441 | EF012184 | Non | 9.0
CAPRI | ADCCN2003M63NPN | EC000441 | EF012547 | Non | 9.0
CAPRI | ADCCN2003M63NPN | EC000441 | EF024919 | Non | 9.0
CAPRI | ADCCN2003M63SSN | EC000441 | EF000025 | Non | 9.0
CAPRI | ADCCN2003M63SSN | EC000441 | EF000084 | Non | 9.0
CAPRI | ADCCN2003M63SSN | EC000441 | EF000734 | Non | 9.0
CAPRI | ADCCN2003M63SSN | EC000441 | EF000878 | Non | 9.0
CAPRI | ADCCN2003M63SSN | EC000441 | EF000881 | Non | 9.0
CAPRI | ADCCN2003M63SSN | EC000441 | EF001062 | Non | 9.0
CAPRI | ADCCN2003M63SSN | EC000441 | EF001210 | Non | 9.0
CAPRI | ADCCN2003M63SSN | EC000441 | EF001758 | EV003714 | 9.0
CAPRI | ADCCN2003M63SSN | EC000441 | EF004191 | Non | 9.0
CAPRI | ADCCN2003M63SSN | EC000441 | EF004685 | Non | 9.0
CAPRI | ADCCN2003M63SSN | EC000441 | EF005004 | Non | 9.0
CAPRI | ADCCN2003M63SSN | EC000441 | EF005049 | Non | 9.0
CAPRI | ADCCN2003M63SSN | EC000441 | EF005337 | Non | 9.0
CAPRI | ADCCN2003M63SSN | EC000441 | EF012184 | Non | 9.0
CAPRI | ADCCN2003M63SSN | EC000441 | EF012547 | Non | 9.0
CAPRI | ADCCN2003M63SSN | EC000441 | EF024919 | Non | 9.0
CAPRI | ADCCN2003M75NPN | EC000441 | EF000025 | Non | 9.0
CAPRI | ADCCN2003M75NPN | EC000441 | EF000084 | Non | 9.0
CAPRI | ADCCN2003M75NPN | EC000441 | EF000734 | Non | 9.0
CAPRI | ADCCN2003M75NPN | EC000441 | EF000878 | Non | 9.0
CAPRI | ADCCN2003M75NPN | EC000441 | EF000881 | Non | 9.0
CAPRI | ADCCN2003M75NPN | EC000441 | EF001062 | Non | 9.0
CAPRI | ADCCN2003M75NPN | EC000441 | EF001210 | Non | 9.0
CAPRI | ADCCN2003M75NPN | EC000441 | EF001758 | EV003714 | 9.0
CAPRI | ADCCN2003M75NPN | EC000441 | EF004191 | Non | 9.0
CAPRI | ADCCN2003M75NPN | EC000441 | EF004685 | Non | 9.0
CAPRI | ADCCN2003M75NPN | EC000441 | EF005004 | Non | 9.0
CAPRI | ADCCN2003M75NPN | EC000441 | EF005049 | Non | 9.0
CAPRI | ADCCN2003M75NPN | EC000441 | EF005337 | Non | 9.0
CAPRI | ADCCN2003M75NPN | EC000441 | EF012184 | Non | 9.0
CAPRI | ADCCN2003M75NPN | EC000441 | EF012547 | Non | 9.0
CAPRI | ADCCN2003M75NPN | EC000441 | EF024919 | Non | 9.0
CAPRI | ADCCN2003M75SSN | EC000441 | EF000025 | Non | 9.0
CAPRI | ADCCN2003M75SSN | EC000441 | EF000084 | Non | 9.0
CAPRI | ADCCN2003M75SSN | EC000441 | EF000734 | Non | 9.0
CAPRI | ADCCN2003M75SSN | EC000441 | EF000878 | Non | 9.0
CAPRI | ADCCN2003M75SSN | EC000441 | EF000881 | Non | 9.0
CAPRI | ADCCN2003M75SSN | EC000441 | EF001062 | Non | 9.0
CAPRI | ADCCN2003M75SSN | EC000441 | EF001210 | Non | 9.0
CAPRI | ADCCN2003M75SSN | EC000441 | EF001758 | EV003714 | 9.0
CAPRI | ADCCN2003M75SSN | EC000441 | EF004191 | Non | 9.0
CAPRI | ADCCN2003M75SSN | EC000441 | EF004685 | Non | 9.0
CAPRI | ADCCN2003M75SSN | EC000441 | EF005004 | Non | 9.0
CAPRI | ADCCN2003M75SSN | EC000441 | EF005049 | Non | 9.0
CAPRI | ADCCN2003M75SSN | EC000441 | EF005337 | Non | 9.0
CAPRI | ADCCN2003M75SSN | EC000441 | EF012184 | Non | 9.0
CAPRI | ADCCN2003M75SSN | EC000441 | EF012547 | Non | 9.0
CAPRI | ADCCN2003M75SSN | EC000441 | EF024919 | Non | 9.0
CAPRI | ADCCN2003N200NPN | EC000441 | EF000025 | Non | 9.0
CAPRI | ADCCN2003N200NPN | EC000441 | EF000084 | Non | 9.0
CAPRI | ADCCN2003N200NPN | EC000441 | EF000734 | Non | 9.0
CAPRI | ADCCN2003N200NPN | EC000441 | EF000878 | Non | 9.0
CAPRI | ADCCN2003N200NPN | EC000441 | EF000881 | Non | 9.0
CAPRI | ADCCN2003N200NPN | EC000441 | EF001062 | Non | 9.0
CAPRI | ADCCN2003N200NPN | EC000441 | EF001210 | Non | 9.0
CAPRI | ADCCN2003N200NPN | EC000441 | EF001758 | EV003714 | 9.0
CAPRI | ADCCN2003N200NPN | EC000441 | EF004191 | Non | 9.0
CAPRI | ADCCN2003N200NPN | EC000441 | EF004685 | Non | 9.0
CAPRI | ADCCN2003N200NPN | EC000441 | EF005004 | Non | 9.0
CAPRI | ADCCN2003N200NPN | EC000441 | EF005049 | Non | 9.0
CAPRI | ADCCN2003N200NPN | EC000441 | EF005337 | Non | 9.0
CAPRI | ADCCN2003N200NPN | EC000441 | EF012184 | Non | 9.0
CAPRI | ADCCN2003N200NPN | EC000441 | EF012547 | Non | 9.0
CAPRI | ADCCN2003N200NPN | EC000441 | EF024919 | Non | 9.0
CAPRI | ADCCN2003N200SSN | EC000441 | EF000025 | Non | 9.0
CAPRI | ADCCN2003N200SSN | EC000441 | EF000084 | Non | 9.0
CAPRI | ADCCN2003N200SSN | EC000441 | EF000734 | Non | 9.0
CAPRI | ADCCN2003N200SSN | EC000441 | EF000878 | Non | 9.0
CAPRI | ADCCN2003N200SSN | EC000441 | EF000881 | Non | 9.0
CAPRI | ADCCN2003N200SSN | EC000441 | EF001062 | Non | 9.0
CAPRI | ADCCN2003N200SSN | EC000441 | EF001210 | Non | 9.0
CAPRI | ADCCN2003N200SSN | EC000441 | EF001758 | EV003714 | 9.0
CAPRI | ADCCN2003N200SSN | EC000441 | EF004191 | Non | 9.0
CAPRI | ADCCN2003N200SSN | EC000441 | EF004685 | Non | 9.0
CAPRI | ADCCN2003N200SSN | EC000441 | EF005004 | Non | 9.0
CAPRI | ADCCN2003N200SSN | EC000441 | EF005049 | Non | 9.0
CAPRI | ADCCN2003N200SSN | EC000441 | EF005337 | Non | 9.0
CAPRI | ADCCN2003N200SSN | EC000441 | EF012184 | Non | 9.0
CAPRI | ADCCN2003N200SSN | EC000441 | EF012547 | Non | 9.0
CAPRI | ADCCN2003N200SSN | EC000441 | EF024919 | Non | 9.0
CAPRI | ADCCN2003N250NPN | EC000441 | EF000025 | Non | 9.0
CAPRI | ADCCN2003N250NPN | EC000441 | EF000084 | Non | 9.0
CAPRI | ADCCN2003N250NPN | EC000441 | EF000734 | Non | 9.0
CAPRI | ADCCN2003N250NPN | EC000441 | EF000878 | Non | 9.0
CAPRI | ADCCN2003N250NPN | EC000441 | EF000881 | Non | 9.0
CAPRI | ADCCN2003N250NPN | EC000441 | EF001062 | Non | 9.0
CAPRI | ADCCN2003N250NPN | EC000441 | EF001210 | Non | 9.0
CAPRI | ADCCN2003N250NPN | EC000441 | EF001758 | EV003714 | 9.0
CAPRI | ADCCN2003N250NPN | EC000441 | EF004191 | Non | 9.0
CAPRI | ADCCN2003N250NPN | EC000441 | EF004685 | Non | 9.0
CAPRI | ADCCN2003N250NPN | EC000441 | EF005004 | Non | 9.0
CAPRI | ADCCN2003N250NPN | EC000441 | EF005049 | Non | 9.0
CAPRI | ADCCN2003N250NPN | EC000441 | EF005337 | Non | 9.0
CAPRI | ADCCN2003N250NPN | EC000441 | EF012184 | Non | 9.0
CAPRI | ADCCN2003N250NPN | EC000441 | EF012547 | Non | 9.0
CAPRI | ADCCN2003N250NPN | EC000441 | EF024919 | Non | 9.0
CAPRI | ADCCN2003N250NPNK1 | EC000441 | EF000025 | Non | 9.0
CAPRI | ADCCN2003N250NPNK1 | EC000441 | EF000084 | Non | 9.0
CAPRI | ADCCN2003N250NPNK1 | EC000441 | EF000734 | Non | 9.0
CAPRI | ADCCN2003N250NPNK1 | EC000441 | EF000878 | Non | 9.0
CAPRI | ADCCN2003N250NPNK1 | EC000441 | EF000881 | Non | 9.0
CAPRI | ADCCN2003N250NPNK1 | EC000441 | EF001062 | Non | 9.0
CAPRI | ADCCN2003N250NPNK1 | EC000441 | EF001210 | Non | 9.0
CAPRI | ADCCN2003N250NPNK1 | EC000441 | EF001758 | EV003714 | 9.0
CAPRI | ADCCN2003N250NPNK1 | EC000441 | EF004191 | Non | 9.0
CAPRI | ADCCN2003N250NPNK1 | EC000441 | EF004685 | Non | 9.0
CAPRI | ADCCN2003N250NPNK1 | EC000441 | EF005004 | Non | 9.0
CAPRI | ADCCN2003N250NPNK1 | EC000441 | EF005049 | Non | 9.0
CAPRI | ADCCN2003N250NPNK1 | EC000441 | EF005337 | Non | 9.0
CAPRI | ADCCN2003N250NPNK1 | EC000441 | EF012184 | Non | 9.0
CAPRI | ADCCN2003N250NPNK1 | EC000441 | EF012547 | Non | 9.0
CAPRI | ADCCN2003N250NPNK1 | EC000441 | EF024919 | Non | 9.0
CAPRI | ADCCN2003N250SSN | EC000441 | EF000025 | Non | 9.0
CAPRI | ADCCN2003N250SSN | EC000441 | EF000084 | Non | 9.0
CAPRI | ADCCN2003N250SSN | EC000441 | EF000734 | Non | 9.0
CAPRI | ADCCN2003N250SSN | EC000441 | EF000878 | Non | 9.0
CAPRI | ADCCN2003N250SSN | EC000441 | EF000881 | Non | 9.0
CAPRI | ADCCN2003N250SSN | EC000441 | EF001062 | Non | 9.0
CAPRI | ADCCN2003N250SSN | EC000441 | EF001210 | Non | 9.0
CAPRI | ADCCN2003N250SSN | EC000441 | EF001758 | EV003714 | 9.0
CAPRI | ADCCN2003N250SSN | EC000441 | EF004191 | Non | 9.0
CAPRI | ADCCN2003N250SSN | EC000441 | EF004685 | Non | 9.0
CAPRI | ADCCN2003N250SSN | EC000441 | EF005004 | Non | 9.0
CAPRI | ADCCN2003N250SSN | EC000441 | EF005049 | Non | 9.0
CAPRI | ADCCN2003N250SSN | EC000441 | EF005337 | Non | 9.0
CAPRI | ADCCN2003N250SSN | EC000441 | EF012184 | Non | 9.0
CAPRI | ADCCN2003N250SSN | EC000441 | EF012547 | Non | 9.0
CAPRI | ADCCN2003N250SSN | EC000441 | EF024919 | Non | 9.0
CAPRI | ADCCN2502M75NPN | EC000441 | EF000025 | Non | 9.0
CAPRI | ADCCN2502M75NPN | EC000441 | EF000084 | Non | 9.0
CAPRI | ADCCN2502M75NPN | EC000441 | EF000734 | Non | 9.0
CAPRI | ADCCN2502M75NPN | EC000441 | EF000878 | Non | 9.0
CAPRI | ADCCN2502M75NPN | EC000441 | EF000881 | Non | 9.0
CAPRI | ADCCN2502M75NPN | EC000441 | EF001062 | Non | 9.0
CAPRI | ADCCN2502M75NPN | EC000441 | EF001210 | Non | 9.0
CAPRI | ADCCN2502M75NPN | EC000441 | EF001758 | EV003714 | 9.0
CAPRI | ADCCN2502M75NPN | EC000441 | EF004191 | Non | 9.0
CAPRI | ADCCN2502M75NPN | EC000441 | EF004685 | Non | 9.0
CAPRI | ADCCN2502M75NPN | EC000441 | EF005004 | Non | 9.0
CAPRI | ADCCN2502M75NPN | EC000441 | EF005049 | Non | 9.0
CAPRI | ADCCN2502M75NPN | EC000441 | EF005337 | Non | 9.0
CAPRI | ADCCN2502M75NPN | EC000441 | EF012184 | Non | 9.0
CAPRI | ADCCN2502M75NPN | EC000441 | EF012547 | Non | 9.0
CAPRI | ADCCN2502M75NPN | EC000441 | EF024919 | Non | 9.0
CAPRI | ADCCN2502M75SSN | EC000441 | EF000025 | Non | 9.0
CAPRI | ADCCN2502M75SSN | EC000441 | EF000084 | Non | 9.0
CAPRI | ADCCN2502M75SSN | EC000441 | EF000734 | Non | 9.0
CAPRI | ADCCN2502M75SSN | EC000441 | EF000878 | Non | 9.0
CAPRI | ADCCN2502M75SSN | EC000441 | EF000881 | Non | 9.0
CAPRI | ADCCN2502M75SSN | EC000441 | EF001062 | Non | 9.0
CAPRI | ADCCN2502M75SSN | EC000441 | EF001210 | Non | 9.0
CAPRI | ADCCN2502M75SSN | EC000441 | EF001758 | EV003714 | 9.0
CAPRI | ADCCN2502M75SSN | EC000441 | EF004191 | Non | 9.0
CAPRI | ADCCN2502M75SSN | EC000441 | EF004685 | Non | 9.0
CAPRI | ADCCN2502M75SSN | EC000441 | EF005004 | Non | 9.0
CAPRI | ADCCN2502M75SSN | EC000441 | EF005049 | Non | 9.0
CAPRI | ADCCN2502M75SSN | EC000441 | EF005337 | Non | 9.0
CAPRI | ADCCN2502M75SSN | EC000441 | EF012184 | Non | 9.0
CAPRI | ADCCN2502M75SSN | EC000441 | EF012547 | Non | 9.0
CAPRI | ADCCN2502M75SSN | EC000441 | EF024919 | Non | 9.0
CAPRI | ADCCN2502N250NPN | EC000441 | EF000025 | Non | 9.0
CAPRI | ADCCN2502N250NPN | EC000441 | EF000084 | Non | 9.0
CAPRI | ADCCN2502N250NPN | EC000441 | EF000734 | Non | 9.0
CAPRI | ADCCN2502N250NPN | EC000441 | EF000878 | Non | 9.0
CAPRI | ADCCN2502N250NPN | EC000441 | EF000881 | Non | 9.0
CAPRI | ADCCN2502N250NPN | EC000441 | EF001062 | Non | 9.0
CAPRI | ADCCN2502N250NPN | EC000441 | EF001210 | Non | 9.0
CAPRI | ADCCN2502N250NPN | EC000441 | EF001758 | EV003714 | 9.0
CAPRI | ADCCN2502N250NPN | EC000441 | EF004191 | Non | 9.0
CAPRI | ADCCN2502N250NPN | EC000441 | EF004685 | Non | 9.0
CAPRI | ADCCN2502N250NPN | EC000441 | EF005004 | Non | 9.0
CAPRI | ADCCN2502N250NPN | EC000441 | EF005049 | Non | 9.0
CAPRI | ADCCN2502N250NPN | EC000441 | EF005337 | Non | 9.0
CAPRI | ADCCN2502N250NPN | EC000441 | EF012184 | Non | 9.0
CAPRI | ADCCN2502N250NPN | EC000441 | EF012547 | Non | 9.0
CAPRI | ADCCN2502N250NPN | EC000441 | EF024919 | Non | 9.0
CAPRI | ADCCN2502N250SSN | EC000441 | EF000025 | Non | 9.0
CAPRI | ADCCN2502N250SSN | EC000441 | EF000084 | Non | 9.0
CAPRI | ADCCN2502N250SSN | EC000441 | EF000734 | Non | 9.0
CAPRI | ADCCN2502N250SSN | EC000441 | EF000878 | Non | 9.0
CAPRI | ADCCN2502N250SSN | EC000441 | EF000881 | Non | 9.0
CAPRI | ADCCN2502N250SSN | EC000441 | EF001062 | Non | 9.0
CAPRI | ADCCN2502N250SSN | EC000441 | EF001210 | Non | 9.0
CAPRI | ADCCN2502N250SSN | EC000441 | EF001758 | EV003714 | 9.0
CAPRI | ADCCN2502N250SSN | EC000441 | EF004191 | Non | 9.0
CAPRI | ADCCN2502N250SSN | EC000441 | EF004685 | Non | 9.0
CAPRI | ADCCN2502N250SSN | EC000441 | EF005004 | Non | 9.0
CAPRI | ADCCN2502N250SSN | EC000441 | EF005049 | Non | 9.0
CAPRI | ADCCN2502N250SSN | EC000441 | EF005337 | Non | 9.0
CAPRI | ADCCN2502N250SSN | EC000441 | EF012184 | Non | 9.0
CAPRI | ADCCN2502N250SSN | EC000441 | EF012547 | Non | 9.0
CAPRI | ADCCN2502N250SSN | EC000441 | EF024919 | Non | 9.0
CAPRI | ADCCN2503M75NPN | EC000441 | EF000025 | Non | 9.0
CAPRI | ADCCN2503M75NPN | EC000441 | EF000084 | Non | 9.0
CAPRI | ADCCN2503M75NPN | EC000441 | EF000734 | Non | 9.0
CAPRI | ADCCN2503M75NPN | EC000441 | EF000878 | Non | 9.0
CAPRI | ADCCN2503M75NPN | EC000441 | EF000881 | Non | 9.0
CAPRI | ADCCN2503M75NPN | EC000441 | EF001062 | Non | 9.0
CAPRI | ADCCN2503M75NPN | EC000441 | EF001210 | Non | 9.0
CAPRI | ADCCN2503M75NPN | EC000441 | EF001758 | EV003714 | 9.0
CAPRI | ADCCN2503M75NPN | EC000441 | EF004191 | Non | 9.0
CAPRI | ADCCN2503M75NPN | EC000441 | EF004685 | Non | 9.0
CAPRI | ADCCN2503M75NPN | EC000441 | EF005004 | Non | 9.0
CAPRI | ADCCN2503M75NPN | EC000441 | EF005049 | Non | 9.0
CAPRI | ADCCN2503M75NPN | EC000441 | EF005337 | Non | 9.0
CAPRI | ADCCN2503M75NPN | EC000441 | EF012184 | Non | 9.0
CAPRI | ADCCN2503M75NPN | EC000441 | EF012547 | Non | 9.0
CAPRI | ADCCN2503M75NPN | EC000441 | EF024919 | Non | 9.0
CAPRI | ADCCN2503M75SSN | EC000441 | EF000025 | Non | 9.0
CAPRI | ADCCN2503M75SSN | EC000441 | EF000084 | Non | 9.0
CAPRI | ADCCN2503M75SSN | EC000441 | EF000734 | Non | 9.0
CAPRI | ADCCN2503M75SSN | EC000441 | EF000878 | Non | 9.0
CAPRI | ADCCN2503M75SSN | EC000441 | EF000881 | Non | 9.0
CAPRI | ADCCN2503M75SSN | EC000441 | EF001062 | Non | 9.0
CAPRI | ADCCN2503M75SSN | EC000441 | EF001210 | Non | 9.0
CAPRI | ADCCN2503M75SSN | EC000441 | EF001758 | EV003714 | 9.0
CAPRI | ADCCN2503M75SSN | EC000441 | EF004191 | Non | 9.0
CAPRI | ADCCN2503M75SSN | EC000441 | EF004685 | Non | 9.0
CAPRI | ADCCN2503M75SSN | EC000441 | EF005004 | Non | 9.0
CAPRI | ADCCN2503M75SSN | EC000441 | EF005049 | Non | 9.0
CAPRI | ADCCN2503M75SSN | EC000441 | EF005337 | Non | 9.0
CAPRI | ADCCN2503M75SSN | EC000441 | EF012184 | Non | 9.0
CAPRI | ADCCN2503M75SSN | EC000441 | EF012547 | Non | 9.0
CAPRI | ADCCN2503M75SSN | EC000441 | EF024919 | Non | 9.0
CAPRI | ADCCN2503M90NPN | EC000441 | EF000025 | Non | 9.0
CAPRI | ADCCN2503M90NPN | EC000441 | EF000084 | Non | 9.0
CAPRI | ADCCN2503M90NPN | EC000441 | EF000734 | Non | 9.0
CAPRI | ADCCN2503M90NPN | EC000441 | EF000878 | Non | 9.0
CAPRI | ADCCN2503M90NPN | EC000441 | EF000881 | Non | 9.0
CAPRI | ADCCN2503M90NPN | EC000441 | EF001062 | Non | 9.0
CAPRI | ADCCN2503M90NPN | EC000441 | EF001210 | Non | 9.0
CAPRI | ADCCN2503M90NPN | EC000441 | EF001758 | EV003714 | 9.0
CAPRI | ADCCN2503M90NPN | EC000441 | EF004191 | Non | 9.0
CAPRI | ADCCN2503M90NPN | EC000441 | EF004685 | Non | 9.0
CAPRI | ADCCN2503M90NPN | EC000441 | EF005004 | Non | 9.0
CAPRI | ADCCN2503M90NPN | EC000441 | EF005049 | Non | 9.0
CAPRI | ADCCN2503M90NPN | EC000441 | EF005337 | Non | 9.0
CAPRI | ADCCN2503M90NPN | EC000441 | EF012184 | Non | 9.0
CAPRI | ADCCN2503M90NPN | EC000441 | EF012547 | Non | 9.0
CAPRI | ADCCN2503M90NPN | EC000441 | EF024919 | Non | 9.0
CAPRI | ADCCN2503M90SSN | EC000441 | EF000025 | Non | 9.0
CAPRI | ADCCN2503M90SSN | EC000441 | EF000084 | Non | 9.0
CAPRI | ADCCN2503M90SSN | EC000441 | EF000734 | Non | 9.0
CAPRI | ADCCN2503M90SSN | EC000441 | EF000878 | Non | 9.0
CAPRI | ADCCN2503M90SSN | EC000441 | EF000881 | Non | 9.0
CAPRI | ADCCN2503M90SSN | EC000441 | EF001062 | Non | 9.0
CAPRI | ADCCN2503M90SSN | EC000441 | EF001210 | Non | 9.0
CAPRI | ADCCN2503M90SSN | EC000441 | EF001758 | EV003714 | 9.0
CAPRI | ADCCN2503M90SSN | EC000441 | EF004191 | Non | 9.0
CAPRI | ADCCN2503M90SSN | EC000441 | EF004685 | Non | 9.0
CAPRI | ADCCN2503M90SSN | EC000441 | EF005004 | Non | 9.0
CAPRI | ADCCN2503M90SSN | EC000441 | EF005049 | Non | 9.0
CAPRI | ADCCN2503M90SSN | EC000441 | EF005337 | Non | 9.0
CAPRI | ADCCN2503M90SSN | EC000441 | EF012184 | Non | 9.0
CAPRI | ADCCN2503M90SSN | EC000441 | EF012547 | Non | 9.0
CAPRI | ADCCN2503M90SSN | EC000441 | EF024919 | Non | 9.0
CAPRI | ADCCN2503N250NPN | EC000441 | EF000025 | Non | 9.0
CAPRI | ADCCN2503N250NPN | EC000441 | EF000084 | Non | 9.0
CAPRI | ADCCN2503N250NPN | EC000441 | EF000734 | Non | 9.0
CAPRI | ADCCN2503N250NPN | EC000441 | EF000878 | Non | 9.0
CAPRI | ADCCN2503N250NPN | EC000441 | EF000881 | Non | 9.0
CAPRI | ADCCN2503N250NPN | EC000441 | EF001062 | Non | 9.0
CAPRI | ADCCN2503N250NPN | EC000441 | EF001210 | Non | 9.0
CAPRI | ADCCN2503N250NPN | EC000441 | EF001758 | EV003714 | 9.0
CAPRI | ADCCN2503N250NPN | EC000441 | EF004191 | Non | 9.0
CAPRI | ADCCN2503N250NPN | EC000441 | EF004685 | Non | 9.0
CAPRI | ADCCN2503N250NPN | EC000441 | EF005004 | Non | 9.0
CAPRI | ADCCN2503N250NPN | EC000441 | EF005049 | Non | 9.0
CAPRI | ADCCN2503N250NPN | EC000441 | EF005337 | Non | 9.0
CAPRI | ADCCN2503N250NPN | EC000441 | EF012184 | Non | 9.0
CAPRI | ADCCN2503N250NPN | EC000441 | EF012547 | Non | 9.0
CAPRI | ADCCN2503N250NPN | EC000441 | EF024919 | Non | 9.0
CAPRI | ADCCN2503N250SSN | EC000441 | EF000025 | Non | 9.0
CAPRI | ADCCN2503N250SSN | EC000441 | EF000084 | Non | 9.0
CAPRI | ADCCN2503N250SSN | EC000441 | EF000734 | Non | 9.0
CAPRI | ADCCN2503N250SSN | EC000441 | EF000878 | Non | 9.0
CAPRI | ADCCN2503N250SSN | EC000441 | EF000881 | Non | 9.0
CAPRI | ADCCN2503N250SSN | EC000441 | EF001062 | Non | 9.0
CAPRI | ADCCN2503N250SSN | EC000441 | EF001210 | Non | 9.0
CAPRI | ADCCN2503N250SSN | EC000441 | EF001758 | EV003714 | 9.0
CAPRI | ADCCN2503N250SSN | EC000441 | EF004191 | Non | 9.0
CAPRI | ADCCN2503N250SSN | EC000441 | EF004685 | Non | 9.0
CAPRI | ADCCN2503N250SSN | EC000441 | EF005004 | Non | 9.0
CAPRI | ADCCN2503N250SSN | EC000441 | EF005049 | Non | 9.0
CAPRI | ADCCN2503N250SSN | EC000441 | EF005337 | Non | 9.0
CAPRI | ADCCN2503N250SSN | EC000441 | EF012184 | Non | 9.0
CAPRI | ADCCN2503N250SSN | EC000441 | EF012547 | Non | 9.0
CAPRI | ADCCN2503N250SSN | EC000441 | EF024919 | Non | 9.0
CAPRI | ADCCN2503N300NPN | EC000441 | EF000025 | Non | 9.0
CAPRI | ADCCN2503N300NPN | EC000441 | EF000084 | Non | 9.0
CAPRI | ADCCN2503N300NPN | EC000441 | EF000734 | Non | 9.0
CAPRI | ADCCN2503N300NPN | EC000441 | EF000878 | Non | 9.0
CAPRI | ADCCN2503N300NPN | EC000441 | EF000881 | Non | 9.0
CAPRI | ADCCN2503N300NPN | EC000441 | EF001062 | Non | 9.0
CAPRI | ADCCN2503N300NPN | EC000441 | EF001210 | Non | 9.0
CAPRI | ADCCN2503N300NPN | EC000441 | EF001758 | EV003714 | 9.0
CAPRI | ADCCN2503N300NPN | EC000441 | EF004191 | Non | 9.0
CAPRI | ADCCN2503N300NPN | EC000441 | EF004685 | Non | 9.0
CAPRI | ADCCN2503N300NPN | EC000441 | EF005004 | Non | 9.0
CAPRI | ADCCN2503N300NPN | EC000441 | EF005049 | Non | 9.0
CAPRI | ADCCN2503N300NPN | EC000441 | EF005337 | Non | 9.0
CAPRI | ADCCN2503N300NPN | EC000441 | EF012184 | Non | 9.0
CAPRI | ADCCN2503N300NPN | EC000441 | EF012547 | Non | 9.0
CAPRI | ADCCN2503N300NPN | EC000441 | EF024919 | Non | 9.0
CAPRI | ADCCN2503N300NPNK1 | EC000441 | EF000025 | Non | 9.0
CAPRI | ADCCN2503N300NPNK1 | EC000441 | EF000084 | Non | 9.0
CAPRI | ADCCN2503N300NPNK1 | EC000441 | EF000734 | Non | 9.0
CAPRI | ADCCN2503N300NPNK1 | EC000441 | EF000878 | Non | 9.0
CAPRI | ADCCN2503N300NPNK1 | EC000441 | EF000881 | Non | 9.0
CAPRI | ADCCN2503N300NPNK1 | EC000441 | EF001062 | Non | 9.0
CAPRI | ADCCN2503N300NPNK1 | EC000441 | EF001210 | Non | 9.0
CAPRI | ADCCN2503N300NPNK1 | EC000441 | EF001758 | EV003714 | 9.0
CAPRI | ADCCN2503N300NPNK1 | EC000441 | EF004191 | Non | 9.0
CAPRI | ADCCN2503N300NPNK1 | EC000441 | EF004685 | Non | 9.0
CAPRI | ADCCN2503N300NPNK1 | EC000441 | EF005004 | Non | 9.0
CAPRI | ADCCN2503N300NPNK1 | EC000441 | EF005049 | Non | 9.0
CAPRI | ADCCN2503N300NPNK1 | EC000441 | EF005337 | Non | 9.0
CAPRI | ADCCN2503N300NPNK1 | EC000441 | EF012184 | Non | 9.0
CAPRI | ADCCN2503N300NPNK1 | EC000441 | EF012547 | Non | 9.0
CAPRI | ADCCN2503N300NPNK1 | EC000441 | EF024919 | Non | 9.0
CAPRI | ADCCN2503N300SSN | EC000441 | EF000025 | Non | 9.0
CAPRI | ADCCN2503N300SSN | EC000441 | EF000084 | Non | 9.0
CAPRI | ADCCN2503N300SSN | EC000441 | EF000734 | Non | 9.0
CAPRI | ADCCN2503N300SSN | EC000441 | EF000878 | Non | 9.0
CAPRI | ADCCN2503N300SSN | EC000441 | EF000881 | Non | 9.0
CAPRI | ADCCN2503N300SSN | EC000441 | EF001062 | Non | 9.0
CAPRI | ADCCN2503N300SSN | EC000441 | EF001210 | Non | 9.0
CAPRI | ADCCN2503N300SSN | EC000441 | EF001758 | EV003714 | 9.0
CAPRI | ADCCN2503N300SSN | EC000441 | EF004191 | Non | 9.0
CAPRI | ADCCN2503N300SSN | EC000441 | EF004685 | Non | 9.0
CAPRI | ADCCN2503N300SSN | EC000441 | EF005004 | Non | 9.0
CAPRI | ADCCN2503N300SSN | EC000441 | EF005049 | Non | 9.0
CAPRI | ADCCN2503N300SSN | EC000441 | EF005337 | Non | 9.0
CAPRI | ADCCN2503N300SSN | EC000441 | EF012184 | Non | 9.0
CAPRI | ADCCN2503N300SSN | EC000441 | EF012547 | Non | 9.0
CAPRI | ADCCN2503N300SSN | EC000441 | EF024919 | Non | 9.0
CAPRI | ADCCN3002M90NPN | EC000441 | EF000025 | Non | 9.0
CAPRI | ADCCN3002M90NPN | EC000441 | EF000084 | Non | 9.0
CAPRI | ADCCN3002M90NPN | EC000441 | EF000734 | Non | 9.0
CAPRI | ADCCN3002M90NPN | EC000441 | EF000878 | Non | 9.0
CAPRI | ADCCN3002M90NPN | EC000441 | EF000881 | Non | 9.0
CAPRI | ADCCN3002M90NPN | EC000441 | EF001062 | Non | 9.0
CAPRI | ADCCN3002M90NPN | EC000441 | EF001210 | Non | 9.0
CAPRI | ADCCN3002M90NPN | EC000441 | EF001758 | EV003714 | 9.0
CAPRI | ADCCN3002M90NPN | EC000441 | EF004191 | Non | 9.0
CAPRI | ADCCN3002M90NPN | EC000441 | EF004685 | Non | 9.0
CAPRI | ADCCN3002M90NPN | EC000441 | EF005004 | Non | 9.0
CAPRI | ADCCN3002M90NPN | EC000441 | EF005049 | Non | 9.0
CAPRI | ADCCN3002M90NPN | EC000441 | EF005337 | Non | 9.0
CAPRI | ADCCN3002M90NPN | EC000441 | EF012184 | Non | 9.0
CAPRI | ADCCN3002M90NPN | EC000441 | EF012547 | Non | 9.0
CAPRI | ADCCN3002M90NPN | EC000441 | EF024919 | Non | 9.0
CAPRI | ADCCN3002M90SSN | EC000441 | EF000025 | Non | 9.0
CAPRI | ADCCN3002M90SSN | EC000441 | EF000084 | Non | 9.0
CAPRI | ADCCN3002M90SSN | EC000441 | EF000734 | Non | 9.0
CAPRI | ADCCN3002M90SSN | EC000441 | EF000878 | Non | 9.0
CAPRI | ADCCN3002M90SSN | EC000441 | EF000881 | Non | 9.0
CAPRI | ADCCN3002M90SSN | EC000441 | EF001062 | Non | 9.0
CAPRI | ADCCN3002M90SSN | EC000441 | EF001210 | Non | 9.0
CAPRI | ADCCN3002M90SSN | EC000441 | EF001758 | EV003714 | 9.0
CAPRI | ADCCN3002M90SSN | EC000441 | EF004191 | Non | 9.0
CAPRI | ADCCN3002M90SSN | EC000441 | EF004685 | Non | 9.0
CAPRI | ADCCN3002M90SSN | EC000441 | EF005004 | Non | 9.0
CAPRI | ADCCN3002M90SSN | EC000441 | EF005049 | Non | 9.0
CAPRI | ADCCN3002M90SSN | EC000441 | EF005337 | Non | 9.0
CAPRI | ADCCN3002M90SSN | EC000441 | EF012184 | Non | 9.0
CAPRI | ADCCN3002M90SSN | EC000441 | EF012547 | Non | 9.0
CAPRI | ADCCN3002M90SSN | EC000441 | EF024919 | Non | 9.0
CAPRI | ADCCN3002N300NPN | EC000441 | EF000025 | Non | 9.0
CAPRI | ADCCN3002N300NPN | EC000441 | EF000084 | Non | 9.0
CAPRI | ADCCN3002N300NPN | EC000441 | EF000734 | Non | 9.0
CAPRI | ADCCN3002N300NPN | EC000441 | EF000878 | Non | 9.0
CAPRI | ADCCN3002N300NPN | EC000441 | EF000881 | Non | 9.0
CAPRI | ADCCN3002N300NPN | EC000441 | EF001062 | Non | 9.0
CAPRI | ADCCN3002N300NPN | EC000441 | EF001210 | Non | 9.0
CAPRI | ADCCN3002N300NPN | EC000441 | EF001758 | EV003714 | 9.0
CAPRI | ADCCN3002N300NPN | EC000441 | EF004191 | Non | 9.0
CAPRI | ADCCN3002N300NPN | EC000441 | EF004685 | Non | 9.0
CAPRI | ADCCN3002N300NPN | EC000441 | EF005004 | Non | 9.0
CAPRI | ADCCN3002N300NPN | EC000441 | EF005049 | Non | 9.0
CAPRI | ADCCN3002N300NPN | EC000441 | EF005337 | Non | 9.0
CAPRI | ADCCN3002N300NPN | EC000441 | EF012184 | Non | 9.0
CAPRI | ADCCN3002N300NPN | EC000441 | EF012547 | Non | 9.0
CAPRI | ADCCN3002N300NPN | EC000441 | EF024919 | Non | 9.0
CAPRI | ADCCN3002N300NPNK1 | EC000441 | EF000025 | Non | 9.0
CAPRI | ADCCN3002N300NPNK1 | EC000441 | EF000084 | Non | 9.0
CAPRI | ADCCN3002N300NPNK1 | EC000441 | EF000734 | Non | 9.0
CAPRI | ADCCN3002N300NPNK1 | EC000441 | EF000878 | Non | 9.0
CAPRI | ADCCN3002N300NPNK1 | EC000441 | EF000881 | Non | 9.0
CAPRI | ADCCN3002N300NPNK1 | EC000441 | EF001062 | Non | 9.0
CAPRI | ADCCN3002N300NPNK1 | EC000441 | EF001210 | Non | 9.0
CAPRI | ADCCN3002N300NPNK1 | EC000441 | EF001758 | EV003714 | 9.0
CAPRI | ADCCN3002N300NPNK1 | EC000441 | EF004191 | Non | 9.0
CAPRI | ADCCN3002N300NPNK1 | EC000441 | EF004685 | Non | 9.0
CAPRI | ADCCN3002N300NPNK1 | EC000441 | EF005004 | Non | 9.0
CAPRI | ADCCN3002N300NPNK1 | EC000441 | EF005049 | Non | 9.0
CAPRI | ADCCN3002N300NPNK1 | EC000441 | EF005337 | Non | 9.0
CAPRI | ADCCN3002N300NPNK1 | EC000441 | EF012184 | Non | 9.0
CAPRI | ADCCN3002N300NPNK1 | EC000441 | EF012547 | Non | 9.0
CAPRI | ADCCN3002N300NPNK1 | EC000441 | EF024919 | Non | 9.0
CAPRI | ADCCN3002N300SSN | EC000441 | EF000025 | Non | 9.0
CAPRI | ADCCN3002N300SSN | EC000441 | EF000084 | Non | 9.0
CAPRI | ADCCN3002N300SSN | EC000441 | EF000734 | Non | 9.0
CAPRI | ADCCN3002N300SSN | EC000441 | EF000878 | Non | 9.0
CAPRI | ADCCN3002N300SSN | EC000441 | EF000881 | Non | 9.0
CAPRI | ADCCN3002N300SSN | EC000441 | EF001062 | Non | 9.0
CAPRI | ADCCN3002N300SSN | EC000441 | EF001210 | Non | 9.0
CAPRI | ADCCN3002N300SSN | EC000441 | EF001758 | EV003714 | 9.0
CAPRI | ADCCN3002N300SSN | EC000441 | EF004191 | Non | 9.0
CAPRI | ADCCN3002N300SSN | EC000441 | EF004685 | Non | 9.0
CAPRI | ADCCN3002N300SSN | EC000441 | EF005004 | Non | 9.0
CAPRI | ADCCN3002N300SSN | EC000441 | EF005049 | Non | 9.0
CAPRI | ADCCN3002N300SSN | EC000441 | EF005337 | Non | 9.0
CAPRI | ADCCN3002N300SSN | EC000441 | EF012184 | Non | 9.0
CAPRI | ADCCN3002N300SSN | EC000441 | EF012547 | Non | 9.0
CAPRI | ADCCN3002N300SSN | EC000441 | EF024919 | Non | 9.0
CAPRI | ADCCN3003M90NPN | EC000441 | EF000025 | Non | 9.0
CAPRI | ADCCN3003M90NPN | EC000441 | EF000084 | Non | 9.0
CAPRI | ADCCN3003M90NPN | EC000441 | EF000734 | Non | 9.0
CAPRI | ADCCN3003M90NPN | EC000441 | EF000878 | Non | 9.0
CAPRI | ADCCN3003M90NPN | EC000441 | EF000881 | Non | 9.0
CAPRI | ADCCN3003M90NPN | EC000441 | EF001062 | Non | 9.0
CAPRI | ADCCN3003M90NPN | EC000441 | EF001210 | Non | 9.0
CAPRI | ADCCN3003M90NPN | EC000441 | EF001758 | EV003714 | 9.0
CAPRI | ADCCN3003M90NPN | EC000441 | EF004191 | Non | 9.0
CAPRI | ADCCN3003M90NPN | EC000441 | EF004685 | Non | 9.0
CAPRI | ADCCN3003M90NPN | EC000441 | EF005004 | Non | 9.0
CAPRI | ADCCN3003M90NPN | EC000441 | EF005049 | Non | 9.0
CAPRI | ADCCN3003M90NPN | EC000441 | EF005337 | Non | 9.0
CAPRI | ADCCN3003M90NPN | EC000441 | EF012184 | Non | 9.0
CAPRI | ADCCN3003M90NPN | EC000441 | EF012547 | Non | 9.0
CAPRI | ADCCN3003M90NPN | EC000441 | EF024919 | Non | 9.0
CAPRI | ADCCN3003M90SSN | EC000441 | EF000025 | Non | 9.0
CAPRI | ADCCN3003M90SSN | EC000441 | EF000084 | Non | 9.0
CAPRI | ADCCN3003M90SSN | EC000441 | EF000734 | Non | 9.0
CAPRI | ADCCN3003M90SSN | EC000441 | EF000878 | Non | 9.0
CAPRI | ADCCN3003M90SSN | EC000441 | EF000881 | Non | 9.0
CAPRI | ADCCN3003M90SSN | EC000441 | EF001062 | Non | 9.0
CAPRI | ADCCN3003M90SSN | EC000441 | EF001210 | Non | 9.0
CAPRI | ADCCN3003M90SSN | EC000441 | EF001758 | EV003714 | 9.0
CAPRI | ADCCN3003M90SSN | EC000441 | EF004191 | Non | 9.0
CAPRI | ADCCN3003M90SSN | EC000441 | EF004685 | Non | 9.0
CAPRI | ADCCN3003M90SSN | EC000441 | EF005004 | Non | 9.0
CAPRI | ADCCN3003M90SSN | EC000441 | EF005049 | Non | 9.0
CAPRI | ADCCN3003M90SSN | EC000441 | EF005337 | Non | 9.0
CAPRI | ADCCN3003M90SSN | EC000441 | EF012184 | Non | 9.0
CAPRI | ADCCN3003M90SSN | EC000441 | EF012547 | Non | 9.0
CAPRI | ADCCN3003M90SSN | EC000441 | EF024919 | Non | 9.0
CAPRI | ADCCN3003N300NPN | EC000441 | EF000025 | Non | 9.0
CAPRI | ADCCN3003N300NPN | EC000441 | EF000084 | Non | 9.0
CAPRI | ADCCN3003N300NPN | EC000441 | EF000734 | Non | 9.0
CAPRI | ADCCN3003N300NPN | EC000441 | EF000878 | Non | 9.0
CAPRI | ADCCN3003N300NPN | EC000441 | EF000881 | Non | 9.0
CAPRI | ADCCN3003N300NPN | EC000441 | EF001062 | Non | 9.0
CAPRI | ADCCN3003N300NPN | EC000441 | EF001210 | Non | 9.0
CAPRI | ADCCN3003N300NPN | EC000441 | EF001758 | EV003714 | 9.0
CAPRI | ADCCN3003N300NPN | EC000441 | EF004191 | Non | 9.0
CAPRI | ADCCN3003N300NPN | EC000441 | EF004685 | Non | 9.0
CAPRI | ADCCN3003N300NPN | EC000441 | EF005004 | Non | 9.0
CAPRI | ADCCN3003N300NPN | EC000441 | EF005049 | Non | 9.0
CAPRI | ADCCN3003N300NPN | EC000441 | EF005337 | Non | 9.0
CAPRI | ADCCN3003N300NPN | EC000441 | EF012184 | Non | 9.0
CAPRI | ADCCN3003N300NPN | EC000441 | EF012547 | Non | 9.0
CAPRI | ADCCN3003N300NPN | EC000441 | EF024919 | Non | 9.0
CAPRI | ADCCN3003N300SSN | EC000441 | EF000025 | Non | 9.0
CAPRI | ADCCN3003N300SSN | EC000441 | EF000084 | Non | 9.0
CAPRI | ADCCN3003N300SSN | EC000441 | EF000734 | Non | 9.0
CAPRI | ADCCN3003N300SSN | EC000441 | EF000878 | Non | 9.0
CAPRI | ADCCN3003N300SSN | EC000441 | EF000881 | Non | 9.0
CAPRI | ADCCN3003N300SSN | EC000441 | EF001062 | Non | 9.0
CAPRI | ADCCN3003N300SSN | EC000441 | EF001210 | Non | 9.0
CAPRI | ADCCN3003N300SSN | EC000441 | EF001758 | EV003714 | 9.0
CAPRI | ADCCN3003N300SSN | EC000441 | EF004191 | Non | 9.0
CAPRI | ADCCN3003N300SSN | EC000441 | EF004685 | Non | 9.0
CAPRI | ADCCN3003N300SSN | EC000441 | EF005004 | Non | 9.0
CAPRI | ADCCN3003N300SSN | EC000441 | EF005049 | Non | 9.0
CAPRI | ADCCN3003N300SSN | EC000441 | EF005337 | Non | 9.0
CAPRI | ADCCN3003N300SSN | EC000441 | EF012184 | Non | 9.0
CAPRI | ADCCN3003N300SSN | EC000441 | EF012547 | Non | 9.0
CAPRI | ADCCN3003N300SSN | EC000441 | EF024919 | Non | 9.0
CAPRI | ADCCN3502M90NPN | EC000441 | EF000025 | Non | 9.0
CAPRI | ADCCN3502M90NPN | EC000441 | EF000084 | Non | 9.0
CAPRI | ADCCN3502M90NPN | EC000441 | EF000734 | Non | 9.0
CAPRI | ADCCN3502M90NPN | EC000441 | EF000878 | Non | 9.0
CAPRI | ADCCN3502M90NPN | EC000441 | EF000881 | Non | 9.0
CAPRI | ADCCN3502M90NPN | EC000441 | EF001062 | Non | 9.0
CAPRI | ADCCN3502M90NPN | EC000441 | EF001210 | Non | 9.0
CAPRI | ADCCN3502M90NPN | EC000441 | EF001758 | EV003714 | 9.0
CAPRI | ADCCN3502M90NPN | EC000441 | EF004191 | Non | 9.0
CAPRI | ADCCN3502M90NPN | EC000441 | EF004685 | Non | 9.0
CAPRI | ADCCN3502M90NPN | EC000441 | EF005004 | Non | 9.0
CAPRI | ADCCN3502M90NPN | EC000441 | EF005049 | Non | 9.0
CAPRI | ADCCN3502M90NPN | EC000441 | EF005337 | Non | 9.0
CAPRI | ADCCN3502M90NPN | EC000441 | EF012184 | Non | 9.0
CAPRI | ADCCN3502M90NPN | EC000441 | EF012547 | Non | 9.0
CAPRI | ADCCN3502M90NPN | EC000441 | EF024919 | Non | 9.0
CAPRI | ADCCN3502M90SSN | EC000441 | EF000025 | Non | 9.0
CAPRI | ADCCN3502M90SSN | EC000441 | EF000084 | Non | 9.0
CAPRI | ADCCN3502M90SSN | EC000441 | EF000734 | Non | 9.0
CAPRI | ADCCN3502M90SSN | EC000441 | EF000878 | Non | 9.0
CAPRI | ADCCN3502M90SSN | EC000441 | EF000881 | Non | 9.0
CAPRI | ADCCN3502M90SSN | EC000441 | EF001062 | Non | 9.0
CAPRI | ADCCN3502M90SSN | EC000441 | EF001210 | Non | 9.0
CAPRI | ADCCN3502M90SSN | EC000441 | EF001758 | EV003714 | 9.0
CAPRI | ADCCN3502M90SSN | EC000441 | EF004191 | Non | 9.0
CAPRI | ADCCN3502M90SSN | EC000441 | EF004685 | Non | 9.0
CAPRI | ADCCN3502M90SSN | EC000441 | EF005004 | Non | 9.0
CAPRI | ADCCN3502M90SSN | EC000441 | EF005049 | Non | 9.0
CAPRI | ADCCN3502M90SSN | EC000441 | EF005337 | Non | 9.0
CAPRI | ADCCN3502M90SSN | EC000441 | EF012184 | Non | 9.0
CAPRI | ADCCN3502M90SSN | EC000441 | EF012547 | Non | 9.0
CAPRI | ADCCN3502M90SSN | EC000441 | EF024919 | Non | 9.0
CAPRI | ADCCN3502N350NPN | EC000441 | EF000025 | Non | 9.0
CAPRI | ADCCN3502N350NPN | EC000441 | EF000084 | Non | 9.0
CAPRI | ADCCN3502N350NPN | EC000441 | EF000734 | Non | 9.0
CAPRI | ADCCN3502N350NPN | EC000441 | EF000878 | Non | 9.0
CAPRI | ADCCN3502N350NPN | EC000441 | EF000881 | Non | 9.0
CAPRI | ADCCN3502N350NPN | EC000441 | EF001062 | Non | 9.0
CAPRI | ADCCN3502N350NPN | EC000441 | EF001210 | Non | 9.0
CAPRI | ADCCN3502N350NPN | EC000441 | EF001758 | EV003714 | 9.0
CAPRI | ADCCN3502N350NPN | EC000441 | EF004191 | Non | 9.0
CAPRI | ADCCN3502N350NPN | EC000441 | EF004685 | Non | 9.0
CAPRI | ADCCN3502N350NPN | EC000441 | EF005004 | Non | 9.0
CAPRI | ADCCN3502N350NPN | EC000441 | EF005049 | Non | 9.0
CAPRI | ADCCN3502N350NPN | EC000441 | EF005337 | Non | 9.0
CAPRI | ADCCN3502N350NPN | EC000441 | EF012184 | Non | 9.0
CAPRI | ADCCN3502N350NPN | EC000441 | EF012547 | Non | 9.0
CAPRI | ADCCN3502N350NPN | EC000441 | EF024919 | Non | 9.0
CAPRI | ADCCN3502N350SSN | EC000441 | EF000025 | Non | 9.0
CAPRI | ADCCN3502N350SSN | EC000441 | EF000084 | Non | 9.0
CAPRI | ADCCN3502N350SSN | EC000441 | EF000734 | Non | 9.0
CAPRI | ADCCN3502N350SSN | EC000441 | EF000878 | Non | 9.0
CAPRI | ADCCN3502N350SSN | EC000441 | EF000881 | Non | 9.0
CAPRI | ADCCN3502N350SSN | EC000441 | EF001062 | Non | 9.0
CAPRI | ADCCN3502N350SSN | EC000441 | EF001210 | Non | 9.0
CAPRI | ADCCN3502N350SSN | EC000441 | EF001758 | EV003714 | 9.0
CAPRI | ADCCN3502N350SSN | EC000441 | EF004191 | Non | 9.0
CAPRI | ADCCN3502N350SSN | EC000441 | EF004685 | Non | 9.0
CAPRI | ADCCN3502N350SSN | EC000441 | EF005004 | Non | 9.0
CAPRI | ADCCN3502N350SSN | EC000441 | EF005049 | Non | 9.0
CAPRI | ADCCN3502N350SSN | EC000441 | EF005337 | Non | 9.0
CAPRI | ADCCN3502N350SSN | EC000441 | EF012184 | Non | 9.0
CAPRI | ADCCN3502N350SSN | EC000441 | EF012547 | Non | 9.0
CAPRI | ADCCN3502N350SSN | EC000441 | EF024919 | Non | 9.0
CAPRI | ADCCN3503M110NPN | EC000441 | EF000025 | Non | 9.0
CAPRI | ADCCN3503M110NPN | EC000441 | EF000084 | Non | 9.0
CAPRI | ADCCN3503M110NPN | EC000441 | EF000734 | Non | 9.0
CAPRI | ADCCN3503M110NPN | EC000441 | EF000878 | Non | 9.0
CAPRI | ADCCN3503M110NPN | EC000441 | EF000881 | Non | 9.0
CAPRI | ADCCN3503M110NPN | EC000441 | EF001062 | Non | 9.0
CAPRI | ADCCN3503M110NPN | EC000441 | EF001210 | Non | 9.0
CAPRI | ADCCN3503M110NPN | EC000441 | EF001758 | EV003714 | 9.0
CAPRI | ADCCN3503M110NPN | EC000441 | EF004191 | Non | 9.0
CAPRI | ADCCN3503M110NPN | EC000441 | EF004685 | Non | 9.0
CAPRI | ADCCN3503M110NPN | EC000441 | EF005004 | Non | 9.0
CAPRI | ADCCN3503M110NPN | EC000441 | EF005049 | Non | 9.0
CAPRI | ADCCN3503M110NPN | EC000441 | EF005337 | Non | 9.0
CAPRI | ADCCN3503M110NPN | EC000441 | EF012184 | Non | 9.0
CAPRI | ADCCN3503M110NPN | EC000441 | EF012547 | Non | 9.0
CAPRI | ADCCN3503M110NPN | EC000441 | EF024919 | Non | 9.0
CAPRI | ADCCN3503M110SSN | EC000441 | EF000025 | Non | 9.0
CAPRI | ADCCN3503M110SSN | EC000441 | EF000084 | Non | 9.0
CAPRI | ADCCN3503M110SSN | EC000441 | EF000734 | Non | 9.0
CAPRI | ADCCN3503M110SSN | EC000441 | EF000878 | Non | 9.0
CAPRI | ADCCN3503M110SSN | EC000441 | EF000881 | Non | 9.0
CAPRI | ADCCN3503M110SSN | EC000441 | EF001062 | Non | 9.0
CAPRI | ADCCN3503M110SSN | EC000441 | EF001210 | Non | 9.0
CAPRI | ADCCN3503M110SSN | EC000441 | EF001758 | EV003714 | 9.0
CAPRI | ADCCN3503M110SSN | EC000441 | EF004191 | Non | 9.0
CAPRI | ADCCN3503M110SSN | EC000441 | EF004685 | Non | 9.0
CAPRI | ADCCN3503M110SSN | EC000441 | EF005004 | Non | 9.0
CAPRI | ADCCN3503M110SSN | EC000441 | EF005049 | Non | 9.0
CAPRI | ADCCN3503M110SSN | EC000441 | EF005337 | Non | 9.0
CAPRI | ADCCN3503M110SSN | EC000441 | EF012184 | Non | 9.0
CAPRI | ADCCN3503M110SSN | EC000441 | EF012547 | Non | 9.0
CAPRI | ADCCN3503M110SSN | EC000441 | EF024919 | Non | 9.0
CAPRI | ADCCN3503N350NPN | EC000441 | EF000025 | Non | 9.0
CAPRI | ADCCN3503N350NPN | EC000441 | EF000084 | Non | 9.0
CAPRI | ADCCN3503N350NPN | EC000441 | EF000734 | Non | 9.0
CAPRI | ADCCN3503N350NPN | EC000441 | EF000878 | Non | 9.0
CAPRI | ADCCN3503N350NPN | EC000441 | EF000881 | Non | 9.0
CAPRI | ADCCN3503N350NPN | EC000441 | EF001062 | Non | 9.0
CAPRI | ADCCN3503N350NPN | EC000441 | EF001210 | Non | 9.0
CAPRI | ADCCN3503N350NPN | EC000441 | EF001758 | EV003714 | 9.0
CAPRI | ADCCN3503N350NPN | EC000441 | EF004191 | Non | 9.0
CAPRI | ADCCN3503N350NPN | EC000441 | EF004685 | Non | 9.0
CAPRI | ADCCN3503N350NPN | EC000441 | EF005004 | Non | 9.0
CAPRI | ADCCN3503N350NPN | EC000441 | EF005049 | Non | 9.0
CAPRI | ADCCN3503N350NPN | EC000441 | EF005337 | Non | 9.0
CAPRI | ADCCN3503N350NPN | EC000441 | EF012184 | Non | 9.0
CAPRI | ADCCN3503N350NPN | EC000441 | EF012547 | Non | 9.0
CAPRI | ADCCN3503N350NPN | EC000441 | EF024919 | Non | 9.0
CAPRI | ADCCN3503N350SSN | EC000441 | EF000025 | Non | 9.0
CAPRI | ADCCN3503N350SSN | EC000441 | EF000084 | Non | 9.0
CAPRI | ADCCN3503N350SSN | EC000441 | EF000734 | Non | 9.0
CAPRI | ADCCN3503N350SSN | EC000441 | EF000878 | Non | 9.0
CAPRI | ADCCN3503N350SSN | EC000441 | EF000881 | Non | 9.0
CAPRI | ADCCN3503N350SSN | EC000441 | EF001062 | Non | 9.0
CAPRI | ADCCN3503N350SSN | EC000441 | EF001210 | Non | 9.0
CAPRI | ADCCN3503N350SSN | EC000441 | EF001758 | EV003714 | 9.0
CAPRI | ADCCN3503N350SSN | EC000441 | EF004191 | Non | 9.0
CAPRI | ADCCN3503N350SSN | EC000441 | EF004685 | Non | 9.0
CAPRI | ADCCN3503N350SSN | EC000441 | EF005004 | Non | 9.0
CAPRI | ADCCN3503N350SSN | EC000441 | EF005049 | Non | 9.0
CAPRI | ADCCN3503N350SSN | EC000441 | EF005337 | Non | 9.0
CAPRI | ADCCN3503N350SSN | EC000441 | EF012184 | Non | 9.0
CAPRI | ADCCN3503N350SSN | EC000441 | EF012547 | Non | 9.0
CAPRI | ADCCN3503N350SSN | EC000441 | EF024919 | Non | 9.0
CAPRI | ADCCN4003M110NPN | EC000441 | EF000025 | Non | 9.0
CAPRI | ADCCN4003M110NPN | EC000441 | EF000084 | Non | 9.0
CAPRI | ADCCN4003M110NPN | EC000441 | EF000734 | Non | 9.0
CAPRI | ADCCN4003M110NPN | EC000441 | EF000878 | Non | 9.0
CAPRI | ADCCN4003M110NPN | EC000441 | EF000881 | Non | 9.0
CAPRI | ADCCN4003M110NPN | EC000441 | EF001062 | Non | 9.0
CAPRI | ADCCN4003M110NPN | EC000441 | EF001210 | Non | 9.0
CAPRI | ADCCN4003M110NPN | EC000441 | EF001758 | EV003714 | 9.0
CAPRI | ADCCN4003M110NPN | EC000441 | EF004191 | Non | 9.0
CAPRI | ADCCN4003M110NPN | EC000441 | EF004685 | Non | 9.0
CAPRI | ADCCN4003M110NPN | EC000441 | EF005004 | Non | 9.0
CAPRI | ADCCN4003M110NPN | EC000441 | EF005049 | Non | 9.0
CAPRI | ADCCN4003M110NPN | EC000441 | EF005337 | Non | 9.0
CAPRI | ADCCN4003M110NPN | EC000441 | EF012184 | Non | 9.0
CAPRI | ADCCN4003M110NPN | EC000441 | EF012547 | Non | 9.0
CAPRI | ADCCN4003M110NPN | EC000441 | EF024919 | Non | 9.0
CAPRI | ADCCN4003M110SSN | EC000441 | EF000025 | Non | 9.0
CAPRI | ADCCN4003M110SSN | EC000441 | EF000084 | Non | 9.0
CAPRI | ADCCN4003M110SSN | EC000441 | EF000734 | Non | 9.0
CAPRI | ADCCN4003M110SSN | EC000441 | EF000878 | Non | 9.0
CAPRI | ADCCN4003M110SSN | EC000441 | EF000881 | Non | 9.0
CAPRI | ADCCN4003M110SSN | EC000441 | EF001062 | Non | 9.0
CAPRI | ADCCN4003M110SSN | EC000441 | EF001210 | Non | 9.0
CAPRI | ADCCN4003M110SSN | EC000441 | EF001758 | EV003714 | 9.0
CAPRI | ADCCN4003M110SSN | EC000441 | EF004191 | Non | 9.0
CAPRI | ADCCN4003M110SSN | EC000441 | EF004685 | Non | 9.0
CAPRI | ADCCN4003M110SSN | EC000441 | EF005004 | Non | 9.0
CAPRI | ADCCN4003M110SSN | EC000441 | EF005049 | Non | 9.0
CAPRI | ADCCN4003M110SSN | EC000441 | EF005337 | Non | 9.0
CAPRI | ADCCN4003M110SSN | EC000441 | EF012184 | Non | 9.0
CAPRI | ADCCN4003M110SSN | EC000441 | EF012547 | Non | 9.0
CAPRI | ADCCN4003M110SSN | EC000441 | EF024919 | Non | 9.0
CAPRI | ADCCN4003N400NPN | EC000441 | EF000025 | Non | 9.0
CAPRI | ADCCN4003N400NPN | EC000441 | EF000084 | Non | 9.0
CAPRI | ADCCN4003N400NPN | EC000441 | EF000734 | Non | 9.0
CAPRI | ADCCN4003N400NPN | EC000441 | EF000878 | Non | 9.0
CAPRI | ADCCN4003N400NPN | EC000441 | EF000881 | Non | 9.0
CAPRI | ADCCN4003N400NPN | EC000441 | EF001062 | Non | 9.0
CAPRI | ADCCN4003N400NPN | EC000441 | EF001210 | Non | 9.0
CAPRI | ADCCN4003N400NPN | EC000441 | EF001758 | EV003714 | 9.0
CAPRI | ADCCN4003N400NPN | EC000441 | EF004191 | Non | 9.0
CAPRI | ADCCN4003N400NPN | EC000441 | EF004685 | Non | 9.0
CAPRI | ADCCN4003N400NPN | EC000441 | EF005004 | Non | 9.0
CAPRI | ADCCN4003N400NPN | EC000441 | EF005049 | Non | 9.0
CAPRI | ADCCN4003N400NPN | EC000441 | EF005337 | Non | 9.0
CAPRI | ADCCN4003N400NPN | EC000441 | EF012184 | Non | 9.0
CAPRI | ADCCN4003N400NPN | EC000441 | EF012547 | Non | 9.0
CAPRI | ADCCN4003N400NPN | EC000441 | EF024919 | Non | 9.0
CAPRI | ADCCN4003N400SSN | EC000441 | EF000025 | Non | 9.0
CAPRI | ADCCN4003N400SSN | EC000441 | EF000084 | Non | 9.0
CAPRI | ADCCN4003N400SSN | EC000441 | EF000734 | Non | 9.0
CAPRI | ADCCN4003N400SSN | EC000441 | EF000878 | Non | 9.0
CAPRI | ADCCN4003N400SSN | EC000441 | EF000881 | Non | 9.0
CAPRI | ADCCN4003N400SSN | EC000441 | EF001062 | Non | 9.0
CAPRI | ADCCN4003N400SSN | EC000441 | EF001210 | Non | 9.0
CAPRI | ADCCN4003N400SSN | EC000441 | EF001758 | EV003714 | 9.0
CAPRI | ADCCN4003N400SSN | EC000441 | EF004191 | Non | 9.0
CAPRI | ADCCN4003N400SSN | EC000441 | EF004685 | Non | 9.0
CAPRI | ADCCN4003N400SSN | EC000441 | EF005004 | Non | 9.0
CAPRI | ADCCN4003N400SSN | EC000441 | EF005049 | Non | 9.0
CAPRI | ADCCN4003N400SSN | EC000441 | EF005337 | Non | 9.0
CAPRI | ADCCN4003N400SSN | EC000441 | EF012184 | Non | 9.0
CAPRI | ADCCN4003N400SSN | EC000441 | EF012547 | Non | 9.0
CAPRI | ADCCN4003N400SSN | EC000441 | EF024919 | Non | 9.0
CAPRI | ADCSM200M20NPN | EC000441 | EF000025 | Non | 9.0
CAPRI | ADCSM200M20NPN | EC000441 | EF000084 | Non | 9.0
CAPRI | ADCSM200M20NPN | EC000441 | EF000734 | Non | 9.0
CAPRI | ADCSM200M20NPN | EC000441 | EF000878 | Non | 9.0
CAPRI | ADCSM200M20NPN | EC000441 | EF000881 | Non | 9.0
CAPRI | ADCSM200M20NPN | EC000441 | EF001062 | Non | 9.0
CAPRI | ADCSM200M20NPN | EC000441 | EF001210 | Non | 9.0
CAPRI | ADCSM200M20NPN | EC000441 | EF001758 | EV003712 | 9.0
CAPRI | ADCSM200M20NPN | EC000441 | EF004191 | Non | 9.0
CAPRI | ADCSM200M20NPN | EC000441 | EF004685 | Non | 9.0
CAPRI | ADCSM200M20NPN | EC000441 | EF005004 | Non | 9.0
CAPRI | ADCSM200M20NPN | EC000441 | EF005049 | Non | 9.0
CAPRI | ADCSM200M20NPN | EC000441 | EF005337 | Non | 9.0
CAPRI | ADCSM200M20NPN | EC000441 | EF012184 | Non | 9.0
CAPRI | ADCSM200M20NPN | EC000441 | EF012547 | Non | 9.0
CAPRI | ADCSM200M20NPN | EC000441 | EF024919 | Non | 9.0
CAPRI | ADCSM200M20SSN | EC000441 | EF000025 | Non | 9.0
CAPRI | ADCSM200M20SSN | EC000441 | EF000084 | Non | 9.0
CAPRI | ADCSM200M20SSN | EC000441 | EF000734 | Non | 9.0
CAPRI | ADCSM200M20SSN | EC000441 | EF000878 | Non | 9.0
CAPRI | ADCSM200M20SSN | EC000441 | EF000881 | Non | 9.0
CAPRI | ADCSM200M20SSN | EC000441 | EF001062 | Non | 9.0
CAPRI | ADCSM200M20SSN | EC000441 | EF001210 | Non | 9.0
CAPRI | ADCSM200M20SSN | EC000441 | EF001758 | EV003712 | 9.0
CAPRI | ADCSM200M20SSN | EC000441 | EF004191 | Non | 9.0
CAPRI | ADCSM200M20SSN | EC000441 | EF004685 | Non | 9.0
CAPRI | ADCSM200M20SSN | EC000441 | EF005004 | Non | 9.0
CAPRI | ADCSM200M20SSN | EC000441 | EF005049 | Non | 9.0
CAPRI | ADCSM200M20SSN | EC000441 | EF005337 | Non | 9.0
CAPRI | ADCSM200M20SSN | EC000441 | EF012184 | Non | 9.0
CAPRI | ADCSM200M20SSN | EC000441 | EF012547 | Non | 9.0
CAPRI | ADCSM200M20SSN | EC000441 | EF024919 | Non | 9.0
CAPRI | ADCSM200N050NPN | EC000441 | EF000025 | Non | 9.0
CAPRI | ADCSM200N050NPN | EC000441 | EF000084 | Non | 9.0
CAPRI | ADCSM200N050NPN | EC000441 | EF000734 | Non | 9.0
CAPRI | ADCSM200N050NPN | EC000441 | EF000878 | Non | 9.0
CAPRI | ADCSM200N050NPN | EC000441 | EF000881 | Non | 9.0
CAPRI | ADCSM200N050NPN | EC000441 | EF001062 | Non | 9.0
CAPRI | ADCSM200N050NPN | EC000441 | EF001210 | Non | 9.0
CAPRI | ADCSM200N050NPN | EC000441 | EF001758 | EV003712 | 9.0
CAPRI | ADCSM200N050NPN | EC000441 | EF004191 | Non | 9.0
CAPRI | ADCSM200N050NPN | EC000441 | EF004685 | Non | 9.0
CAPRI | ADCSM200N050NPN | EC000441 | EF005004 | Non | 9.0
CAPRI | ADCSM200N050NPN | EC000441 | EF005049 | Non | 9.0
CAPRI | ADCSM200N050NPN | EC000441 | EF005337 | Non | 9.0
CAPRI | ADCSM200N050NPN | EC000441 | EF012184 | Non | 9.0
CAPRI | ADCSM200N050NPN | EC000441 | EF012547 | Non | 9.0
CAPRI | ADCSM200N050NPN | EC000441 | EF024919 | Non | 9.0
CAPRI | ADCSM200N050SSN | EC000441 | EF000025 | Non | 9.0
CAPRI | ADCSM200N050SSN | EC000441 | EF000084 | Non | 9.0
CAPRI | ADCSM200N050SSN | EC000441 | EF000734 | Non | 9.0
CAPRI | ADCSM200N050SSN | EC000441 | EF000878 | Non | 9.0
CAPRI | ADCSM200N050SSN | EC000441 | EF000881 | Non | 9.0
CAPRI | ADCSM200N050SSN | EC000441 | EF001062 | Non | 9.0
CAPRI | ADCSM200N050SSN | EC000441 | EF001210 | Non | 9.0
CAPRI | ADCSM200N050SSN | EC000441 | EF001758 | EV003712 | 9.0
CAPRI | ADCSM200N050SSN | EC000441 | EF004191 | Non | 9.0
CAPRI | ADCSM200N050SSN | EC000441 | EF004685 | Non | 9.0
CAPRI | ADCSM200N050SSN | EC000441 | EF005004 | Non | 9.0
CAPRI | ADCSM200N050SSN | EC000441 | EF005049 | Non | 9.0
CAPRI | ADCSM200N050SSN | EC000441 | EF005337 | Non | 9.0
CAPRI | ADCSM200N050SSN | EC000441 | EF012184 | Non | 9.0
CAPRI | ADCSM200N050SSN | EC000441 | EF012547 | Non | 9.0
CAPRI | ADCSM200N050SSN | EC000441 | EF024919 | Non | 9.0
CAPRI | ADCSM201M20NPN | EC000441 | EF000025 | Non | 9.0
CAPRI | ADCSM201M20NPN | EC000441 | EF000084 | Non | 9.0
CAPRI | ADCSM201M20NPN | EC000441 | EF000734 | Non | 9.0
CAPRI | ADCSM201M20NPN | EC000441 | EF000878 | Non | 9.0
CAPRI | ADCSM201M20NPN | EC000441 | EF000881 | Non | 9.0
CAPRI | ADCSM201M20NPN | EC000441 | EF001062 | Non | 9.0
CAPRI | ADCSM201M20NPN | EC000441 | EF001210 | Non | 9.0
CAPRI | ADCSM201M20NPN | EC000441 | EF001758 | EV003712 | 9.0
CAPRI | ADCSM201M20NPN | EC000441 | EF004191 | Non | 9.0
CAPRI | ADCSM201M20NPN | EC000441 | EF004685 | Non | 9.0
CAPRI | ADCSM201M20NPN | EC000441 | EF005004 | Non | 9.0
CAPRI | ADCSM201M20NPN | EC000441 | EF005049 | Non | 9.0
CAPRI | ADCSM201M20NPN | EC000441 | EF005337 | Non | 9.0
CAPRI | ADCSM201M20NPN | EC000441 | EF012184 | Non | 9.0
CAPRI | ADCSM201M20NPN | EC000441 | EF012547 | Non | 9.0
CAPRI | ADCSM201M20NPN | EC000441 | EF024919 | Non | 9.0
CAPRI | ADCSM201M20SSN | EC000441 | EF000025 | Non | 9.0
CAPRI | ADCSM201M20SSN | EC000441 | EF000084 | Non | 9.0
CAPRI | ADCSM201M20SSN | EC000441 | EF000734 | Non | 9.0
CAPRI | ADCSM201M20SSN | EC000441 | EF000878 | Non | 9.0
CAPRI | ADCSM201M20SSN | EC000441 | EF000881 | Non | 9.0
CAPRI | ADCSM201M20SSN | EC000441 | EF001062 | Non | 9.0
CAPRI | ADCSM201M20SSN | EC000441 | EF001210 | Non | 9.0
CAPRI | ADCSM201M20SSN | EC000441 | EF001758 | EV003712 | 9.0
CAPRI | ADCSM201M20SSN | EC000441 | EF004191 | Non | 9.0
CAPRI | ADCSM201M20SSN | EC000441 | EF004685 | Non | 9.0
CAPRI | ADCSM201M20SSN | EC000441 | EF005004 | Non | 9.0
CAPRI | ADCSM201M20SSN | EC000441 | EF005049 | Non | 9.0
CAPRI | ADCSM201M20SSN | EC000441 | EF005337 | Non | 9.0
CAPRI | ADCSM201M20SSN | EC000441 | EF012184 | Non | 9.0
CAPRI | ADCSM201M20SSN | EC000441 | EF012547 | Non | 9.0
CAPRI | ADCSM201M20SSN | EC000441 | EF024919 | Non | 9.0
CAPRI | ADCSM201N050NPN | EC000441 | EF000025 | Non | 9.0
CAPRI | ADCSM201N050NPN | EC000441 | EF000084 | Non | 9.0
CAPRI | ADCSM201N050NPN | EC000441 | EF000734 | Non | 9.0
CAPRI | ADCSM201N050NPN | EC000441 | EF000878 | Non | 9.0
CAPRI | ADCSM201N050NPN | EC000441 | EF000881 | Non | 9.0
CAPRI | ADCSM201N050NPN | EC000441 | EF001062 | Non | 9.0
CAPRI | ADCSM201N050NPN | EC000441 | EF001210 | Non | 9.0
CAPRI | ADCSM201N050NPN | EC000441 | EF001758 | EV003712 | 9.0
CAPRI | ADCSM201N050NPN | EC000441 | EF004191 | Non | 9.0
CAPRI | ADCSM201N050NPN | EC000441 | EF004685 | Non | 9.0
CAPRI | ADCSM201N050NPN | EC000441 | EF005004 | Non | 9.0
CAPRI | ADCSM201N050NPN | EC000441 | EF005049 | Non | 9.0
CAPRI | ADCSM201N050NPN | EC000441 | EF005337 | Non | 9.0
CAPRI | ADCSM201N050NPN | EC000441 | EF012184 | Non | 9.0
CAPRI | ADCSM201N050NPN | EC000441 | EF012547 | Non | 9.0
CAPRI | ADCSM201N050NPN | EC000441 | EF024919 | Non | 9.0
CAPRI | ADCSM201N050SSN | EC000441 | EF000025 | Non | 9.0
CAPRI | ADCSM201N050SSN | EC000441 | EF000084 | Non | 9.0
CAPRI | ADCSM201N050SSN | EC000441 | EF000734 | Non | 9.0
CAPRI | ADCSM201N050SSN | EC000441 | EF000878 | Non | 9.0
CAPRI | ADCSM201N050SSN | EC000441 | EF000881 | Non | 9.0
CAPRI | ADCSM201N050SSN | EC000441 | EF001062 | Non | 9.0
CAPRI | ADCSM201N050SSN | EC000441 | EF001210 | Non | 9.0
CAPRI | ADCSM201N050SSN | EC000441 | EF001758 | EV003712 | 9.0
CAPRI | ADCSM201N050SSN | EC000441 | EF004191 | Non | 9.0
CAPRI | ADCSM201N050SSN | EC000441 | EF004685 | Non | 9.0
CAPRI | ADCSM201N050SSN | EC000441 | EF005004 | Non | 9.0
CAPRI | ADCSM201N050SSN | EC000441 | EF005049 | Non | 9.0
CAPRI | ADCSM201N050SSN | EC000441 | EF005337 | Non | 9.0
CAPRI | ADCSM201N050SSN | EC000441 | EF012184 | Non | 9.0
CAPRI | ADCSM201N050SSN | EC000441 | EF012547 | Non | 9.0
CAPRI | ADCSM201N050SSN | EC000441 | EF024919 | Non | 9.0
CAPRI | ADCSM202M20NPN | EC000441 | EF000025 | Non | 9.0
CAPRI | ADCSM202M20NPN | EC000441 | EF000084 | Non | 9.0
CAPRI | ADCSM202M20NPN | EC000441 | EF000734 | Non | 9.0
CAPRI | ADCSM202M20NPN | EC000441 | EF000878 | Non | 9.0
CAPRI | ADCSM202M20NPN | EC000441 | EF000881 | Non | 9.0
CAPRI | ADCSM202M20NPN | EC000441 | EF001062 | Non | 9.0
CAPRI | ADCSM202M20NPN | EC000441 | EF001210 | Non | 9.0
CAPRI | ADCSM202M20NPN | EC000441 | EF001758 | EV003712 | 9.0
CAPRI | ADCSM202M20NPN | EC000441 | EF004191 | Non | 9.0
CAPRI | ADCSM202M20NPN | EC000441 | EF004685 | Non | 9.0
CAPRI | ADCSM202M20NPN | EC000441 | EF005004 | Non | 9.0
CAPRI | ADCSM202M20NPN | EC000441 | EF005049 | Non | 9.0
CAPRI | ADCSM202M20NPN | EC000441 | EF005337 | Non | 9.0
CAPRI | ADCSM202M20NPN | EC000441 | EF012184 | Non | 9.0
CAPRI | ADCSM202M20NPN | EC000441 | EF012547 | Non | 9.0
CAPRI | ADCSM202M20NPN | EC000441 | EF024919 | Non | 9.0
CAPRI | ADCSM202M20SSN | EC000441 | EF000025 | Non | 9.0
CAPRI | ADCSM202M20SSN | EC000441 | EF000084 | Non | 9.0
CAPRI | ADCSM202M20SSN | EC000441 | EF000734 | Non | 9.0
CAPRI | ADCSM202M20SSN | EC000441 | EF000878 | Non | 9.0
CAPRI | ADCSM202M20SSN | EC000441 | EF000881 | Non | 9.0
CAPRI | ADCSM202M20SSN | EC000441 | EF001062 | Non | 9.0
CAPRI | ADCSM202M20SSN | EC000441 | EF001210 | Non | 9.0
CAPRI | ADCSM202M20SSN | EC000441 | EF001758 | EV003712 | 9.0
CAPRI | ADCSM202M20SSN | EC000441 | EF004191 | Non | 9.0
CAPRI | ADCSM202M20SSN | EC000441 | EF004685 | Non | 9.0
CAPRI | ADCSM202M20SSN | EC000441 | EF005004 | Non | 9.0
CAPRI | ADCSM202M20SSN | EC000441 | EF005049 | Non | 9.0
CAPRI | ADCSM202M20SSN | EC000441 | EF005337 | Non | 9.0
CAPRI | ADCSM202M20SSN | EC000441 | EF012184 | Non | 9.0
CAPRI | ADCSM202M20SSN | EC000441 | EF012547 | Non | 9.0
CAPRI | ADCSM202M20SSN | EC000441 | EF024919 | Non | 9.0
CAPRI | ADCSM202N050NPN | EC000441 | EF000025 | Non | 9.0
CAPRI | ADCSM202N050NPN | EC000441 | EF000084 | Non | 9.0
CAPRI | ADCSM202N050NPN | EC000441 | EF000734 | Non | 9.0
CAPRI | ADCSM202N050NPN | EC000441 | EF000878 | Non | 9.0
CAPRI | ADCSM202N050NPN | EC000441 | EF000881 | Non | 9.0
CAPRI | ADCSM202N050NPN | EC000441 | EF001062 | Non | 9.0
CAPRI | ADCSM202N050NPN | EC000441 | EF001210 | Non | 9.0
CAPRI | ADCSM202N050NPN | EC000441 | EF001758 | EV003712 | 9.0
CAPRI | ADCSM202N050NPN | EC000441 | EF004191 | Non | 9.0
CAPRI | ADCSM202N050NPN | EC000441 | EF004685 | Non | 9.0
CAPRI | ADCSM202N050NPN | EC000441 | EF005004 | Non | 9.0
CAPRI | ADCSM202N050NPN | EC000441 | EF005049 | Non | 9.0
CAPRI | ADCSM202N050NPN | EC000441 | EF005337 | Non | 9.0
CAPRI | ADCSM202N050NPN | EC000441 | EF012184 | Non | 9.0
CAPRI | ADCSM202N050NPN | EC000441 | EF012547 | Non | 9.0
CAPRI | ADCSM202N050NPN | EC000441 | EF024919 | Non | 9.0
CAPRI | ADCSM202N050SSN | EC000441 | EF000025 | Non | 9.0
CAPRI | ADCSM202N050SSN | EC000441 | EF000084 | Non | 9.0
CAPRI | ADCSM202N050SSN | EC000441 | EF000734 | Non | 9.0
CAPRI | ADCSM202N050SSN | EC000441 | EF000878 | Non | 9.0
CAPRI | ADCSM202N050SSN | EC000441 | EF000881 | Non | 9.0
CAPRI | ADCSM202N050SSN | EC000441 | EF001062 | Non | 9.0
CAPRI | ADCSM202N050SSN | EC000441 | EF001210 | Non | 9.0
CAPRI | ADCSM202N050SSN | EC000441 | EF001758 | EV003712 | 9.0
CAPRI | ADCSM202N050SSN | EC000441 | EF004191 | Non | 9.0
CAPRI | ADCSM202N050SSN | EC000441 | EF004685 | Non | 9.0
CAPRI | ADCSM202N050SSN | EC000441 | EF005004 | Non | 9.0
CAPRI | ADCSM202N050SSN | EC000441 | EF005049 | Non | 9.0
CAPRI | ADCSM202N050SSN | EC000441 | EF005337 | Non | 9.0
CAPRI | ADCSM202N050SSN | EC000441 | EF012184 | Non | 9.0
CAPRI | ADCSM202N050SSN | EC000441 | EF012547 | Non | 9.0
CAPRI | ADCSM202N050SSN | EC000441 | EF024919 | Non | 9.0
CAPRI | ADCSM203M20NPN | EC000441 | EF000025 | Non | 9.0
CAPRI | ADCSM203M20NPN | EC000441 | EF000084 | Non | 9.0
CAPRI | ADCSM203M20NPN | EC000441 | EF000734 | Non | 9.0
CAPRI | ADCSM203M20NPN | EC000441 | EF000878 | Non | 9.0
CAPRI | ADCSM203M20NPN | EC000441 | EF000881 | Non | 9.0
CAPRI | ADCSM203M20NPN | EC000441 | EF001062 | Non | 9.0
CAPRI | ADCSM203M20NPN | EC000441 | EF001210 | Non | 9.0
CAPRI | ADCSM203M20NPN | EC000441 | EF001758 | EV003712 | 9.0
CAPRI | ADCSM203M20NPN | EC000441 | EF004191 | Non | 9.0
CAPRI | ADCSM203M20NPN | EC000441 | EF004685 | Non | 9.0
CAPRI | ADCSM203M20NPN | EC000441 | EF005004 | Non | 9.0
CAPRI | ADCSM203M20NPN | EC000441 | EF005049 | Non | 9.0
CAPRI | ADCSM203M20NPN | EC000441 | EF005337 | Non | 9.0
CAPRI | ADCSM203M20NPN | EC000441 | EF012184 | Non | 9.0
CAPRI | ADCSM203M20NPN | EC000441 | EF012547 | Non | 9.0
CAPRI | ADCSM203M20NPN | EC000441 | EF024919 | Non | 9.0
CAPRI | ADCSM203M20SSN | EC000441 | EF000025 | Non | 9.0
CAPRI | ADCSM203M20SSN | EC000441 | EF000084 | Non | 9.0
CAPRI | ADCSM203M20SSN | EC000441 | EF000734 | Non | 9.0
CAPRI | ADCSM203M20SSN | EC000441 | EF000878 | Non | 9.0
CAPRI | ADCSM203M20SSN | EC000441 | EF000881 | Non | 9.0
CAPRI | ADCSM203M20SSN | EC000441 | EF001062 | Non | 9.0
CAPRI | ADCSM203M20SSN | EC000441 | EF001210 | Non | 9.0
CAPRI | ADCSM203M20SSN | EC000441 | EF001758 | EV003712 | 9.0
CAPRI | ADCSM203M20SSN | EC000441 | EF004191 | Non | 9.0
CAPRI | ADCSM203M20SSN | EC000441 | EF004685 | Non | 9.0
CAPRI | ADCSM203M20SSN | EC000441 | EF005004 | Non | 9.0
CAPRI | ADCSM203M20SSN | EC000441 | EF005049 | Non | 9.0
CAPRI | ADCSM203M20SSN | EC000441 | EF005337 | Non | 9.0
CAPRI | ADCSM203M20SSN | EC000441 | EF012184 | Non | 9.0
CAPRI | ADCSM203M20SSN | EC000441 | EF012547 | Non | 9.0
CAPRI | ADCSM203M20SSN | EC000441 | EF024919 | Non | 9.0
CAPRI | ADCSM203M25NPN | EC000441 | EF000025 | Non | 9.0
CAPRI | ADCSM203M25NPN | EC000441 | EF000084 | Non | 9.0
CAPRI | ADCSM203M25NPN | EC000441 | EF000734 | Non | 9.0
CAPRI | ADCSM203M25NPN | EC000441 | EF000878 | Non | 9.0
CAPRI | ADCSM203M25NPN | EC000441 | EF000881 | Non | 9.0
CAPRI | ADCSM203M25NPN | EC000441 | EF001062 | Non | 9.0
CAPRI | ADCSM203M25NPN | EC000441 | EF001210 | Non | 9.0
CAPRI | ADCSM203M25NPN | EC000441 | EF001758 | EV003712 | 9.0
CAPRI | ADCSM203M25NPN | EC000441 | EF004191 | Non | 9.0
CAPRI | ADCSM203M25NPN | EC000441 | EF004685 | Non | 9.0
CAPRI | ADCSM203M25NPN | EC000441 | EF005004 | Non | 9.0
CAPRI | ADCSM203M25NPN | EC000441 | EF005049 | Non | 9.0
CAPRI | ADCSM203M25NPN | EC000441 | EF005337 | Non | 9.0
CAPRI | ADCSM203M25NPN | EC000441 | EF012184 | Non | 9.0
CAPRI | ADCSM203M25NPN | EC000441 | EF012547 | Non | 9.0
CAPRI | ADCSM203M25NPN | EC000441 | EF024919 | Non | 9.0
CAPRI | ADCSM203M25SSN | EC000441 | EF000025 | Non | 9.0
CAPRI | ADCSM203M25SSN | EC000441 | EF000084 | Non | 9.0
CAPRI | ADCSM203M25SSN | EC000441 | EF000734 | Non | 9.0
CAPRI | ADCSM203M25SSN | EC000441 | EF000878 | Non | 9.0
CAPRI | ADCSM203M25SSN | EC000441 | EF000881 | Non | 9.0
CAPRI | ADCSM203M25SSN | EC000441 | EF001062 | Non | 9.0
CAPRI | ADCSM203M25SSN | EC000441 | EF001210 | Non | 9.0
CAPRI | ADCSM203M25SSN | EC000441 | EF001758 | EV003712 | 9.0
CAPRI | ADCSM203M25SSN | EC000441 | EF004191 | Non | 9.0
CAPRI | ADCSM203M25SSN | EC000441 | EF004685 | Non | 9.0
CAPRI | ADCSM203M25SSN | EC000441 | EF005004 | Non | 9.0
CAPRI | ADCSM203M25SSN | EC000441 | EF005049 | Non | 9.0
CAPRI | ADCSM203M25SSN | EC000441 | EF005337 | Non | 9.0
CAPRI | ADCSM203M25SSN | EC000441 | EF012184 | Non | 9.0
CAPRI | ADCSM203M25SSN | EC000441 | EF012547 | Non | 9.0
CAPRI | ADCSM203M25SSN | EC000441 | EF024919 | Non | 9.0
CAPRI | ADCSM203N050NPN | EC000441 | EF000025 | Non | 9.0
CAPRI | ADCSM203N050NPN | EC000441 | EF000084 | Non | 9.0
CAPRI | ADCSM203N050NPN | EC000441 | EF000734 | Non | 9.0
CAPRI | ADCSM203N050NPN | EC000441 | EF000878 | Non | 9.0
CAPRI | ADCSM203N050NPN | EC000441 | EF000881 | Non | 9.0
CAPRI | ADCSM203N050NPN | EC000441 | EF001062 | Non | 9.0
CAPRI | ADCSM203N050NPN | EC000441 | EF001210 | Non | 9.0
CAPRI | ADCSM203N050NPN | EC000441 | EF001758 | EV003712 | 9.0
CAPRI | ADCSM203N050NPN | EC000441 | EF004191 | Non | 9.0
CAPRI | ADCSM203N050NPN | EC000441 | EF004685 | Non | 9.0
CAPRI | ADCSM203N050NPN | EC000441 | EF005004 | Non | 9.0
CAPRI | ADCSM203N050NPN | EC000441 | EF005049 | Non | 9.0
CAPRI | ADCSM203N050NPN | EC000441 | EF005337 | Non | 9.0
CAPRI | ADCSM203N050NPN | EC000441 | EF012184 | Non | 9.0
CAPRI | ADCSM203N050NPN | EC000441 | EF012547 | Non | 9.0
CAPRI | ADCSM203N050NPN | EC000441 | EF024919 | Non | 9.0
CAPRI | ADCSM203N050SSN | EC000441 | EF000025 | Non | 9.0
CAPRI | ADCSM203N050SSN | EC000441 | EF000084 | Non | 9.0
CAPRI | ADCSM203N050SSN | EC000441 | EF000734 | Non | 9.0
CAPRI | ADCSM203N050SSN | EC000441 | EF000878 | Non | 9.0
CAPRI | ADCSM203N050SSN | EC000441 | EF000881 | Non | 9.0
CAPRI | ADCSM203N050SSN | EC000441 | EF001062 | Non | 9.0
CAPRI | ADCSM203N050SSN | EC000441 | EF001210 | Non | 9.0
CAPRI | ADCSM203N050SSN | EC000441 | EF001758 | EV003712 | 9.0
CAPRI | ADCSM203N050SSN | EC000441 | EF004191 | Non | 9.0
CAPRI | ADCSM203N050SSN | EC000441 | EF004685 | Non | 9.0
CAPRI | ADCSM203N050SSN | EC000441 | EF005004 | Non | 9.0
CAPRI | ADCSM203N050SSN | EC000441 | EF005049 | Non | 9.0
CAPRI | ADCSM203N050SSN | EC000441 | EF005337 | Non | 9.0
CAPRI | ADCSM203N050SSN | EC000441 | EF012184 | Non | 9.0
CAPRI | ADCSM203N050SSN | EC000441 | EF012547 | Non | 9.0
CAPRI | ADCSM203N050SSN | EC000441 | EF024919 | Non | 9.0
CAPRI | ADCSM203N075NPN | EC000441 | EF000025 | Non | 9.0
CAPRI | ADCSM203N075NPN | EC000441 | EF000084 | Non | 9.0
CAPRI | ADCSM203N075NPN | EC000441 | EF000734 | Non | 9.0
CAPRI | ADCSM203N075NPN | EC000441 | EF000878 | Non | 9.0
CAPRI | ADCSM203N075NPN | EC000441 | EF000881 | Non | 9.0
CAPRI | ADCSM203N075NPN | EC000441 | EF001062 | Non | 9.0
CAPRI | ADCSM203N075NPN | EC000441 | EF001210 | Non | 9.0
CAPRI | ADCSM203N075NPN | EC000441 | EF001758 | EV003712 | 9.0
CAPRI | ADCSM203N075NPN | EC000441 | EF004191 | Non | 9.0
CAPRI | ADCSM203N075NPN | EC000441 | EF004685 | Non | 9.0
CAPRI | ADCSM203N075NPN | EC000441 | EF005004 | Non | 9.0
CAPRI | ADCSM203N075NPN | EC000441 | EF005049 | Non | 9.0
CAPRI | ADCSM203N075NPN | EC000441 | EF005337 | Non | 9.0
CAPRI | ADCSM203N075NPN | EC000441 | EF012184 | Non | 9.0
CAPRI | ADCSM203N075NPN | EC000441 | EF012547 | Non | 9.0
CAPRI | ADCSM203N075NPN | EC000441 | EF024919 | Non | 9.0
CAPRI | ADCSM203N075SSN | EC000441 | EF000025 | Non | 9.0
CAPRI | ADCSM203N075SSN | EC000441 | EF000084 | Non | 9.0
CAPRI | ADCSM203N075SSN | EC000441 | EF000734 | Non | 9.0
CAPRI | ADCSM203N075SSN | EC000441 | EF000878 | Non | 9.0
CAPRI | ADCSM203N075SSN | EC000441 | EF000881 | Non | 9.0
CAPRI | ADCSM203N075SSN | EC000441 | EF001062 | Non | 9.0
CAPRI | ADCSM203N075SSN | EC000441 | EF001210 | Non | 9.0
CAPRI | ADCSM203N075SSN | EC000441 | EF001758 | EV003712 | 9.0
CAPRI | ADCSM203N075SSN | EC000441 | EF004191 | Non | 9.0
CAPRI | ADCSM203N075SSN | EC000441 | EF004685 | Non | 9.0
CAPRI | ADCSM203N075SSN | EC000441 | EF005004 | Non | 9.0
CAPRI | ADCSM203N075SSN | EC000441 | EF005049 | Non | 9.0
CAPRI | ADCSM203N075SSN | EC000441 | EF005337 | Non | 9.0
CAPRI | ADCSM203N075SSN | EC000441 | EF012184 | Non | 9.0
CAPRI | ADCSM203N075SSN | EC000441 | EF012547 | Non | 9.0
CAPRI | ADCSM203N075SSN | EC000441 | EF024919 | Non | 9.0
CAPRI | ADCSM252M25NPN | EC000441 | EF000025 | Non | 9.0
CAPRI | ADCSM252M25NPN | EC000441 | EF000084 | Non | 9.0
CAPRI | ADCSM252M25NPN | EC000441 | EF000734 | Non | 9.0
CAPRI | ADCSM252M25NPN | EC000441 | EF000878 | Non | 9.0
CAPRI | ADCSM252M25NPN | EC000441 | EF000881 | Non | 9.0
CAPRI | ADCSM252M25NPN | EC000441 | EF001062 | Non | 9.0
CAPRI | ADCSM252M25NPN | EC000441 | EF001210 | Non | 9.0
CAPRI | ADCSM252M25NPN | EC000441 | EF001758 | EV003712 | 9.0
CAPRI | ADCSM252M25NPN | EC000441 | EF004191 | Non | 9.0
CAPRI | ADCSM252M25NPN | EC000441 | EF004685 | Non | 9.0
CAPRI | ADCSM252M25NPN | EC000441 | EF005004 | Non | 9.0
CAPRI | ADCSM252M25NPN | EC000441 | EF005049 | Non | 9.0
CAPRI | ADCSM252M25NPN | EC000441 | EF005337 | Non | 9.0
CAPRI | ADCSM252M25NPN | EC000441 | EF012184 | Non | 9.0
CAPRI | ADCSM252M25NPN | EC000441 | EF012547 | Non | 9.0
CAPRI | ADCSM252M25NPN | EC000441 | EF024919 | Non | 9.0
CAPRI | ADCSM252M25SSN | EC000441 | EF000025 | Non | 9.0
CAPRI | ADCSM252M25SSN | EC000441 | EF000084 | Non | 9.0
CAPRI | ADCSM252M25SSN | EC000441 | EF000734 | Non | 9.0
CAPRI | ADCSM252M25SSN | EC000441 | EF000878 | Non | 9.0
CAPRI | ADCSM252M25SSN | EC000441 | EF000881 | Non | 9.0
CAPRI | ADCSM252M25SSN | EC000441 | EF001062 | Non | 9.0
CAPRI | ADCSM252M25SSN | EC000441 | EF001210 | Non | 9.0
CAPRI | ADCSM252M25SSN | EC000441 | EF001758 | EV003712 | 9.0
CAPRI | ADCSM252M25SSN | EC000441 | EF004191 | Non | 9.0
CAPRI | ADCSM252M25SSN | EC000441 | EF004685 | Non | 9.0
CAPRI | ADCSM252M25SSN | EC000441 | EF005004 | Non | 9.0
CAPRI | ADCSM252M25SSN | EC000441 | EF005049 | Non | 9.0
CAPRI | ADCSM252M25SSN | EC000441 | EF005337 | Non | 9.0
CAPRI | ADCSM252M25SSN | EC000441 | EF012184 | Non | 9.0
CAPRI | ADCSM252M25SSN | EC000441 | EF012547 | Non | 9.0
CAPRI | ADCSM252M25SSN | EC000441 | EF024919 | Non | 9.0
CAPRI | ADCSM252N075NPN | EC000441 | EF000025 | Non | 9.0
CAPRI | ADCSM252N075NPN | EC000441 | EF000084 | Non | 9.0
CAPRI | ADCSM252N075NPN | EC000441 | EF000734 | Non | 9.0
CAPRI | ADCSM252N075NPN | EC000441 | EF000878 | Non | 9.0
CAPRI | ADCSM252N075NPN | EC000441 | EF000881 | Non | 9.0
CAPRI | ADCSM252N075NPN | EC000441 | EF001062 | Non | 9.0
CAPRI | ADCSM252N075NPN | EC000441 | EF001210 | Non | 9.0
CAPRI | ADCSM252N075NPN | EC000441 | EF001758 | EV003712 | 9.0
CAPRI | ADCSM252N075NPN | EC000441 | EF004191 | Non | 9.0
CAPRI | ADCSM252N075NPN | EC000441 | EF004685 | Non | 9.0
CAPRI | ADCSM252N075NPN | EC000441 | EF005004 | Non | 9.0
CAPRI | ADCSM252N075NPN | EC000441 | EF005049 | Non | 9.0
CAPRI | ADCSM252N075NPN | EC000441 | EF005337 | Non | 9.0
CAPRI | ADCSM252N075NPN | EC000441 | EF012184 | Non | 9.0
CAPRI | ADCSM252N075NPN | EC000441 | EF012547 | Non | 9.0
CAPRI | ADCSM252N075NPN | EC000441 | EF024919 | Non | 9.0
CAPRI | ADCSM252N075SSN | EC000441 | EF000025 | Non | 9.0
CAPRI | ADCSM252N075SSN | EC000441 | EF000084 | Non | 9.0
CAPRI | ADCSM252N075SSN | EC000441 | EF000734 | Non | 9.0
CAPRI | ADCSM252N075SSN | EC000441 | EF000878 | Non | 9.0
CAPRI | ADCSM252N075SSN | EC000441 | EF000881 | Non | 9.0
CAPRI | ADCSM252N075SSN | EC000441 | EF001062 | Non | 9.0
CAPRI | ADCSM252N075SSN | EC000441 | EF001210 | Non | 9.0
CAPRI | ADCSM252N075SSN | EC000441 | EF001758 | EV003712 | 9.0
CAPRI | ADCSM252N075SSN | EC000441 | EF004191 | Non | 9.0
CAPRI | ADCSM252N075SSN | EC000441 | EF004685 | Non | 9.0
CAPRI | ADCSM252N075SSN | EC000441 | EF005004 | Non | 9.0
CAPRI | ADCSM252N075SSN | EC000441 | EF005049 | Non | 9.0
CAPRI | ADCSM252N075SSN | EC000441 | EF005337 | Non | 9.0
CAPRI | ADCSM252N075SSN | EC000441 | EF012184 | Non | 9.0
CAPRI | ADCSM252N075SSN | EC000441 | EF012547 | Non | 9.0
CAPRI | ADCSM252N075SSN | EC000441 | EF024919 | Non | 9.0
CAPRI | ADCSM253M25NPN | EC000441 | EF000025 | Non | 9.0
CAPRI | ADCSM253M25NPN | EC000441 | EF000084 | Non | 9.0
CAPRI | ADCSM253M25NPN | EC000441 | EF000734 | Non | 9.0
CAPRI | ADCSM253M25NPN | EC000441 | EF000878 | Non | 9.0
CAPRI | ADCSM253M25NPN | EC000441 | EF000881 | Non | 9.0
CAPRI | ADCSM253M25NPN | EC000441 | EF001062 | Non | 9.0
CAPRI | ADCSM253M25NPN | EC000441 | EF001210 | Non | 9.0
CAPRI | ADCSM253M25NPN | EC000441 | EF001758 | EV003712 | 9.0
CAPRI | ADCSM253M25NPN | EC000441 | EF004191 | Non | 9.0
CAPRI | ADCSM253M25NPN | EC000441 | EF004685 | Non | 9.0
CAPRI | ADCSM253M25NPN | EC000441 | EF005004 | Non | 9.0
CAPRI | ADCSM253M25NPN | EC000441 | EF005049 | Non | 9.0
CAPRI | ADCSM253M25NPN | EC000441 | EF005337 | Non | 9.0
CAPRI | ADCSM253M25NPN | EC000441 | EF012184 | Non | 9.0
CAPRI | ADCSM253M25NPN | EC000441 | EF012547 | Non | 9.0
CAPRI | ADCSM253M25NPN | EC000441 | EF024919 | Non | 9.0
CAPRI | ADCSM253M25SSN | EC000441 | EF000025 | Non | 9.0
CAPRI | ADCSM253M25SSN | EC000441 | EF000084 | Non | 9.0
CAPRI | ADCSM253M25SSN | EC000441 | EF000734 | Non | 9.0
CAPRI | ADCSM253M25SSN | EC000441 | EF000878 | Non | 9.0
CAPRI | ADCSM253M25SSN | EC000441 | EF000881 | Non | 9.0
CAPRI | ADCSM253M25SSN | EC000441 | EF001062 | Non | 9.0
CAPRI | ADCSM253M25SSN | EC000441 | EF001210 | Non | 9.0
CAPRI | ADCSM253M25SSN | EC000441 | EF001758 | EV003712 | 9.0
CAPRI | ADCSM253M25SSN | EC000441 | EF004191 | Non | 9.0
CAPRI | ADCSM253M25SSN | EC000441 | EF004685 | Non | 9.0
CAPRI | ADCSM253M25SSN | EC000441 | EF005004 | Non | 9.0
CAPRI | ADCSM253M25SSN | EC000441 | EF005049 | Non | 9.0
CAPRI | ADCSM253M25SSN | EC000441 | EF005337 | Non | 9.0
CAPRI | ADCSM253M25SSN | EC000441 | EF012184 | Non | 9.0
CAPRI | ADCSM253M25SSN | EC000441 | EF012547 | Non | 9.0
CAPRI | ADCSM253M25SSN | EC000441 | EF024919 | Non | 9.0
CAPRI | ADCSM253M25SSNK1 | EC000441 | EF000025 | Non | 9.0
CAPRI | ADCSM253M25SSNK1 | EC000441 | EF000084 | Non | 9.0
CAPRI | ADCSM253M25SSNK1 | EC000441 | EF000734 | Non | 9.0
CAPRI | ADCSM253M25SSNK1 | EC000441 | EF000878 | Non | 9.0
CAPRI | ADCSM253M25SSNK1 | EC000441 | EF000881 | Non | 9.0
CAPRI | ADCSM253M25SSNK1 | EC000441 | EF001062 | Non | 9.0
CAPRI | ADCSM253M25SSNK1 | EC000441 | EF001210 | Non | 9.0
CAPRI | ADCSM253M25SSNK1 | EC000441 | EF004191 | Non | 9.0
CAPRI | ADCSM253M25SSNK1 | EC000441 | EF004685 | Non | 9.0
CAPRI | ADCSM253M25SSNK1 | EC000441 | EF005004 | Non | 9.0
CAPRI | ADCSM253M25SSNK1 | EC000441 | EF005049 | Non | 9.0
CAPRI | ADCSM253M25SSNK1 | EC000441 | EF005337 | Non | 9.0
CAPRI | ADCSM253M25SSNK1 | EC000441 | EF012184 | Non | 9.0
CAPRI | ADCSM253M25SSNK1 | EC000441 | EF012547 | Non | 9.0
CAPRI | ADCSM253M25SSNK1 | EC000441 | EF024919 | Non | 9.0
CAPRI | ADCSM253M32NPN | EC000441 | EF000025 | Non | 9.0
CAPRI | ADCSM253M32NPN | EC000441 | EF000084 | Non | 9.0
CAPRI | ADCSM253M32NPN | EC000441 | EF000734 | Non | 9.0
CAPRI | ADCSM253M32NPN | EC000441 | EF000878 | Non | 9.0
CAPRI | ADCSM253M32NPN | EC000441 | EF000881 | Non | 9.0
CAPRI | ADCSM253M32NPN | EC000441 | EF001062 | Non | 9.0
CAPRI | ADCSM253M32NPN | EC000441 | EF001210 | Non | 9.0
CAPRI | ADCSM253M32NPN | EC000441 | EF001758 | EV003712 | 9.0
CAPRI | ADCSM253M32NPN | EC000441 | EF004191 | Non | 9.0
CAPRI | ADCSM253M32NPN | EC000441 | EF004685 | Non | 9.0
CAPRI | ADCSM253M32NPN | EC000441 | EF005004 | Non | 9.0
CAPRI | ADCSM253M32NPN | EC000441 | EF005049 | Non | 9.0
CAPRI | ADCSM253M32NPN | EC000441 | EF005337 | Non | 9.0
CAPRI | ADCSM253M32NPN | EC000441 | EF012184 | Non | 9.0
CAPRI | ADCSM253M32NPN | EC000441 | EF012547 | Non | 9.0
CAPRI | ADCSM253M32NPN | EC000441 | EF024919 | Non | 9.0
CAPRI | ADCSM253M32SSN | EC000441 | EF000025 | Non | 9.0
CAPRI | ADCSM253M32SSN | EC000441 | EF000084 | Non | 9.0
CAPRI | ADCSM253M32SSN | EC000441 | EF000734 | Non | 9.0
CAPRI | ADCSM253M32SSN | EC000441 | EF000878 | Non | 9.0
CAPRI | ADCSM253M32SSN | EC000441 | EF000881 | Non | 9.0
CAPRI | ADCSM253M32SSN | EC000441 | EF001062 | Non | 9.0
CAPRI | ADCSM253M32SSN | EC000441 | EF001210 | Non | 9.0
CAPRI | ADCSM253M32SSN | EC000441 | EF001758 | EV003712 | 9.0
CAPRI | ADCSM253M32SSN | EC000441 | EF004191 | Non | 9.0
CAPRI | ADCSM253M32SSN | EC000441 | EF004685 | Non | 9.0
CAPRI | ADCSM253M32SSN | EC000441 | EF005004 | Non | 9.0
CAPRI | ADCSM253M32SSN | EC000441 | EF005049 | Non | 9.0
CAPRI | ADCSM253M32SSN | EC000441 | EF005337 | Non | 9.0
CAPRI | ADCSM253M32SSN | EC000441 | EF012184 | Non | 9.0
CAPRI | ADCSM253M32SSN | EC000441 | EF012547 | Non | 9.0
CAPRI | ADCSM253M32SSN | EC000441 | EF024919 | Non | 9.0
CAPRI | ADCSM253N075NPN | EC000441 | EF000025 | Non | 9.0
CAPRI | ADCSM253N075NPN | EC000441 | EF000084 | Non | 9.0
CAPRI | ADCSM253N075NPN | EC000441 | EF000734 | Non | 9.0
CAPRI | ADCSM253N075NPN | EC000441 | EF000878 | Non | 9.0
CAPRI | ADCSM253N075NPN | EC000441 | EF000881 | Non | 9.0
CAPRI | ADCSM253N075NPN | EC000441 | EF001062 | Non | 9.0
CAPRI | ADCSM253N075NPN | EC000441 | EF001210 | Non | 9.0
CAPRI | ADCSM253N075NPN | EC000441 | EF001758 | EV003712 | 9.0
CAPRI | ADCSM253N075NPN | EC000441 | EF004191 | Non | 9.0
CAPRI | ADCSM253N075NPN | EC000441 | EF004685 | Non | 9.0
CAPRI | ADCSM253N075NPN | EC000441 | EF005004 | Non | 9.0
CAPRI | ADCSM253N075NPN | EC000441 | EF005049 | Non | 9.0
CAPRI | ADCSM253N075NPN | EC000441 | EF005337 | Non | 9.0
CAPRI | ADCSM253N075NPN | EC000441 | EF012184 | Non | 9.0
CAPRI | ADCSM253N075NPN | EC000441 | EF012547 | Non | 9.0
CAPRI | ADCSM253N075NPN | EC000441 | EF024919 | Non | 9.0
CAPRI | ADCSM253N075SSN | EC000441 | EF000025 | Non | 9.0
CAPRI | ADCSM253N075SSN | EC000441 | EF000084 | Non | 9.0
CAPRI | ADCSM253N075SSN | EC000441 | EF000734 | Non | 9.0
CAPRI | ADCSM253N075SSN | EC000441 | EF000878 | Non | 9.0
CAPRI | ADCSM253N075SSN | EC000441 | EF000881 | Non | 9.0
CAPRI | ADCSM253N075SSN | EC000441 | EF001062 | Non | 9.0
CAPRI | ADCSM253N075SSN | EC000441 | EF001210 | Non | 9.0
CAPRI | ADCSM253N075SSN | EC000441 | EF001758 | EV003712 | 9.0
CAPRI | ADCSM253N075SSN | EC000441 | EF004191 | Non | 9.0
CAPRI | ADCSM253N075SSN | EC000441 | EF004685 | Non | 9.0
CAPRI | ADCSM253N075SSN | EC000441 | EF005004 | Non | 9.0
CAPRI | ADCSM253N075SSN | EC000441 | EF005049 | Non | 9.0
CAPRI | ADCSM253N075SSN | EC000441 | EF005337 | Non | 9.0
CAPRI | ADCSM253N075SSN | EC000441 | EF012184 | Non | 9.0
CAPRI | ADCSM253N075SSN | EC000441 | EF012547 | Non | 9.0
CAPRI | ADCSM253N075SSN | EC000441 | EF024919 | Non | 9.0
CAPRI | ADCSM253N100NPN | EC000441 | EF000025 | Non | 9.0
CAPRI | ADCSM253N100NPN | EC000441 | EF000084 | Non | 9.0
CAPRI | ADCSM253N100NPN | EC000441 | EF000734 | Non | 9.0
CAPRI | ADCSM253N100NPN | EC000441 | EF000878 | Non | 9.0
CAPRI | ADCSM253N100NPN | EC000441 | EF000881 | Non | 9.0
CAPRI | ADCSM253N100NPN | EC000441 | EF001062 | Non | 9.0
CAPRI | ADCSM253N100NPN | EC000441 | EF001210 | Non | 9.0
CAPRI | ADCSM253N100NPN | EC000441 | EF001758 | EV003712 | 9.0
CAPRI | ADCSM253N100NPN | EC000441 | EF004191 | Non | 9.0
CAPRI | ADCSM253N100NPN | EC000441 | EF004685 | Non | 9.0
CAPRI | ADCSM253N100NPN | EC000441 | EF005004 | Non | 9.0
CAPRI | ADCSM253N100NPN | EC000441 | EF005049 | Non | 9.0
CAPRI | ADCSM253N100NPN | EC000441 | EF005337 | Non | 9.0
CAPRI | ADCSM253N100NPN | EC000441 | EF012184 | Non | 9.0
CAPRI | ADCSM253N100NPN | EC000441 | EF012547 | Non | 9.0
CAPRI | ADCSM253N100NPN | EC000441 | EF024919 | Non | 9.0
CAPRI | ADCSM253N100SSN | EC000441 | EF000025 | Non | 9.0
CAPRI | ADCSM253N100SSN | EC000441 | EF000084 | Non | 9.0
CAPRI | ADCSM253N100SSN | EC000441 | EF000734 | Non | 9.0
CAPRI | ADCSM253N100SSN | EC000441 | EF000878 | Non | 9.0
CAPRI | ADCSM253N100SSN | EC000441 | EF000881 | Non | 9.0
CAPRI | ADCSM253N100SSN | EC000441 | EF001062 | Non | 9.0
CAPRI | ADCSM253N100SSN | EC000441 | EF001210 | Non | 9.0
CAPRI | ADCSM253N100SSN | EC000441 | EF001758 | EV003712 | 9.0
CAPRI | ADCSM253N100SSN | EC000441 | EF004191 | Non | 9.0
CAPRI | ADCSM253N100SSN | EC000441 | EF004685 | Non | 9.0
CAPRI | ADCSM253N100SSN | EC000441 | EF005004 | Non | 9.0
CAPRI | ADCSM253N100SSN | EC000441 | EF005049 | Non | 9.0
CAPRI | ADCSM253N100SSN | EC000441 | EF005337 | Non | 9.0
CAPRI | ADCSM253N100SSN | EC000441 | EF012184 | Non | 9.0
CAPRI | ADCSM253N100SSN | EC000441 | EF012547 | Non | 9.0
CAPRI | ADCSM253N100SSN | EC000441 | EF024919 | Non | 9.0
CAPRI | ADCSM322M32NPN | EC000441 | EF000025 | Non | 9.0
CAPRI | ADCSM322M32NPN | EC000441 | EF000084 | Non | 9.0
CAPRI | ADCSM322M32NPN | EC000441 | EF000734 | Non | 9.0
CAPRI | ADCSM322M32NPN | EC000441 | EF000878 | Non | 9.0
CAPRI | ADCSM322M32NPN | EC000441 | EF000881 | Non | 9.0
CAPRI | ADCSM322M32NPN | EC000441 | EF001062 | Non | 9.0
CAPRI | ADCSM322M32NPN | EC000441 | EF001210 | Non | 9.0
CAPRI | ADCSM322M32NPN | EC000441 | EF001758 | EV003712 | 9.0
CAPRI | ADCSM322M32NPN | EC000441 | EF004191 | Non | 9.0
CAPRI | ADCSM322M32NPN | EC000441 | EF004685 | Non | 9.0
CAPRI | ADCSM322M32NPN | EC000441 | EF005004 | Non | 9.0
CAPRI | ADCSM322M32NPN | EC000441 | EF005049 | Non | 9.0
CAPRI | ADCSM322M32NPN | EC000441 | EF005337 | Non | 9.0
CAPRI | ADCSM322M32NPN | EC000441 | EF012184 | Non | 9.0
CAPRI | ADCSM322M32NPN | EC000441 | EF012547 | Non | 9.0
CAPRI | ADCSM322M32NPN | EC000441 | EF024919 | Non | 9.0
CAPRI | ADCSM322M32SSN | EC000441 | EF000025 | Non | 9.0
CAPRI | ADCSM322M32SSN | EC000441 | EF000084 | Non | 9.0
CAPRI | ADCSM322M32SSN | EC000441 | EF000734 | Non | 9.0
CAPRI | ADCSM322M32SSN | EC000441 | EF000878 | Non | 9.0
CAPRI | ADCSM322M32SSN | EC000441 | EF000881 | Non | 9.0
CAPRI | ADCSM322M32SSN | EC000441 | EF001062 | Non | 9.0
CAPRI | ADCSM322M32SSN | EC000441 | EF001210 | Non | 9.0
CAPRI | ADCSM322M32SSN | EC000441 | EF001758 | EV003712 | 9.0
CAPRI | ADCSM322M32SSN | EC000441 | EF004191 | Non | 9.0
CAPRI | ADCSM322M32SSN | EC000441 | EF004685 | Non | 9.0
CAPRI | ADCSM322M32SSN | EC000441 | EF005004 | Non | 9.0
CAPRI | ADCSM322M32SSN | EC000441 | EF005049 | Non | 9.0
CAPRI | ADCSM322M32SSN | EC000441 | EF005337 | Non | 9.0
CAPRI | ADCSM322M32SSN | EC000441 | EF012184 | Non | 9.0
CAPRI | ADCSM322M32SSN | EC000441 | EF012547 | Non | 9.0
CAPRI | ADCSM322M32SSN | EC000441 | EF024919 | Non | 9.0
CAPRI | ADCSM322M32SSNK1 | EC000441 | EF000025 | Non | 9.0
CAPRI | ADCSM322M32SSNK1 | EC000441 | EF000084 | Non | 9.0
CAPRI | ADCSM322M32SSNK1 | EC000441 | EF000734 | Non | 9.0
CAPRI | ADCSM322M32SSNK1 | EC000441 | EF000878 | Non | 9.0
CAPRI | ADCSM322M32SSNK1 | EC000441 | EF000881 | Non | 9.0
CAPRI | ADCSM322M32SSNK1 | EC000441 | EF001062 | Non | 9.0
CAPRI | ADCSM322M32SSNK1 | EC000441 | EF001210 | Non | 9.0
CAPRI | ADCSM322M32SSNK1 | EC000441 | EF004191 | Non | 9.0
CAPRI | ADCSM322M32SSNK1 | EC000441 | EF004685 | Non | 9.0
CAPRI | ADCSM322M32SSNK1 | EC000441 | EF005004 | Non | 9.0
CAPRI | ADCSM322M32SSNK1 | EC000441 | EF005049 | Non | 9.0
CAPRI | ADCSM322M32SSNK1 | EC000441 | EF005337 | Non | 9.0
CAPRI | ADCSM322M32SSNK1 | EC000441 | EF012184 | Non | 9.0
CAPRI | ADCSM322M32SSNK1 | EC000441 | EF012547 | Non | 9.0
CAPRI | ADCSM322M32SSNK1 | EC000441 | EF024919 | Non | 9.0
CAPRI | ADCSM322N100NPN | EC000441 | EF000025 | Non | 9.0
CAPRI | ADCSM322N100NPN | EC000441 | EF000084 | Non | 9.0
CAPRI | ADCSM322N100NPN | EC000441 | EF000734 | Non | 9.0
CAPRI | ADCSM322N100NPN | EC000441 | EF000878 | Non | 9.0
CAPRI | ADCSM322N100NPN | EC000441 | EF000881 | Non | 9.0
CAPRI | ADCSM322N100NPN | EC000441 | EF001062 | Non | 9.0
CAPRI | ADCSM322N100NPN | EC000441 | EF001210 | Non | 9.0
CAPRI | ADCSM322N100NPN | EC000441 | EF001758 | EV003712 | 9.0
CAPRI | ADCSM322N100NPN | EC000441 | EF004191 | Non | 9.0
CAPRI | ADCSM322N100NPN | EC000441 | EF004685 | Non | 9.0
CAPRI | ADCSM322N100NPN | EC000441 | EF005004 | Non | 9.0
CAPRI | ADCSM322N100NPN | EC000441 | EF005049 | Non | 9.0
CAPRI | ADCSM322N100NPN | EC000441 | EF005337 | Non | 9.0
CAPRI | ADCSM322N100NPN | EC000441 | EF012184 | Non | 9.0
CAPRI | ADCSM322N100NPN | EC000441 | EF012547 | Non | 9.0
CAPRI | ADCSM322N100NPN | EC000441 | EF024919 | Non | 9.0
CAPRI | ADCSM322N100SSN | EC000441 | EF000025 | Non | 9.0
CAPRI | ADCSM322N100SSN | EC000441 | EF000084 | Non | 9.0
CAPRI | ADCSM322N100SSN | EC000441 | EF000734 | Non | 9.0
CAPRI | ADCSM322N100SSN | EC000441 | EF000878 | Non | 9.0
CAPRI | ADCSM322N100SSN | EC000441 | EF000881 | Non | 9.0
CAPRI | ADCSM322N100SSN | EC000441 | EF001062 | Non | 9.0
CAPRI | ADCSM322N100SSN | EC000441 | EF001210 | Non | 9.0
CAPRI | ADCSM322N100SSN | EC000441 | EF001758 | EV003712 | 9.0
CAPRI | ADCSM322N100SSN | EC000441 | EF004191 | Non | 9.0
CAPRI | ADCSM322N100SSN | EC000441 | EF004685 | Non | 9.0
CAPRI | ADCSM322N100SSN | EC000441 | EF005004 | Non | 9.0
CAPRI | ADCSM322N100SSN | EC000441 | EF005049 | Non | 9.0
CAPRI | ADCSM322N100SSN | EC000441 | EF005337 | Non | 9.0
CAPRI | ADCSM322N100SSN | EC000441 | EF012184 | Non | 9.0
CAPRI | ADCSM322N100SSN | EC000441 | EF012547 | Non | 9.0
CAPRI | ADCSM322N100SSN | EC000441 | EF024919 | Non | 9.0
CAPRI | ADCSM323M32NPN | EC000441 | EF000025 | Non | 9.0
CAPRI | ADCSM323M32NPN | EC000441 | EF000084 | Non | 9.0
CAPRI | ADCSM323M32NPN | EC000441 | EF000734 | Non | 9.0
CAPRI | ADCSM323M32NPN | EC000441 | EF000878 | Non | 9.0
CAPRI | ADCSM323M32NPN | EC000441 | EF000881 | Non | 9.0
CAPRI | ADCSM323M32NPN | EC000441 | EF001062 | Non | 9.0
CAPRI | ADCSM323M32NPN | EC000441 | EF001210 | Non | 9.0
CAPRI | ADCSM323M32NPN | EC000441 | EF001758 | EV003712 | 9.0
CAPRI | ADCSM323M32NPN | EC000441 | EF004191 | Non | 9.0
CAPRI | ADCSM323M32NPN | EC000441 | EF004685 | Non | 9.0
CAPRI | ADCSM323M32NPN | EC000441 | EF005004 | Non | 9.0
CAPRI | ADCSM323M32NPN | EC000441 | EF005049 | Non | 9.0
CAPRI | ADCSM323M32NPN | EC000441 | EF005337 | Non | 9.0
CAPRI | ADCSM323M32NPN | EC000441 | EF012184 | Non | 9.0
CAPRI | ADCSM323M32NPN | EC000441 | EF012547 | Non | 9.0
CAPRI | ADCSM323M32NPN | EC000441 | EF024919 | Non | 9.0
CAPRI | ADCSM323M32SSN | EC000441 | EF000025 | Non | 9.0
CAPRI | ADCSM323M32SSN | EC000441 | EF000084 | Non | 9.0
CAPRI | ADCSM323M32SSN | EC000441 | EF000734 | Non | 9.0
CAPRI | ADCSM323M32SSN | EC000441 | EF000878 | Non | 9.0
CAPRI | ADCSM323M32SSN | EC000441 | EF000881 | Non | 9.0
CAPRI | ADCSM323M32SSN | EC000441 | EF001062 | Non | 9.0
CAPRI | ADCSM323M32SSN | EC000441 | EF001210 | Non | 9.0
CAPRI | ADCSM323M32SSN | EC000441 | EF001758 | EV003712 | 9.0
CAPRI | ADCSM323M32SSN | EC000441 | EF004191 | Non | 9.0
CAPRI | ADCSM323M32SSN | EC000441 | EF004685 | Non | 9.0
CAPRI | ADCSM323M32SSN | EC000441 | EF005004 | Non | 9.0
CAPRI | ADCSM323M32SSN | EC000441 | EF005049 | Non | 9.0
CAPRI | ADCSM323M32SSN | EC000441 | EF005337 | Non | 9.0
CAPRI | ADCSM323M32SSN | EC000441 | EF012184 | Non | 9.0
CAPRI | ADCSM323M32SSN | EC000441 | EF012547 | Non | 9.0
CAPRI | ADCSM323M32SSN | EC000441 | EF024919 | Non | 9.0
CAPRI | ADCSM323M40NPN | EC000441 | EF000025 | Non | 9.0
CAPRI | ADCSM323M40NPN | EC000441 | EF000084 | Non | 9.0
CAPRI | ADCSM323M40NPN | EC000441 | EF000734 | Non | 9.0
CAPRI | ADCSM323M40NPN | EC000441 | EF000878 | Non | 9.0
CAPRI | ADCSM323M40NPN | EC000441 | EF000881 | Non | 9.0
CAPRI | ADCSM323M40NPN | EC000441 | EF001062 | Non | 9.0
CAPRI | ADCSM323M40NPN | EC000441 | EF001210 | Non | 9.0
CAPRI | ADCSM323M40NPN | EC000441 | EF001758 | EV003712 | 9.0
CAPRI | ADCSM323M40NPN | EC000441 | EF004191 | Non | 9.0
CAPRI | ADCSM323M40NPN | EC000441 | EF004685 | Non | 9.0
CAPRI | ADCSM323M40NPN | EC000441 | EF005004 | Non | 9.0
CAPRI | ADCSM323M40NPN | EC000441 | EF005049 | Non | 9.0
CAPRI | ADCSM323M40NPN | EC000441 | EF005337 | Non | 9.0
CAPRI | ADCSM323M40NPN | EC000441 | EF012184 | Non | 9.0
CAPRI | ADCSM323M40NPN | EC000441 | EF012547 | Non | 9.0
CAPRI | ADCSM323M40NPN | EC000441 | EF024919 | Non | 9.0
CAPRI | ADCSM323M40SSN | EC000441 | EF000025 | Non | 9.0
CAPRI | ADCSM323M40SSN | EC000441 | EF000084 | Non | 9.0
CAPRI | ADCSM323M40SSN | EC000441 | EF000734 | Non | 9.0
CAPRI | ADCSM323M40SSN | EC000441 | EF000878 | Non | 9.0
CAPRI | ADCSM323M40SSN | EC000441 | EF000881 | Non | 9.0
CAPRI | ADCSM323M40SSN | EC000441 | EF001062 | Non | 9.0
CAPRI | ADCSM323M40SSN | EC000441 | EF001210 | Non | 9.0
CAPRI | ADCSM323M40SSN | EC000441 | EF001758 | EV003712 | 9.0
CAPRI | ADCSM323M40SSN | EC000441 | EF004191 | Non | 9.0
CAPRI | ADCSM323M40SSN | EC000441 | EF004685 | Non | 9.0
CAPRI | ADCSM323M40SSN | EC000441 | EF005004 | Non | 9.0
CAPRI | ADCSM323M40SSN | EC000441 | EF005049 | Non | 9.0
CAPRI | ADCSM323M40SSN | EC000441 | EF005337 | Non | 9.0
CAPRI | ADCSM323M40SSN | EC000441 | EF012184 | Non | 9.0
CAPRI | ADCSM323M40SSN | EC000441 | EF012547 | Non | 9.0
CAPRI | ADCSM323M40SSN | EC000441 | EF024919 | Non | 9.0
CAPRI | ADCSM323N100NPN | EC000441 | EF000025 | Non | 9.0
CAPRI | ADCSM323N100NPN | EC000441 | EF000084 | Non | 9.0
CAPRI | ADCSM323N100NPN | EC000441 | EF000734 | Non | 9.0
CAPRI | ADCSM323N100NPN | EC000441 | EF000878 | Non | 9.0
CAPRI | ADCSM323N100NPN | EC000441 | EF000881 | Non | 9.0
CAPRI | ADCSM323N100NPN | EC000441 | EF001062 | Non | 9.0
CAPRI | ADCSM323N100NPN | EC000441 | EF001210 | Non | 9.0
CAPRI | ADCSM323N100NPN | EC000441 | EF001758 | EV003712 | 9.0
CAPRI | ADCSM323N100NPN | EC000441 | EF004191 | Non | 9.0
CAPRI | ADCSM323N100NPN | EC000441 | EF004685 | Non | 9.0
CAPRI | ADCSM323N100NPN | EC000441 | EF005004 | Non | 9.0
CAPRI | ADCSM323N100NPN | EC000441 | EF005049 | Non | 9.0
CAPRI | ADCSM323N100NPN | EC000441 | EF005337 | Non | 9.0
CAPRI | ADCSM323N100NPN | EC000441 | EF012184 | Non | 9.0
CAPRI | ADCSM323N100NPN | EC000441 | EF012547 | Non | 9.0
CAPRI | ADCSM323N100NPN | EC000441 | EF024919 | Non | 9.0
CAPRI | ADCSM323N100SSN | EC000441 | EF000025 | Non | 9.0
CAPRI | ADCSM323N100SSN | EC000441 | EF000084 | Non | 9.0
CAPRI | ADCSM323N100SSN | EC000441 | EF000734 | Non | 9.0
CAPRI | ADCSM323N100SSN | EC000441 | EF000878 | Non | 9.0
CAPRI | ADCSM323N100SSN | EC000441 | EF000881 | Non | 9.0
CAPRI | ADCSM323N100SSN | EC000441 | EF001062 | Non | 9.0
CAPRI | ADCSM323N100SSN | EC000441 | EF001210 | Non | 9.0
CAPRI | ADCSM323N100SSN | EC000441 | EF001758 | EV003712 | 9.0
CAPRI | ADCSM323N100SSN | EC000441 | EF004191 | Non | 9.0
CAPRI | ADCSM323N100SSN | EC000441 | EF004685 | Non | 9.0
CAPRI | ADCSM323N100SSN | EC000441 | EF005004 | Non | 9.0
CAPRI | ADCSM323N100SSN | EC000441 | EF005049 | Non | 9.0
CAPRI | ADCSM323N100SSN | EC000441 | EF005337 | Non | 9.0
CAPRI | ADCSM323N100SSN | EC000441 | EF012184 | Non | 9.0
CAPRI | ADCSM323N100SSN | EC000441 | EF012547 | Non | 9.0
CAPRI | ADCSM323N100SSN | EC000441 | EF024919 | Non | 9.0
CAPRI | ADCSM323N125NPN | EC000441 | EF000025 | Non | 9.0
CAPRI | ADCSM323N125NPN | EC000441 | EF000084 | Non | 9.0
CAPRI | ADCSM323N125NPN | EC000441 | EF000734 | Non | 9.0
CAPRI | ADCSM323N125NPN | EC000441 | EF000878 | Non | 9.0
CAPRI | ADCSM323N125NPN | EC000441 | EF000881 | Non | 9.0
CAPRI | ADCSM323N125NPN | EC000441 | EF001062 | Non | 9.0
CAPRI | ADCSM323N125NPN | EC000441 | EF001210 | Non | 9.0
CAPRI | ADCSM323N125NPN | EC000441 | EF001758 | EV003712 | 9.0
CAPRI | ADCSM323N125NPN | EC000441 | EF004191 | Non | 9.0
CAPRI | ADCSM323N125NPN | EC000441 | EF004685 | Non | 9.0
CAPRI | ADCSM323N125NPN | EC000441 | EF005004 | Non | 9.0
CAPRI | ADCSM323N125NPN | EC000441 | EF005049 | Non | 9.0
CAPRI | ADCSM323N125NPN | EC000441 | EF005337 | Non | 9.0
CAPRI | ADCSM323N125NPN | EC000441 | EF012184 | Non | 9.0
CAPRI | ADCSM323N125NPN | EC000441 | EF012547 | Non | 9.0
CAPRI | ADCSM323N125NPN | EC000441 | EF024919 | Non | 9.0
CAPRI | ADCSM323N125SSN | EC000441 | EF000025 | Non | 9.0
CAPRI | ADCSM323N125SSN | EC000441 | EF000084 | Non | 9.0
CAPRI | ADCSM323N125SSN | EC000441 | EF000734 | Non | 9.0
CAPRI | ADCSM323N125SSN | EC000441 | EF000878 | Non | 9.0
CAPRI | ADCSM323N125SSN | EC000441 | EF000881 | Non | 9.0
CAPRI | ADCSM323N125SSN | EC000441 | EF001062 | Non | 9.0
CAPRI | ADCSM323N125SSN | EC000441 | EF001210 | Non | 9.0
CAPRI | ADCSM323N125SSN | EC000441 | EF001758 | EV003712 | 9.0
CAPRI | ADCSM323N125SSN | EC000441 | EF004191 | Non | 9.0
CAPRI | ADCSM323N125SSN | EC000441 | EF004685 | Non | 9.0
CAPRI | ADCSM323N125SSN | EC000441 | EF005004 | Non | 9.0
CAPRI | ADCSM323N125SSN | EC000441 | EF005049 | Non | 9.0
CAPRI | ADCSM323N125SSN | EC000441 | EF005337 | Non | 9.0
CAPRI | ADCSM323N125SSN | EC000441 | EF012184 | Non | 9.0
CAPRI | ADCSM323N125SSN | EC000441 | EF012547 | Non | 9.0
CAPRI | ADCSM323N125SSN | EC000441 | EF024919 | Non | 9.0
CAPRI | ADCSM402M40NPN | EC000441 | EF000025 | Non | 9.0
CAPRI | ADCSM402M40NPN | EC000441 | EF000084 | Non | 9.0
CAPRI | ADCSM402M40NPN | EC000441 | EF000734 | Non | 9.0
CAPRI | ADCSM402M40NPN | EC000441 | EF000878 | Non | 9.0
CAPRI | ADCSM402M40NPN | EC000441 | EF000881 | Non | 9.0
CAPRI | ADCSM402M40NPN | EC000441 | EF001062 | Non | 9.0
CAPRI | ADCSM402M40NPN | EC000441 | EF001210 | Non | 9.0
CAPRI | ADCSM402M40NPN | EC000441 | EF001758 | EV003712 | 9.0
CAPRI | ADCSM402M40NPN | EC000441 | EF004191 | Non | 9.0
CAPRI | ADCSM402M40NPN | EC000441 | EF004685 | Non | 9.0
CAPRI | ADCSM402M40NPN | EC000441 | EF005004 | Non | 9.0
CAPRI | ADCSM402M40NPN | EC000441 | EF005049 | Non | 9.0
CAPRI | ADCSM402M40NPN | EC000441 | EF005337 | Non | 9.0
CAPRI | ADCSM402M40NPN | EC000441 | EF012184 | Non | 9.0
CAPRI | ADCSM402M40NPN | EC000441 | EF012547 | Non | 9.0
CAPRI | ADCSM402M40NPN | EC000441 | EF024919 | Non | 9.0
CAPRI | ADCSM402M40SSN | EC000441 | EF000025 | Non | 9.0
CAPRI | ADCSM402M40SSN | EC000441 | EF000084 | Non | 9.0
CAPRI | ADCSM402M40SSN | EC000441 | EF000734 | Non | 9.0
CAPRI | ADCSM402M40SSN | EC000441 | EF000878 | Non | 9.0
CAPRI | ADCSM402M40SSN | EC000441 | EF000881 | Non | 9.0
CAPRI | ADCSM402M40SSN | EC000441 | EF001062 | Non | 9.0
CAPRI | ADCSM402M40SSN | EC000441 | EF001210 | Non | 9.0
CAPRI | ADCSM402M40SSN | EC000441 | EF001758 | EV003712 | 9.0
CAPRI | ADCSM402M40SSN | EC000441 | EF004191 | Non | 9.0
CAPRI | ADCSM402M40SSN | EC000441 | EF004685 | Non | 9.0
CAPRI | ADCSM402M40SSN | EC000441 | EF005004 | Non | 9.0
CAPRI | ADCSM402M40SSN | EC000441 | EF005049 | Non | 9.0
CAPRI | ADCSM402M40SSN | EC000441 | EF005337 | Non | 9.0
CAPRI | ADCSM402M40SSN | EC000441 | EF012184 | Non | 9.0
CAPRI | ADCSM402M40SSN | EC000441 | EF012547 | Non | 9.0
CAPRI | ADCSM402M40SSN | EC000441 | EF024919 | Non | 9.0
CAPRI | ADCSM402N125NPN | EC000441 | EF000025 | Non | 9.0
CAPRI | ADCSM402N125NPN | EC000441 | EF000084 | Non | 9.0
CAPRI | ADCSM402N125NPN | EC000441 | EF000734 | Non | 9.0
CAPRI | ADCSM402N125NPN | EC000441 | EF000878 | Non | 9.0
CAPRI | ADCSM402N125NPN | EC000441 | EF000881 | Non | 9.0
CAPRI | ADCSM402N125NPN | EC000441 | EF001062 | Non | 9.0
CAPRI | ADCSM402N125NPN | EC000441 | EF001210 | Non | 9.0
CAPRI | ADCSM402N125NPN | EC000441 | EF001758 | EV003712 | 9.0
CAPRI | ADCSM402N125NPN | EC000441 | EF004191 | Non | 9.0
CAPRI | ADCSM402N125NPN | EC000441 | EF004685 | Non | 9.0
CAPRI | ADCSM402N125NPN | EC000441 | EF005004 | Non | 9.0
CAPRI | ADCSM402N125NPN | EC000441 | EF005049 | Non | 9.0
CAPRI | ADCSM402N125NPN | EC000441 | EF005337 | Non | 9.0
CAPRI | ADCSM402N125NPN | EC000441 | EF012184 | Non | 9.0
CAPRI | ADCSM402N125NPN | EC000441 | EF012547 | Non | 9.0
CAPRI | ADCSM402N125NPN | EC000441 | EF024919 | Non | 9.0
CAPRI | ADCSM402N125SSN | EC000441 | EF000025 | Non | 9.0
CAPRI | ADCSM402N125SSN | EC000441 | EF000084 | Non | 9.0
CAPRI | ADCSM402N125SSN | EC000441 | EF000734 | Non | 9.0
CAPRI | ADCSM402N125SSN | EC000441 | EF000878 | Non | 9.0
CAPRI | ADCSM402N125SSN | EC000441 | EF000881 | Non | 9.0
CAPRI | ADCSM402N125SSN | EC000441 | EF001062 | Non | 9.0
CAPRI | ADCSM402N125SSN | EC000441 | EF001210 | Non | 9.0
CAPRI | ADCSM402N125SSN | EC000441 | EF001758 | EV003712 | 9.0
CAPRI | ADCSM402N125SSN | EC000441 | EF004191 | Non | 9.0
CAPRI | ADCSM402N125SSN | EC000441 | EF004685 | Non | 9.0
CAPRI | ADCSM402N125SSN | EC000441 | EF005004 | Non | 9.0
CAPRI | ADCSM402N125SSN | EC000441 | EF005049 | Non | 9.0
CAPRI | ADCSM402N125SSN | EC000441 | EF005337 | Non | 9.0
CAPRI | ADCSM402N125SSN | EC000441 | EF012184 | Non | 9.0
CAPRI | ADCSM402N125SSN | EC000441 | EF012547 | Non | 9.0
CAPRI | ADCSM402N125SSN | EC000441 | EF024919 | Non | 9.0
CAPRI | ADCSM403M40NPN | EC000441 | EF000025 | Non | 9.0
CAPRI | ADCSM403M40NPN | EC000441 | EF000084 | Non | 9.0
CAPRI | ADCSM403M40NPN | EC000441 | EF000734 | Non | 9.0
CAPRI | ADCSM403M40NPN | EC000441 | EF000878 | Non | 9.0
CAPRI | ADCSM403M40NPN | EC000441 | EF000881 | Non | 9.0
CAPRI | ADCSM403M40NPN | EC000441 | EF001062 | Non | 9.0
CAPRI | ADCSM403M40NPN | EC000441 | EF001210 | Non | 9.0
CAPRI | ADCSM403M40NPN | EC000441 | EF001758 | EV003712 | 9.0
CAPRI | ADCSM403M40NPN | EC000441 | EF004191 | Non | 9.0
CAPRI | ADCSM403M40NPN | EC000441 | EF004685 | Non | 9.0
CAPRI | ADCSM403M40NPN | EC000441 | EF005004 | Non | 9.0
CAPRI | ADCSM403M40NPN | EC000441 | EF005049 | Non | 9.0
CAPRI | ADCSM403M40NPN | EC000441 | EF005337 | Non | 9.0
CAPRI | ADCSM403M40NPN | EC000441 | EF012184 | Non | 9.0
CAPRI | ADCSM403M40NPN | EC000441 | EF012547 | Non | 9.0
CAPRI | ADCSM403M40NPN | EC000441 | EF024919 | Non | 9.0
CAPRI | ADCSM403M40SSN | EC000441 | EF000025 | Non | 9.0
CAPRI | ADCSM403M40SSN | EC000441 | EF000084 | Non | 9.0
CAPRI | ADCSM403M40SSN | EC000441 | EF000734 | Non | 9.0
CAPRI | ADCSM403M40SSN | EC000441 | EF000878 | Non | 9.0
CAPRI | ADCSM403M40SSN | EC000441 | EF000881 | Non | 9.0
CAPRI | ADCSM403M40SSN | EC000441 | EF001062 | Non | 9.0
CAPRI | ADCSM403M40SSN | EC000441 | EF001210 | Non | 9.0
CAPRI | ADCSM403M40SSN | EC000441 | EF001758 | EV003712 | 9.0
CAPRI | ADCSM403M40SSN | EC000441 | EF004191 | Non | 9.0
CAPRI | ADCSM403M40SSN | EC000441 | EF004685 | Non | 9.0
CAPRI | ADCSM403M40SSN | EC000441 | EF005004 | Non | 9.0
CAPRI | ADCSM403M40SSN | EC000441 | EF005049 | Non | 9.0
CAPRI | ADCSM403M40SSN | EC000441 | EF005337 | Non | 9.0
CAPRI | ADCSM403M40SSN | EC000441 | EF012184 | Non | 9.0
CAPRI | ADCSM403M40SSN | EC000441 | EF012547 | Non | 9.0
CAPRI | ADCSM403M40SSN | EC000441 | EF024919 | Non | 9.0
CAPRI | ADCSM403M50NPN | EC000441 | EF000025 | Non | 9.0
CAPRI | ADCSM403M50NPN | EC000441 | EF000084 | Non | 9.0
CAPRI | ADCSM403M50NPN | EC000441 | EF000734 | Non | 9.0
CAPRI | ADCSM403M50NPN | EC000441 | EF000878 | Non | 9.0
CAPRI | ADCSM403M50NPN | EC000441 | EF000881 | Non | 9.0
CAPRI | ADCSM403M50NPN | EC000441 | EF001062 | Non | 9.0
CAPRI | ADCSM403M50NPN | EC000441 | EF001210 | Non | 9.0
CAPRI | ADCSM403M50NPN | EC000441 | EF001758 | EV003712 | 9.0
CAPRI | ADCSM403M50NPN | EC000441 | EF004191 | Non | 9.0
CAPRI | ADCSM403M50NPN | EC000441 | EF004685 | Non | 9.0
CAPRI | ADCSM403M50NPN | EC000441 | EF005004 | Non | 9.0
CAPRI | ADCSM403M50NPN | EC000441 | EF005049 | Non | 9.0
CAPRI | ADCSM403M50NPN | EC000441 | EF005337 | Non | 9.0
CAPRI | ADCSM403M50NPN | EC000441 | EF012184 | Non | 9.0
CAPRI | ADCSM403M50NPN | EC000441 | EF012547 | Non | 9.0
CAPRI | ADCSM403M50NPN | EC000441 | EF024919 | Non | 9.0
CAPRI | ADCSM403M50SSN | EC000441 | EF000025 | Non | 9.0
CAPRI | ADCSM403M50SSN | EC000441 | EF000084 | Non | 9.0
CAPRI | ADCSM403M50SSN | EC000441 | EF000734 | Non | 9.0
CAPRI | ADCSM403M50SSN | EC000441 | EF000878 | Non | 9.0
CAPRI | ADCSM403M50SSN | EC000441 | EF000881 | Non | 9.0
CAPRI | ADCSM403M50SSN | EC000441 | EF001062 | Non | 9.0
CAPRI | ADCSM403M50SSN | EC000441 | EF001210 | Non | 9.0
CAPRI | ADCSM403M50SSN | EC000441 | EF001758 | EV003712 | 9.0
CAPRI | ADCSM403M50SSN | EC000441 | EF004191 | Non | 9.0
CAPRI | ADCSM403M50SSN | EC000441 | EF004685 | Non | 9.0
CAPRI | ADCSM403M50SSN | EC000441 | EF005004 | Non | 9.0
CAPRI | ADCSM403M50SSN | EC000441 | EF005049 | Non | 9.0
CAPRI | ADCSM403M50SSN | EC000441 | EF005337 | Non | 9.0
CAPRI | ADCSM403M50SSN | EC000441 | EF012184 | Non | 9.0
CAPRI | ADCSM403M50SSN | EC000441 | EF012547 | Non | 9.0
CAPRI | ADCSM403M50SSN | EC000441 | EF024919 | Non | 9.0
CAPRI | ADCSM403N125NPN | EC000441 | EF000025 | Non | 9.0
CAPRI | ADCSM403N125NPN | EC000441 | EF000084 | Non | 9.0
CAPRI | ADCSM403N125NPN | EC000441 | EF000734 | Non | 9.0
CAPRI | ADCSM403N125NPN | EC000441 | EF000878 | Non | 9.0
CAPRI | ADCSM403N125NPN | EC000441 | EF000881 | Non | 9.0
CAPRI | ADCSM403N125NPN | EC000441 | EF001062 | Non | 9.0
CAPRI | ADCSM403N125NPN | EC000441 | EF001210 | Non | 9.0
CAPRI | ADCSM403N125NPN | EC000441 | EF001758 | EV003712 | 9.0
CAPRI | ADCSM403N125NPN | EC000441 | EF004191 | Non | 9.0
CAPRI | ADCSM403N125NPN | EC000441 | EF004685 | Non | 9.0
CAPRI | ADCSM403N125NPN | EC000441 | EF005004 | Non | 9.0
CAPRI | ADCSM403N125NPN | EC000441 | EF005049 | Non | 9.0
CAPRI | ADCSM403N125NPN | EC000441 | EF005337 | Non | 9.0
CAPRI | ADCSM403N125NPN | EC000441 | EF012184 | Non | 9.0
CAPRI | ADCSM403N125NPN | EC000441 | EF012547 | Non | 9.0
CAPRI | ADCSM403N125NPN | EC000441 | EF024919 | Non | 9.0
CAPRI | ADCSM403N125SSN | EC000441 | EF000025 | Non | 9.0
CAPRI | ADCSM403N125SSN | EC000441 | EF000084 | Non | 9.0
CAPRI | ADCSM403N125SSN | EC000441 | EF000734 | Non | 9.0
CAPRI | ADCSM403N125SSN | EC000441 | EF000878 | Non | 9.0
CAPRI | ADCSM403N125SSN | EC000441 | EF000881 | Non | 9.0
CAPRI | ADCSM403N125SSN | EC000441 | EF001062 | Non | 9.0
CAPRI | ADCSM403N125SSN | EC000441 | EF001210 | Non | 9.0
CAPRI | ADCSM403N125SSN | EC000441 | EF001758 | EV003712 | 9.0
CAPRI | ADCSM403N125SSN | EC000441 | EF004191 | Non | 9.0
CAPRI | ADCSM403N125SSN | EC000441 | EF004685 | Non | 9.0
CAPRI | ADCSM403N125SSN | EC000441 | EF005004 | Non | 9.0
CAPRI | ADCSM403N125SSN | EC000441 | EF005049 | Non | 9.0
CAPRI | ADCSM403N125SSN | EC000441 | EF005337 | Non | 9.0
CAPRI | ADCSM403N125SSN | EC000441 | EF012184 | Non | 9.0
CAPRI | ADCSM403N125SSN | EC000441 | EF012547 | Non | 9.0
CAPRI | ADCSM403N125SSN | EC000441 | EF024919 | Non | 9.0
CAPRI | ADCSM403N150NPN | EC000441 | EF000025 | Non | 9.0
CAPRI | ADCSM403N150NPN | EC000441 | EF000084 | Non | 9.0
CAPRI | ADCSM403N150NPN | EC000441 | EF000734 | Non | 9.0
CAPRI | ADCSM403N150NPN | EC000441 | EF000878 | Non | 9.0
CAPRI | ADCSM403N150NPN | EC000441 | EF000881 | Non | 9.0
CAPRI | ADCSM403N150NPN | EC000441 | EF001062 | Non | 9.0
CAPRI | ADCSM403N150NPN | EC000441 | EF001210 | Non | 9.0
CAPRI | ADCSM403N150NPN | EC000441 | EF001758 | EV003712 | 9.0
CAPRI | ADCSM403N150NPN | EC000441 | EF004191 | Non | 9.0
CAPRI | ADCSM403N150NPN | EC000441 | EF004685 | Non | 9.0
CAPRI | ADCSM403N150NPN | EC000441 | EF005004 | Non | 9.0
CAPRI | ADCSM403N150NPN | EC000441 | EF005049 | Non | 9.0
CAPRI | ADCSM403N150NPN | EC000441 | EF005337 | Non | 9.0
CAPRI | ADCSM403N150NPN | EC000441 | EF012184 | Non | 9.0
CAPRI | ADCSM403N150NPN | EC000441 | EF012547 | Non | 9.0
CAPRI | ADCSM403N150NPN | EC000441 | EF024919 | Non | 9.0
CAPRI | ADCSM403N150SSN | EC000441 | EF000025 | Non | 9.0
CAPRI | ADCSM403N150SSN | EC000441 | EF000084 | Non | 9.0
CAPRI | ADCSM403N150SSN | EC000441 | EF000734 | Non | 9.0
CAPRI | ADCSM403N150SSN | EC000441 | EF000878 | Non | 9.0
CAPRI | ADCSM403N150SSN | EC000441 | EF000881 | Non | 9.0
CAPRI | ADCSM403N150SSN | EC000441 | EF001062 | Non | 9.0
CAPRI | ADCSM403N150SSN | EC000441 | EF001210 | Non | 9.0
CAPRI | ADCSM403N150SSN | EC000441 | EF001758 | EV003712 | 9.0
CAPRI | ADCSM403N150SSN | EC000441 | EF004191 | Non | 9.0
CAPRI | ADCSM403N150SSN | EC000441 | EF004685 | Non | 9.0
CAPRI | ADCSM403N150SSN | EC000441 | EF005004 | Non | 9.0
CAPRI | ADCSM403N150SSN | EC000441 | EF005049 | Non | 9.0
CAPRI | ADCSM403N150SSN | EC000441 | EF005337 | Non | 9.0
CAPRI | ADCSM403N150SSN | EC000441 | EF012184 | Non | 9.0
CAPRI | ADCSM403N150SSN | EC000441 | EF012547 | Non | 9.0
CAPRI | ADCSM403N150SSN | EC000441 | EF024919 | Non | 9.0
CAPRI | ADCSM501M50NPN | EC000441 | EF000025 | Non | 9.0
CAPRI | ADCSM501M50NPN | EC000441 | EF000084 | Non | 9.0
CAPRI | ADCSM501M50NPN | EC000441 | EF000734 | Non | 9.0
CAPRI | ADCSM501M50NPN | EC000441 | EF000878 | Non | 9.0
CAPRI | ADCSM501M50NPN | EC000441 | EF000881 | Non | 9.0
CAPRI | ADCSM501M50NPN | EC000441 | EF001062 | Non | 9.0
CAPRI | ADCSM501M50NPN | EC000441 | EF001210 | Non | 9.0
CAPRI | ADCSM501M50NPN | EC000441 | EF001758 | EV003712 | 9.0
CAPRI | ADCSM501M50NPN | EC000441 | EF004191 | Non | 9.0
CAPRI | ADCSM501M50NPN | EC000441 | EF004685 | Non | 9.0
CAPRI | ADCSM501M50NPN | EC000441 | EF005004 | Non | 9.0
CAPRI | ADCSM501M50NPN | EC000441 | EF005049 | Non | 9.0
CAPRI | ADCSM501M50NPN | EC000441 | EF005337 | Non | 9.0
CAPRI | ADCSM501M50NPN | EC000441 | EF012184 | Non | 9.0
CAPRI | ADCSM501M50NPN | EC000441 | EF012547 | Non | 9.0
CAPRI | ADCSM501M50NPN | EC000441 | EF024919 | Non | 9.0
CAPRI | ADCSM501M50SSN | EC000441 | EF000025 | Non | 9.0
CAPRI | ADCSM501M50SSN | EC000441 | EF000084 | Non | 9.0
CAPRI | ADCSM501M50SSN | EC000441 | EF000734 | Non | 9.0
CAPRI | ADCSM501M50SSN | EC000441 | EF000878 | Non | 9.0
CAPRI | ADCSM501M50SSN | EC000441 | EF000881 | Non | 9.0
CAPRI | ADCSM501M50SSN | EC000441 | EF001062 | Non | 9.0
CAPRI | ADCSM501M50SSN | EC000441 | EF001210 | Non | 9.0
CAPRI | ADCSM501M50SSN | EC000441 | EF001758 | EV003712 | 9.0
CAPRI | ADCSM501M50SSN | EC000441 | EF004191 | Non | 9.0
CAPRI | ADCSM501M50SSN | EC000441 | EF004685 | Non | 9.0
CAPRI | ADCSM501M50SSN | EC000441 | EF005004 | Non | 9.0
CAPRI | ADCSM501M50SSN | EC000441 | EF005049 | Non | 9.0
CAPRI | ADCSM501M50SSN | EC000441 | EF005337 | Non | 9.0
CAPRI | ADCSM501M50SSN | EC000441 | EF012184 | Non | 9.0
CAPRI | ADCSM501M50SSN | EC000441 | EF012547 | Non | 9.0
CAPRI | ADCSM501M50SSN | EC000441 | EF024919 | Non | 9.0
CAPRI | ADCSM501N150NPN | EC000441 | EF000025 | Non | 9.0
CAPRI | ADCSM501N150NPN | EC000441 | EF000084 | Non | 9.0
CAPRI | ADCSM501N150NPN | EC000441 | EF000734 | Non | 9.0
CAPRI | ADCSM501N150NPN | EC000441 | EF000878 | Non | 9.0
CAPRI | ADCSM501N150NPN | EC000441 | EF000881 | Non | 9.0
CAPRI | ADCSM501N150NPN | EC000441 | EF001062 | Non | 9.0
CAPRI | ADCSM501N150NPN | EC000441 | EF001210 | Non | 9.0
CAPRI | ADCSM501N150NPN | EC000441 | EF001758 | EV003712 | 9.0
CAPRI | ADCSM501N150NPN | EC000441 | EF004191 | Non | 9.0
CAPRI | ADCSM501N150NPN | EC000441 | EF004685 | Non | 9.0
CAPRI | ADCSM501N150NPN | EC000441 | EF005004 | Non | 9.0
CAPRI | ADCSM501N150NPN | EC000441 | EF005049 | Non | 9.0
CAPRI | ADCSM501N150NPN | EC000441 | EF005337 | Non | 9.0
CAPRI | ADCSM501N150NPN | EC000441 | EF012184 | Non | 9.0
CAPRI | ADCSM501N150NPN | EC000441 | EF012547 | Non | 9.0
CAPRI | ADCSM501N150NPN | EC000441 | EF024919 | Non | 9.0
CAPRI | ADCSM501N150SSN | EC000441 | EF000025 | Non | 9.0
CAPRI | ADCSM501N150SSN | EC000441 | EF000084 | Non | 9.0
CAPRI | ADCSM501N150SSN | EC000441 | EF000734 | Non | 9.0
CAPRI | ADCSM501N150SSN | EC000441 | EF000878 | Non | 9.0
CAPRI | ADCSM501N150SSN | EC000441 | EF000881 | Non | 9.0
CAPRI | ADCSM501N150SSN | EC000441 | EF001062 | Non | 9.0
CAPRI | ADCSM501N150SSN | EC000441 | EF001210 | Non | 9.0
CAPRI | ADCSM501N150SSN | EC000441 | EF001758 | EV003712 | 9.0
CAPRI | ADCSM501N150SSN | EC000441 | EF004191 | Non | 9.0
CAPRI | ADCSM501N150SSN | EC000441 | EF004685 | Non | 9.0
CAPRI | ADCSM501N150SSN | EC000441 | EF005004 | Non | 9.0
CAPRI | ADCSM501N150SSN | EC000441 | EF005049 | Non | 9.0
CAPRI | ADCSM501N150SSN | EC000441 | EF005337 | Non | 9.0
CAPRI | ADCSM501N150SSN | EC000441 | EF012184 | Non | 9.0
CAPRI | ADCSM501N150SSN | EC000441 | EF012547 | Non | 9.0
CAPRI | ADCSM501N150SSN | EC000441 | EF024919 | Non | 9.0
CAPRI | ADCSM502M50NPN | EC000441 | EF000025 | Non | 9.0
CAPRI | ADCSM502M50NPN | EC000441 | EF000084 | Non | 9.0
CAPRI | ADCSM502M50NPN | EC000441 | EF000734 | Non | 9.0
CAPRI | ADCSM502M50NPN | EC000441 | EF000878 | Non | 9.0
CAPRI | ADCSM502M50NPN | EC000441 | EF000881 | Non | 9.0
CAPRI | ADCSM502M50NPN | EC000441 | EF001062 | Non | 9.0
CAPRI | ADCSM502M50NPN | EC000441 | EF001210 | Non | 9.0
CAPRI | ADCSM502M50NPN | EC000441 | EF001758 | EV003712 | 9.0
CAPRI | ADCSM502M50NPN | EC000441 | EF004191 | Non | 9.0
CAPRI | ADCSM502M50NPN | EC000441 | EF004685 | Non | 9.0
CAPRI | ADCSM502M50NPN | EC000441 | EF005004 | Non | 9.0
CAPRI | ADCSM502M50NPN | EC000441 | EF005049 | Non | 9.0
CAPRI | ADCSM502M50NPN | EC000441 | EF005337 | Non | 9.0
CAPRI | ADCSM502M50NPN | EC000441 | EF012184 | Non | 9.0
CAPRI | ADCSM502M50NPN | EC000441 | EF012547 | Non | 9.0
CAPRI | ADCSM502M50NPN | EC000441 | EF024919 | Non | 9.0
CAPRI | ADCSM502M50SSN | EC000441 | EF000025 | Non | 9.0
CAPRI | ADCSM502M50SSN | EC000441 | EF000084 | Non | 9.0
CAPRI | ADCSM502M50SSN | EC000441 | EF000734 | Non | 9.0
CAPRI | ADCSM502M50SSN | EC000441 | EF000878 | Non | 9.0
CAPRI | ADCSM502M50SSN | EC000441 | EF000881 | Non | 9.0
CAPRI | ADCSM502M50SSN | EC000441 | EF001062 | Non | 9.0
CAPRI | ADCSM502M50SSN | EC000441 | EF001210 | Non | 9.0
CAPRI | ADCSM502M50SSN | EC000441 | EF001758 | EV003712 | 9.0
CAPRI | ADCSM502M50SSN | EC000441 | EF004191 | Non | 9.0
CAPRI | ADCSM502M50SSN | EC000441 | EF004685 | Non | 9.0
CAPRI | ADCSM502M50SSN | EC000441 | EF005004 | Non | 9.0
CAPRI | ADCSM502M50SSN | EC000441 | EF005049 | Non | 9.0
CAPRI | ADCSM502M50SSN | EC000441 | EF005337 | Non | 9.0
CAPRI | ADCSM502M50SSN | EC000441 | EF012184 | Non | 9.0
CAPRI | ADCSM502M50SSN | EC000441 | EF012547 | Non | 9.0
CAPRI | ADCSM502M50SSN | EC000441 | EF024919 | Non | 9.0
CAPRI | ADCSM502N150NPN | EC000441 | EF000025 | Non | 9.0
CAPRI | ADCSM502N150NPN | EC000441 | EF000084 | Non | 9.0
CAPRI | ADCSM502N150NPN | EC000441 | EF000734 | Non | 9.0
CAPRI | ADCSM502N150NPN | EC000441 | EF000878 | Non | 9.0
CAPRI | ADCSM502N150NPN | EC000441 | EF000881 | Non | 9.0
CAPRI | ADCSM502N150NPN | EC000441 | EF001062 | Non | 9.0
CAPRI | ADCSM502N150NPN | EC000441 | EF001210 | Non | 9.0
CAPRI | ADCSM502N150NPN | EC000441 | EF001758 | EV003712 | 9.0
CAPRI | ADCSM502N150NPN | EC000441 | EF004191 | Non | 9.0
CAPRI | ADCSM502N150NPN | EC000441 | EF004685 | Non | 9.0
CAPRI | ADCSM502N150NPN | EC000441 | EF005004 | Non | 9.0
CAPRI | ADCSM502N150NPN | EC000441 | EF005049 | Non | 9.0
CAPRI | ADCSM502N150NPN | EC000441 | EF005337 | Non | 9.0
CAPRI | ADCSM502N150NPN | EC000441 | EF012184 | Non | 9.0
CAPRI | ADCSM502N150NPN | EC000441 | EF012547 | Non | 9.0
CAPRI | ADCSM502N150NPN | EC000441 | EF024919 | Non | 9.0
CAPRI | ADCSM502N150SSN | EC000441 | EF000025 | Non | 9.0
CAPRI | ADCSM502N150SSN | EC000441 | EF000084 | Non | 9.0
CAPRI | ADCSM502N150SSN | EC000441 | EF000734 | Non | 9.0
CAPRI | ADCSM502N150SSN | EC000441 | EF000878 | Non | 9.0
CAPRI | ADCSM502N150SSN | EC000441 | EF000881 | Non | 9.0
CAPRI | ADCSM502N150SSN | EC000441 | EF001062 | Non | 9.0
CAPRI | ADCSM502N150SSN | EC000441 | EF001210 | Non | 9.0
CAPRI | ADCSM502N150SSN | EC000441 | EF001758 | EV003712 | 9.0
CAPRI | ADCSM502N150SSN | EC000441 | EF004191 | Non | 9.0
CAPRI | ADCSM502N150SSN | EC000441 | EF004685 | Non | 9.0
CAPRI | ADCSM502N150SSN | EC000441 | EF005004 | Non | 9.0
CAPRI | ADCSM502N150SSN | EC000441 | EF005049 | Non | 9.0
CAPRI | ADCSM502N150SSN | EC000441 | EF005337 | Non | 9.0
CAPRI | ADCSM502N150SSN | EC000441 | EF012184 | Non | 9.0
CAPRI | ADCSM502N150SSN | EC000441 | EF012547 | Non | 9.0
CAPRI | ADCSM502N150SSN | EC000441 | EF024919 | Non | 9.0
CAPRI | ADCSM503M50NPN | EC000441 | EF000025 | Non | 9.0
CAPRI | ADCSM503M50NPN | EC000441 | EF000084 | Non | 9.0
CAPRI | ADCSM503M50NPN | EC000441 | EF000734 | Non | 9.0
CAPRI | ADCSM503M50NPN | EC000441 | EF000878 | Non | 9.0
CAPRI | ADCSM503M50NPN | EC000441 | EF000881 | Non | 9.0
CAPRI | ADCSM503M50NPN | EC000441 | EF001062 | Non | 9.0
CAPRI | ADCSM503M50NPN | EC000441 | EF001210 | Non | 9.0
CAPRI | ADCSM503M50NPN | EC000441 | EF001758 | EV003712 | 9.0
CAPRI | ADCSM503M50NPN | EC000441 | EF004191 | Non | 9.0
CAPRI | ADCSM503M50NPN | EC000441 | EF004685 | Non | 9.0
CAPRI | ADCSM503M50NPN | EC000441 | EF005004 | Non | 9.0
CAPRI | ADCSM503M50NPN | EC000441 | EF005049 | Non | 9.0
CAPRI | ADCSM503M50NPN | EC000441 | EF005337 | Non | 9.0
CAPRI | ADCSM503M50NPN | EC000441 | EF012184 | Non | 9.0
CAPRI | ADCSM503M50NPN | EC000441 | EF012547 | Non | 9.0
CAPRI | ADCSM503M50NPN | EC000441 | EF024919 | Non | 9.0
CAPRI | ADCSM503M50SSN | EC000441 | EF000025 | Non | 9.0
CAPRI | ADCSM503M50SSN | EC000441 | EF000084 | Non | 9.0
CAPRI | ADCSM503M50SSN | EC000441 | EF000734 | Non | 9.0
CAPRI | ADCSM503M50SSN | EC000441 | EF000878 | Non | 9.0
CAPRI | ADCSM503M50SSN | EC000441 | EF000881 | Non | 9.0
CAPRI | ADCSM503M50SSN | EC000441 | EF001062 | Non | 9.0
CAPRI | ADCSM503M50SSN | EC000441 | EF001210 | Non | 9.0
CAPRI | ADCSM503M50SSN | EC000441 | EF001758 | EV003712 | 9.0
CAPRI | ADCSM503M50SSN | EC000441 | EF004191 | Non | 9.0
CAPRI | ADCSM503M50SSN | EC000441 | EF004685 | Non | 9.0
CAPRI | ADCSM503M50SSN | EC000441 | EF005004 | Non | 9.0
CAPRI | ADCSM503M50SSN | EC000441 | EF005049 | Non | 9.0
CAPRI | ADCSM503M50SSN | EC000441 | EF005337 | Non | 9.0
CAPRI | ADCSM503M50SSN | EC000441 | EF012184 | Non | 9.0
CAPRI | ADCSM503M50SSN | EC000441 | EF012547 | Non | 9.0
CAPRI | ADCSM503M50SSN | EC000441 | EF024919 | Non | 9.0
CAPRI | ADCSM503M63NPN | EC000441 | EF000025 | Non | 9.0
CAPRI | ADCSM503M63NPN | EC000441 | EF000084 | Non | 9.0
CAPRI | ADCSM503M63NPN | EC000441 | EF000734 | Non | 9.0
CAPRI | ADCSM503M63NPN | EC000441 | EF000878 | Non | 9.0
CAPRI | ADCSM503M63NPN | EC000441 | EF000881 | Non | 9.0
CAPRI | ADCSM503M63NPN | EC000441 | EF001062 | Non | 9.0
CAPRI | ADCSM503M63NPN | EC000441 | EF001210 | Non | 9.0
CAPRI | ADCSM503M63NPN | EC000441 | EF001758 | EV003712 | 9.0
CAPRI | ADCSM503M63NPN | EC000441 | EF004191 | Non | 9.0
CAPRI | ADCSM503M63NPN | EC000441 | EF004685 | Non | 9.0
CAPRI | ADCSM503M63NPN | EC000441 | EF005004 | Non | 9.0
CAPRI | ADCSM503M63NPN | EC000441 | EF005049 | Non | 9.0
CAPRI | ADCSM503M63NPN | EC000441 | EF005337 | Non | 9.0
CAPRI | ADCSM503M63NPN | EC000441 | EF012184 | Non | 9.0
CAPRI | ADCSM503M63NPN | EC000441 | EF012547 | Non | 9.0
CAPRI | ADCSM503M63NPN | EC000441 | EF024919 | Non | 9.0
CAPRI | ADCSM503M63SSN | EC000441 | EF000025 | Non | 9.0
CAPRI | ADCSM503M63SSN | EC000441 | EF000084 | Non | 9.0
CAPRI | ADCSM503M63SSN | EC000441 | EF000734 | Non | 9.0
CAPRI | ADCSM503M63SSN | EC000441 | EF000878 | Non | 9.0
CAPRI | ADCSM503M63SSN | EC000441 | EF000881 | Non | 9.0
CAPRI | ADCSM503M63SSN | EC000441 | EF001062 | Non | 9.0
CAPRI | ADCSM503M63SSN | EC000441 | EF001210 | Non | 9.0
CAPRI | ADCSM503M63SSN | EC000441 | EF001758 | EV003712 | 9.0
CAPRI | ADCSM503M63SSN | EC000441 | EF004191 | Non | 9.0
CAPRI | ADCSM503M63SSN | EC000441 | EF004685 | Non | 9.0
CAPRI | ADCSM503M63SSN | EC000441 | EF005004 | Non | 9.0
CAPRI | ADCSM503M63SSN | EC000441 | EF005049 | Non | 9.0
CAPRI | ADCSM503M63SSN | EC000441 | EF005337 | Non | 9.0
CAPRI | ADCSM503M63SSN | EC000441 | EF012184 | Non | 9.0
CAPRI | ADCSM503M63SSN | EC000441 | EF012547 | Non | 9.0
CAPRI | ADCSM503M63SSN | EC000441 | EF024919 | Non | 9.0
CAPRI | ADCSM503N150NPN | EC000441 | EF000025 | Non | 9.0
CAPRI | ADCSM503N150NPN | EC000441 | EF000084 | Non | 9.0
CAPRI | ADCSM503N150NPN | EC000441 | EF000734 | Non | 9.0
CAPRI | ADCSM503N150NPN | EC000441 | EF000878 | Non | 9.0
CAPRI | ADCSM503N150NPN | EC000441 | EF000881 | Non | 9.0
CAPRI | ADCSM503N150NPN | EC000441 | EF001062 | Non | 9.0
CAPRI | ADCSM503N150NPN | EC000441 | EF001210 | Non | 9.0
CAPRI | ADCSM503N150NPN | EC000441 | EF001758 | EV003712 | 9.0
CAPRI | ADCSM503N150NPN | EC000441 | EF004191 | Non | 9.0
CAPRI | ADCSM503N150NPN | EC000441 | EF004685 | Non | 9.0
CAPRI | ADCSM503N150NPN | EC000441 | EF005004 | Non | 9.0
CAPRI | ADCSM503N150NPN | EC000441 | EF005049 | Non | 9.0
CAPRI | ADCSM503N150NPN | EC000441 | EF005337 | Non | 9.0
CAPRI | ADCSM503N150NPN | EC000441 | EF012184 | Non | 9.0
CAPRI | ADCSM503N150NPN | EC000441 | EF012547 | Non | 9.0
CAPRI | ADCSM503N150NPN | EC000441 | EF024919 | Non | 9.0
CAPRI | ADCSM503N150SSN | EC000441 | EF000025 | Non | 9.0
CAPRI | ADCSM503N150SSN | EC000441 | EF000084 | Non | 9.0
CAPRI | ADCSM503N150SSN | EC000441 | EF000734 | Non | 9.0
CAPRI | ADCSM503N150SSN | EC000441 | EF000878 | Non | 9.0
CAPRI | ADCSM503N150SSN | EC000441 | EF000881 | Non | 9.0
CAPRI | ADCSM503N150SSN | EC000441 | EF001062 | Non | 9.0
CAPRI | ADCSM503N150SSN | EC000441 | EF001210 | Non | 9.0
CAPRI | ADCSM503N150SSN | EC000441 | EF001758 | EV003712 | 9.0
CAPRI | ADCSM503N150SSN | EC000441 | EF004191 | Non | 9.0
CAPRI | ADCSM503N150SSN | EC000441 | EF004685 | Non | 9.0
CAPRI | ADCSM503N150SSN | EC000441 | EF005004 | Non | 9.0
CAPRI | ADCSM503N150SSN | EC000441 | EF005049 | Non | 9.0
CAPRI | ADCSM503N150SSN | EC000441 | EF005337 | Non | 9.0
CAPRI | ADCSM503N150SSN | EC000441 | EF012184 | Non | 9.0
CAPRI | ADCSM503N150SSN | EC000441 | EF012547 | Non | 9.0
CAPRI | ADCSM503N150SSN | EC000441 | EF024919 | Non | 9.0
CAPRI | ADCSM503N200NPN | EC000441 | EF000025 | Non | 9.0
CAPRI | ADCSM503N200NPN | EC000441 | EF000084 | Non | 9.0
CAPRI | ADCSM503N200NPN | EC000441 | EF000734 | Non | 9.0
CAPRI | ADCSM503N200NPN | EC000441 | EF000878 | Non | 9.0
CAPRI | ADCSM503N200NPN | EC000441 | EF000881 | Non | 9.0
CAPRI | ADCSM503N200NPN | EC000441 | EF001062 | Non | 9.0
CAPRI | ADCSM503N200NPN | EC000441 | EF001210 | Non | 9.0
CAPRI | ADCSM503N200NPN | EC000441 | EF001758 | EV003712 | 9.0
CAPRI | ADCSM503N200NPN | EC000441 | EF004191 | Non | 9.0
CAPRI | ADCSM503N200NPN | EC000441 | EF004685 | Non | 9.0
CAPRI | ADCSM503N200NPN | EC000441 | EF005004 | Non | 9.0
CAPRI | ADCSM503N200NPN | EC000441 | EF005049 | Non | 9.0
CAPRI | ADCSM503N200NPN | EC000441 | EF005337 | Non | 9.0
CAPRI | ADCSM503N200NPN | EC000441 | EF012184 | Non | 9.0
CAPRI | ADCSM503N200NPN | EC000441 | EF012547 | Non | 9.0
CAPRI | ADCSM503N200NPN | EC000441 | EF024919 | Non | 9.0
CAPRI | ADCSM503N200SSN | EC000441 | EF000025 | Non | 9.0
CAPRI | ADCSM503N200SSN | EC000441 | EF000084 | Non | 9.0
CAPRI | ADCSM503N200SSN | EC000441 | EF000734 | Non | 9.0
CAPRI | ADCSM503N200SSN | EC000441 | EF000878 | Non | 9.0
CAPRI | ADCSM503N200SSN | EC000441 | EF000881 | Non | 9.0
CAPRI | ADCSM503N200SSN | EC000441 | EF001062 | Non | 9.0
CAPRI | ADCSM503N200SSN | EC000441 | EF001210 | Non | 9.0
CAPRI | ADCSM503N200SSN | EC000441 | EF001758 | EV003712 | 9.0
CAPRI | ADCSM503N200SSN | EC000441 | EF004191 | Non | 9.0
CAPRI | ADCSM503N200SSN | EC000441 | EF004685 | Non | 9.0
CAPRI | ADCSM503N200SSN | EC000441 | EF005004 | Non | 9.0
CAPRI | ADCSM503N200SSN | EC000441 | EF005049 | Non | 9.0
CAPRI | ADCSM503N200SSN | EC000441 | EF005337 | Non | 9.0
CAPRI | ADCSM503N200SSN | EC000441 | EF012184 | Non | 9.0
CAPRI | ADCSM503N200SSN | EC000441 | EF012547 | Non | 9.0
CAPRI | ADCSM503N200SSN | EC000441 | EF024919 | Non | 9.0
CAPRI | ADCSM632M63NPN | EC000441 | EF000025 | Non | 9.0
CAPRI | ADCSM632M63NPN | EC000441 | EF000084 | Non | 9.0
CAPRI | ADCSM632M63NPN | EC000441 | EF000734 | Non | 9.0
CAPRI | ADCSM632M63NPN | EC000441 | EF000878 | Non | 9.0
CAPRI | ADCSM632M63NPN | EC000441 | EF000881 | Non | 9.0
CAPRI | ADCSM632M63NPN | EC000441 | EF001062 | Non | 9.0
CAPRI | ADCSM632M63NPN | EC000441 | EF001210 | Non | 9.0
CAPRI | ADCSM632M63NPN | EC000441 | EF001758 | EV003712 | 9.0
CAPRI | ADCSM632M63NPN | EC000441 | EF004191 | Non | 9.0
CAPRI | ADCSM632M63NPN | EC000441 | EF004685 | Non | 9.0
CAPRI | ADCSM632M63NPN | EC000441 | EF005004 | Non | 9.0
CAPRI | ADCSM632M63NPN | EC000441 | EF005049 | Non | 9.0
CAPRI | ADCSM632M63NPN | EC000441 | EF005337 | Non | 9.0
CAPRI | ADCSM632M63NPN | EC000441 | EF012184 | Non | 9.0
CAPRI | ADCSM632M63NPN | EC000441 | EF012547 | Non | 9.0
CAPRI | ADCSM632M63NPN | EC000441 | EF024919 | Non | 9.0
CAPRI | ADCSM632M63SSN | EC000441 | EF000025 | Non | 9.0
CAPRI | ADCSM632M63SSN | EC000441 | EF000084 | Non | 9.0
CAPRI | ADCSM632M63SSN | EC000441 | EF000734 | Non | 9.0
CAPRI | ADCSM632M63SSN | EC000441 | EF000878 | Non | 9.0
CAPRI | ADCSM632M63SSN | EC000441 | EF000881 | Non | 9.0
CAPRI | ADCSM632M63SSN | EC000441 | EF001062 | Non | 9.0
CAPRI | ADCSM632M63SSN | EC000441 | EF001210 | Non | 9.0
CAPRI | ADCSM632M63SSN | EC000441 | EF001758 | EV003712 | 9.0
CAPRI | ADCSM632M63SSN | EC000441 | EF004191 | Non | 9.0
CAPRI | ADCSM632M63SSN | EC000441 | EF004685 | Non | 9.0
CAPRI | ADCSM632M63SSN | EC000441 | EF005004 | Non | 9.0
CAPRI | ADCSM632M63SSN | EC000441 | EF005049 | Non | 9.0
CAPRI | ADCSM632M63SSN | EC000441 | EF005337 | Non | 9.0
CAPRI | ADCSM632M63SSN | EC000441 | EF012184 | Non | 9.0
CAPRI | ADCSM632M63SSN | EC000441 | EF012547 | Non | 9.0
CAPRI | ADCSM632M63SSN | EC000441 | EF024919 | Non | 9.0
CAPRI | ADCSM632N200NPN | EC000441 | EF000025 | Non | 9.0
CAPRI | ADCSM632N200NPN | EC000441 | EF000084 | Non | 9.0
CAPRI | ADCSM632N200NPN | EC000441 | EF000734 | Non | 9.0
CAPRI | ADCSM632N200NPN | EC000441 | EF000878 | Non | 9.0
CAPRI | ADCSM632N200NPN | EC000441 | EF000881 | Non | 9.0
CAPRI | ADCSM632N200NPN | EC000441 | EF001062 | Non | 9.0
CAPRI | ADCSM632N200NPN | EC000441 | EF001210 | Non | 9.0
CAPRI | ADCSM632N200NPN | EC000441 | EF001758 | EV003712 | 9.0
CAPRI | ADCSM632N200NPN | EC000441 | EF004191 | Non | 9.0
CAPRI | ADCSM632N200NPN | EC000441 | EF004685 | Non | 9.0
CAPRI | ADCSM632N200NPN | EC000441 | EF005004 | Non | 9.0
CAPRI | ADCSM632N200NPN | EC000441 | EF005049 | Non | 9.0
CAPRI | ADCSM632N200NPN | EC000441 | EF005337 | Non | 9.0
CAPRI | ADCSM632N200NPN | EC000441 | EF012184 | Non | 9.0
CAPRI | ADCSM632N200NPN | EC000441 | EF012547 | Non | 9.0
CAPRI | ADCSM632N200NPN | EC000441 | EF024919 | Non | 9.0
CAPRI | ADCSM632N200SSN | EC000441 | EF000025 | Non | 9.0
CAPRI | ADCSM632N200SSN | EC000441 | EF000084 | Non | 9.0
CAPRI | ADCSM632N200SSN | EC000441 | EF000734 | Non | 9.0
CAPRI | ADCSM632N200SSN | EC000441 | EF000878 | Non | 9.0
CAPRI | ADCSM632N200SSN | EC000441 | EF000881 | Non | 9.0
CAPRI | ADCSM632N200SSN | EC000441 | EF001062 | Non | 9.0
CAPRI | ADCSM632N200SSN | EC000441 | EF001210 | Non | 9.0
CAPRI | ADCSM632N200SSN | EC000441 | EF001758 | EV003712 | 9.0
CAPRI | ADCSM632N200SSN | EC000441 | EF004191 | Non | 9.0
CAPRI | ADCSM632N200SSN | EC000441 | EF004685 | Non | 9.0
CAPRI | ADCSM632N200SSN | EC000441 | EF005004 | Non | 9.0
CAPRI | ADCSM632N200SSN | EC000441 | EF005049 | Non | 9.0
CAPRI | ADCSM632N200SSN | EC000441 | EF005337 | Non | 9.0
CAPRI | ADCSM632N200SSN | EC000441 | EF012184 | Non | 9.0
CAPRI | ADCSM632N200SSN | EC000441 | EF012547 | Non | 9.0
CAPRI | ADCSM632N200SSN | EC000441 | EF024919 | Non | 9.0
CAPRI | ADCSM633M63NPN | EC000441 | EF000025 | Non | 9.0
CAPRI | ADCSM633M63NPN | EC000441 | EF000084 | Non | 9.0
CAPRI | ADCSM633M63NPN | EC000441 | EF000734 | Non | 9.0
CAPRI | ADCSM633M63NPN | EC000441 | EF000878 | Non | 9.0
CAPRI | ADCSM633M63NPN | EC000441 | EF000881 | Non | 9.0
CAPRI | ADCSM633M63NPN | EC000441 | EF001062 | Non | 9.0
CAPRI | ADCSM633M63NPN | EC000441 | EF001210 | Non | 9.0
CAPRI | ADCSM633M63NPN | EC000441 | EF001758 | EV003712 | 9.0
CAPRI | ADCSM633M63NPN | EC000441 | EF004191 | Non | 9.0
CAPRI | ADCSM633M63NPN | EC000441 | EF004685 | Non | 9.0
CAPRI | ADCSM633M63NPN | EC000441 | EF005004 | Non | 9.0
CAPRI | ADCSM633M63NPN | EC000441 | EF005049 | Non | 9.0
CAPRI | ADCSM633M63NPN | EC000441 | EF005337 | Non | 9.0
CAPRI | ADCSM633M63NPN | EC000441 | EF012184 | Non | 9.0
CAPRI | ADCSM633M63NPN | EC000441 | EF012547 | Non | 9.0
CAPRI | ADCSM633M63NPN | EC000441 | EF024919 | Non | 9.0
CAPRI | ADCSM633M63SSN | EC000441 | EF000025 | Non | 9.0
CAPRI | ADCSM633M63SSN | EC000441 | EF000084 | Non | 9.0
CAPRI | ADCSM633M63SSN | EC000441 | EF000734 | Non | 9.0
CAPRI | ADCSM633M63SSN | EC000441 | EF000878 | Non | 9.0
CAPRI | ADCSM633M63SSN | EC000441 | EF000881 | Non | 9.0
CAPRI | ADCSM633M63SSN | EC000441 | EF001062 | Non | 9.0
CAPRI | ADCSM633M63SSN | EC000441 | EF001210 | Non | 9.0
CAPRI | ADCSM633M63SSN | EC000441 | EF001758 | EV003712 | 9.0
CAPRI | ADCSM633M63SSN | EC000441 | EF004191 | Non | 9.0
CAPRI | ADCSM633M63SSN | EC000441 | EF004685 | Non | 9.0
CAPRI | ADCSM633M63SSN | EC000441 | EF005004 | Non | 9.0
CAPRI | ADCSM633M63SSN | EC000441 | EF005049 | Non | 9.0
CAPRI | ADCSM633M63SSN | EC000441 | EF005337 | Non | 9.0
CAPRI | ADCSM633M63SSN | EC000441 | EF012184 | Non | 9.0
CAPRI | ADCSM633M63SSN | EC000441 | EF012547 | Non | 9.0
CAPRI | ADCSM633M63SSN | EC000441 | EF024919 | Non | 9.0
CAPRI | ADCSM633M75NPN | EC000441 | EF000025 | Non | 9.0
CAPRI | ADCSM633M75NPN | EC000441 | EF000084 | Non | 9.0
CAPRI | ADCSM633M75NPN | EC000441 | EF000734 | Non | 9.0
CAPRI | ADCSM633M75NPN | EC000441 | EF000878 | Non | 9.0
CAPRI | ADCSM633M75NPN | EC000441 | EF000881 | Non | 9.0
CAPRI | ADCSM633M75NPN | EC000441 | EF001062 | Non | 9.0
CAPRI | ADCSM633M75NPN | EC000441 | EF001210 | Non | 9.0
CAPRI | ADCSM633M75NPN | EC000441 | EF001758 | EV003712 | 9.0
CAPRI | ADCSM633M75NPN | EC000441 | EF004191 | Non | 9.0
CAPRI | ADCSM633M75NPN | EC000441 | EF004685 | Non | 9.0
CAPRI | ADCSM633M75NPN | EC000441 | EF005004 | Non | 9.0
CAPRI | ADCSM633M75NPN | EC000441 | EF005049 | Non | 9.0
CAPRI | ADCSM633M75NPN | EC000441 | EF005337 | Non | 9.0
CAPRI | ADCSM633M75NPN | EC000441 | EF012184 | Non | 9.0
CAPRI | ADCSM633M75NPN | EC000441 | EF012547 | Non | 9.0
CAPRI | ADCSM633M75NPN | EC000441 | EF024919 | Non | 9.0
CAPRI | ADCSM633M75SSN | EC000441 | EF000025 | Non | 9.0
CAPRI | ADCSM633M75SSN | EC000441 | EF000084 | Non | 9.0
CAPRI | ADCSM633M75SSN | EC000441 | EF000734 | Non | 9.0
CAPRI | ADCSM633M75SSN | EC000441 | EF000878 | Non | 9.0
CAPRI | ADCSM633M75SSN | EC000441 | EF000881 | Non | 9.0
CAPRI | ADCSM633M75SSN | EC000441 | EF001062 | Non | 9.0
CAPRI | ADCSM633M75SSN | EC000441 | EF001210 | Non | 9.0
CAPRI | ADCSM633M75SSN | EC000441 | EF001758 | EV003712 | 9.0
CAPRI | ADCSM633M75SSN | EC000441 | EF004191 | Non | 9.0
CAPRI | ADCSM633M75SSN | EC000441 | EF004685 | Non | 9.0
CAPRI | ADCSM633M75SSN | EC000441 | EF005004 | Non | 9.0
CAPRI | ADCSM633M75SSN | EC000441 | EF005049 | Non | 9.0
CAPRI | ADCSM633M75SSN | EC000441 | EF005337 | Non | 9.0
CAPRI | ADCSM633M75SSN | EC000441 | EF012184 | Non | 9.0
CAPRI | ADCSM633M75SSN | EC000441 | EF012547 | Non | 9.0
CAPRI | ADCSM633M75SSN | EC000441 | EF024919 | Non | 9.0
CAPRI | ADCSM633N200NPN | EC000441 | EF000025 | Non | 9.0
CAPRI | ADCSM633N200NPN | EC000441 | EF000084 | Non | 9.0
CAPRI | ADCSM633N200NPN | EC000441 | EF000734 | Non | 9.0
CAPRI | ADCSM633N200NPN | EC000441 | EF000878 | Non | 9.0
CAPRI | ADCSM633N200NPN | EC000441 | EF000881 | Non | 9.0
CAPRI | ADCSM633N200NPN | EC000441 | EF001062 | Non | 9.0
CAPRI | ADCSM633N200NPN | EC000441 | EF001210 | Non | 9.0
CAPRI | ADCSM633N200NPN | EC000441 | EF001758 | EV003712 | 9.0
CAPRI | ADCSM633N200NPN | EC000441 | EF004191 | Non | 9.0
CAPRI | ADCSM633N200NPN | EC000441 | EF004685 | Non | 9.0
CAPRI | ADCSM633N200NPN | EC000441 | EF005004 | Non | 9.0
CAPRI | ADCSM633N200NPN | EC000441 | EF005049 | Non | 9.0
CAPRI | ADCSM633N200NPN | EC000441 | EF005337 | Non | 9.0
CAPRI | ADCSM633N200NPN | EC000441 | EF012184 | Non | 9.0
CAPRI | ADCSM633N200NPN | EC000441 | EF012547 | Non | 9.0
CAPRI | ADCSM633N200NPN | EC000441 | EF024919 | Non | 9.0
CAPRI | ADCSM633N200SSN | EC000441 | EF000025 | Non | 9.0
CAPRI | ADCSM633N200SSN | EC000441 | EF000084 | Non | 9.0
CAPRI | ADCSM633N200SSN | EC000441 | EF000734 | Non | 9.0
CAPRI | ADCSM633N200SSN | EC000441 | EF000878 | Non | 9.0
CAPRI | ADCSM633N200SSN | EC000441 | EF000881 | Non | 9.0
CAPRI | ADCSM633N200SSN | EC000441 | EF001062 | Non | 9.0
CAPRI | ADCSM633N200SSN | EC000441 | EF001210 | Non | 9.0
CAPRI | ADCSM633N200SSN | EC000441 | EF001758 | EV003712 | 9.0
CAPRI | ADCSM633N200SSN | EC000441 | EF004191 | Non | 9.0
CAPRI | ADCSM633N200SSN | EC000441 | EF004685 | Non | 9.0
CAPRI | ADCSM633N200SSN | EC000441 | EF005004 | Non | 9.0
CAPRI | ADCSM633N200SSN | EC000441 | EF005049 | Non | 9.0
CAPRI | ADCSM633N200SSN | EC000441 | EF005337 | Non | 9.0
CAPRI | ADCSM633N200SSN | EC000441 | EF012184 | Non | 9.0
CAPRI | ADCSM633N200SSN | EC000441 | EF012547 | Non | 9.0
CAPRI | ADCSM633N200SSN | EC000441 | EF024919 | Non | 9.0
CAPRI | ADCSM633N250NPN | EC000441 | EF000025 | Non | 9.0
CAPRI | ADCSM633N250NPN | EC000441 | EF000084 | Non | 9.0
CAPRI | ADCSM633N250NPN | EC000441 | EF000734 | Non | 9.0
CAPRI | ADCSM633N250NPN | EC000441 | EF000878 | Non | 9.0
CAPRI | ADCSM633N250NPN | EC000441 | EF000881 | Non | 9.0
CAPRI | ADCSM633N250NPN | EC000441 | EF001062 | Non | 9.0
CAPRI | ADCSM633N250NPN | EC000441 | EF001210 | Non | 9.0
CAPRI | ADCSM633N250NPN | EC000441 | EF001758 | EV003712 | 9.0
CAPRI | ADCSM633N250NPN | EC000441 | EF004191 | Non | 9.0
CAPRI | ADCSM633N250NPN | EC000441 | EF004685 | Non | 9.0
CAPRI | ADCSM633N250NPN | EC000441 | EF005004 | Non | 9.0
CAPRI | ADCSM633N250NPN | EC000441 | EF005049 | Non | 9.0
CAPRI | ADCSM633N250NPN | EC000441 | EF005337 | Non | 9.0
CAPRI | ADCSM633N250NPN | EC000441 | EF012184 | Non | 9.0
CAPRI | ADCSM633N250NPN | EC000441 | EF012547 | Non | 9.0
CAPRI | ADCSM633N250NPN | EC000441 | EF024919 | Non | 9.0
CAPRI | ADCSM633N250SSN | EC000441 | EF000025 | Non | 9.0
CAPRI | ADCSM633N250SSN | EC000441 | EF000084 | Non | 9.0
CAPRI | ADCSM633N250SSN | EC000441 | EF000734 | Non | 9.0
CAPRI | ADCSM633N250SSN | EC000441 | EF000878 | Non | 9.0
CAPRI | ADCSM633N250SSN | EC000441 | EF000881 | Non | 9.0
CAPRI | ADCSM633N250SSN | EC000441 | EF001062 | Non | 9.0
CAPRI | ADCSM633N250SSN | EC000441 | EF001210 | Non | 9.0
CAPRI | ADCSM633N250SSN | EC000441 | EF001758 | EV003712 | 9.0
CAPRI | ADCSM633N250SSN | EC000441 | EF004191 | Non | 9.0
CAPRI | ADCSM633N250SSN | EC000441 | EF004685 | Non | 9.0
CAPRI | ADCSM633N250SSN | EC000441 | EF005004 | Non | 9.0
CAPRI | ADCSM633N250SSN | EC000441 | EF005049 | Non | 9.0
CAPRI | ADCSM633N250SSN | EC000441 | EF005337 | Non | 9.0
CAPRI | ADCSM633N250SSN | EC000441 | EF012184 | Non | 9.0
CAPRI | ADCSM633N250SSN | EC000441 | EF012547 | Non | 9.0
CAPRI | ADCSM633N250SSN | EC000441 | EF024919 | Non | 9.0
CAPRI | ADCSM752M75NPN | EC000441 | EF000025 | Non | 9.0
CAPRI | ADCSM752M75NPN | EC000441 | EF000084 | Non | 9.0
CAPRI | ADCSM752M75NPN | EC000441 | EF000734 | Non | 9.0
CAPRI | ADCSM752M75NPN | EC000441 | EF000878 | Non | 9.0
CAPRI | ADCSM752M75NPN | EC000441 | EF000881 | Non | 9.0
CAPRI | ADCSM752M75NPN | EC000441 | EF001062 | Non | 9.0
CAPRI | ADCSM752M75NPN | EC000441 | EF001210 | Non | 9.0
CAPRI | ADCSM752M75NPN | EC000441 | EF001758 | EV003712 | 9.0
CAPRI | ADCSM752M75NPN | EC000441 | EF004191 | Non | 9.0
CAPRI | ADCSM752M75NPN | EC000441 | EF004685 | Non | 9.0
CAPRI | ADCSM752M75NPN | EC000441 | EF005004 | Non | 9.0
CAPRI | ADCSM752M75NPN | EC000441 | EF005049 | Non | 9.0
CAPRI | ADCSM752M75NPN | EC000441 | EF005337 | Non | 9.0
CAPRI | ADCSM752M75NPN | EC000441 | EF012184 | Non | 9.0
CAPRI | ADCSM752M75NPN | EC000441 | EF012547 | Non | 9.0
CAPRI | ADCSM752M75NPN | EC000441 | EF024919 | Non | 9.0
CAPRI | ADCSM752M75SSN | EC000441 | EF000025 | Non | 9.0
CAPRI | ADCSM752M75SSN | EC000441 | EF000084 | Non | 9.0
CAPRI | ADCSM752M75SSN | EC000441 | EF000734 | Non | 9.0
CAPRI | ADCSM752M75SSN | EC000441 | EF000878 | Non | 9.0
CAPRI | ADCSM752M75SSN | EC000441 | EF000881 | Non | 9.0
CAPRI | ADCSM752M75SSN | EC000441 | EF001062 | Non | 9.0
CAPRI | ADCSM752M75SSN | EC000441 | EF001210 | Non | 9.0
CAPRI | ADCSM752M75SSN | EC000441 | EF001758 | EV003712 | 9.0
CAPRI | ADCSM752M75SSN | EC000441 | EF004191 | Non | 9.0
CAPRI | ADCSM752M75SSN | EC000441 | EF004685 | Non | 9.0
CAPRI | ADCSM752M75SSN | EC000441 | EF005004 | Non | 9.0
CAPRI | ADCSM752M75SSN | EC000441 | EF005049 | Non | 9.0
CAPRI | ADCSM752M75SSN | EC000441 | EF005337 | Non | 9.0
CAPRI | ADCSM752M75SSN | EC000441 | EF012184 | Non | 9.0
CAPRI | ADCSM752M75SSN | EC000441 | EF012547 | Non | 9.0
CAPRI | ADCSM752M75SSN | EC000441 | EF024919 | Non | 9.0
CAPRI | ADCSM752N250NPN | EC000441 | EF000025 | Non | 9.0
CAPRI | ADCSM752N250NPN | EC000441 | EF000084 | Non | 9.0
CAPRI | ADCSM752N250NPN | EC000441 | EF000734 | Non | 9.0
CAPRI | ADCSM752N250NPN | EC000441 | EF000878 | Non | 9.0
CAPRI | ADCSM752N250NPN | EC000441 | EF000881 | Non | 9.0
CAPRI | ADCSM752N250NPN | EC000441 | EF001062 | Non | 9.0
CAPRI | ADCSM752N250NPN | EC000441 | EF001210 | Non | 9.0
CAPRI | ADCSM752N250NPN | EC000441 | EF001758 | EV003712 | 9.0
CAPRI | ADCSM752N250NPN | EC000441 | EF004191 | Non | 9.0
CAPRI | ADCSM752N250NPN | EC000441 | EF004685 | Non | 9.0
CAPRI | ADCSM752N250NPN | EC000441 | EF005004 | Non | 9.0
CAPRI | ADCSM752N250NPN | EC000441 | EF005049 | Non | 9.0
CAPRI | ADCSM752N250NPN | EC000441 | EF005337 | Non | 9.0
CAPRI | ADCSM752N250NPN | EC000441 | EF012184 | Non | 9.0
CAPRI | ADCSM752N250NPN | EC000441 | EF012547 | Non | 9.0
CAPRI | ADCSM752N250NPN | EC000441 | EF024919 | Non | 9.0
CAPRI | ADCSM752N250SSN | EC000441 | EF000025 | Non | 9.0
CAPRI | ADCSM752N250SSN | EC000441 | EF000084 | Non | 9.0
CAPRI | ADCSM752N250SSN | EC000441 | EF000734 | Non | 9.0
CAPRI | ADCSM752N250SSN | EC000441 | EF000878 | Non | 9.0
CAPRI | ADCSM752N250SSN | EC000441 | EF000881 | Non | 9.0
CAPRI | ADCSM752N250SSN | EC000441 | EF001062 | Non | 9.0
CAPRI | ADCSM752N250SSN | EC000441 | EF001210 | Non | 9.0
CAPRI | ADCSM752N250SSN | EC000441 | EF001758 | EV003712 | 9.0
CAPRI | ADCSM752N250SSN | EC000441 | EF004191 | Non | 9.0
CAPRI | ADCSM752N250SSN | EC000441 | EF004685 | Non | 9.0
CAPRI | ADCSM752N250SSN | EC000441 | EF005004 | Non | 9.0
CAPRI | ADCSM752N250SSN | EC000441 | EF005049 | Non | 9.0
CAPRI | ADCSM752N250SSN | EC000441 | EF005337 | Non | 9.0
CAPRI | ADCSM752N250SSN | EC000441 | EF012184 | Non | 9.0
CAPRI | ADCSM752N250SSN | EC000441 | EF012547 | Non | 9.0
CAPRI | ADCSM752N250SSN | EC000441 | EF024919 | Non | 9.0
CAPRI | ADCSM753M75NPN | EC000441 | EF000025 | Non | 9.0
CAPRI | ADCSM753M75NPN | EC000441 | EF000084 | Non | 9.0
CAPRI | ADCSM753M75NPN | EC000441 | EF000734 | Non | 9.0
CAPRI | ADCSM753M75NPN | EC000441 | EF000878 | Non | 9.0
CAPRI | ADCSM753M75NPN | EC000441 | EF000881 | Non | 9.0
CAPRI | ADCSM753M75NPN | EC000441 | EF001062 | Non | 9.0
CAPRI | ADCSM753M75NPN | EC000441 | EF001210 | Non | 9.0
CAPRI | ADCSM753M75NPN | EC000441 | EF001758 | EV003712 | 9.0
CAPRI | ADCSM753M75NPN | EC000441 | EF004191 | Non | 9.0
CAPRI | ADCSM753M75NPN | EC000441 | EF004685 | Non | 9.0
CAPRI | ADCSM753M75NPN | EC000441 | EF005004 | Non | 9.0
CAPRI | ADCSM753M75NPN | EC000441 | EF005049 | Non | 9.0
CAPRI | ADCSM753M75NPN | EC000441 | EF005337 | Non | 9.0
CAPRI | ADCSM753M75NPN | EC000441 | EF012184 | Non | 9.0
CAPRI | ADCSM753M75NPN | EC000441 | EF012547 | Non | 9.0
CAPRI | ADCSM753M75NPN | EC000441 | EF024919 | Non | 9.0
CAPRI | ADCSM753M75SSN | EC000441 | EF000025 | Non | 9.0
CAPRI | ADCSM753M75SSN | EC000441 | EF000084 | Non | 9.0
CAPRI | ADCSM753M75SSN | EC000441 | EF000734 | Non | 9.0
CAPRI | ADCSM753M75SSN | EC000441 | EF000878 | Non | 9.0
CAPRI | ADCSM753M75SSN | EC000441 | EF000881 | Non | 9.0
CAPRI | ADCSM753M75SSN | EC000441 | EF001062 | Non | 9.0
CAPRI | ADCSM753M75SSN | EC000441 | EF001210 | Non | 9.0
CAPRI | ADCSM753M75SSN | EC000441 | EF001758 | EV003712 | 9.0
CAPRI | ADCSM753M75SSN | EC000441 | EF004191 | Non | 9.0
CAPRI | ADCSM753M75SSN | EC000441 | EF004685 | Non | 9.0
CAPRI | ADCSM753M75SSN | EC000441 | EF005004 | Non | 9.0
CAPRI | ADCSM753M75SSN | EC000441 | EF005049 | Non | 9.0
CAPRI | ADCSM753M75SSN | EC000441 | EF005337 | Non | 9.0
CAPRI | ADCSM753M75SSN | EC000441 | EF012184 | Non | 9.0
CAPRI | ADCSM753M75SSN | EC000441 | EF012547 | Non | 9.0
CAPRI | ADCSM753M75SSN | EC000441 | EF024919 | Non | 9.0
CAPRI | ADCSM753M90NPN | EC000441 | EF000025 | Non | 9.0
CAPRI | ADCSM753M90NPN | EC000441 | EF000084 | Non | 9.0
CAPRI | ADCSM753M90NPN | EC000441 | EF000734 | Non | 9.0
CAPRI | ADCSM753M90NPN | EC000441 | EF000878 | Non | 9.0
CAPRI | ADCSM753M90NPN | EC000441 | EF000881 | Non | 9.0
CAPRI | ADCSM753M90NPN | EC000441 | EF001062 | Non | 9.0
CAPRI | ADCSM753M90NPN | EC000441 | EF001210 | Non | 9.0
CAPRI | ADCSM753M90NPN | EC000441 | EF001758 | EV003712 | 9.0
CAPRI | ADCSM753M90NPN | EC000441 | EF004191 | Non | 9.0
CAPRI | ADCSM753M90NPN | EC000441 | EF004685 | Non | 9.0
CAPRI | ADCSM753M90NPN | EC000441 | EF005004 | Non | 9.0
CAPRI | ADCSM753M90NPN | EC000441 | EF005049 | Non | 9.0
CAPRI | ADCSM753M90NPN | EC000441 | EF005337 | Non | 9.0
CAPRI | ADCSM753M90NPN | EC000441 | EF012184 | Non | 9.0
CAPRI | ADCSM753M90NPN | EC000441 | EF012547 | Non | 9.0
CAPRI | ADCSM753M90NPN | EC000441 | EF024919 | Non | 9.0
CAPRI | ADCSM753M90SSN | EC000441 | EF000025 | Non | 9.0
CAPRI | ADCSM753M90SSN | EC000441 | EF000084 | Non | 9.0
CAPRI | ADCSM753M90SSN | EC000441 | EF000734 | Non | 9.0
CAPRI | ADCSM753M90SSN | EC000441 | EF000878 | Non | 9.0
CAPRI | ADCSM753M90SSN | EC000441 | EF000881 | Non | 9.0
CAPRI | ADCSM753M90SSN | EC000441 | EF001062 | Non | 9.0
CAPRI | ADCSM753M90SSN | EC000441 | EF001210 | Non | 9.0
CAPRI | ADCSM753M90SSN | EC000441 | EF001758 | EV003712 | 9.0
CAPRI | ADCSM753M90SSN | EC000441 | EF004191 | Non | 9.0
CAPRI | ADCSM753M90SSN | EC000441 | EF004685 | Non | 9.0
CAPRI | ADCSM753M90SSN | EC000441 | EF005004 | Non | 9.0
CAPRI | ADCSM753M90SSN | EC000441 | EF005049 | Non | 9.0
CAPRI | ADCSM753M90SSN | EC000441 | EF005337 | Non | 9.0
CAPRI | ADCSM753M90SSN | EC000441 | EF012184 | Non | 9.0
CAPRI | ADCSM753M90SSN | EC000441 | EF012547 | Non | 9.0
CAPRI | ADCSM753M90SSN | EC000441 | EF024919 | Non | 9.0
CAPRI | ADCSM753N250NPN | EC000441 | EF000025 | Non | 9.0
CAPRI | ADCSM753N250NPN | EC000441 | EF000084 | Non | 9.0
CAPRI | ADCSM753N250NPN | EC000441 | EF000734 | Non | 9.0
CAPRI | ADCSM753N250NPN | EC000441 | EF000878 | Non | 9.0
CAPRI | ADCSM753N250NPN | EC000441 | EF000881 | Non | 9.0
CAPRI | ADCSM753N250NPN | EC000441 | EF001062 | Non | 9.0
CAPRI | ADCSM753N250NPN | EC000441 | EF001210 | Non | 9.0
CAPRI | ADCSM753N250NPN | EC000441 | EF001758 | EV003712 | 9.0
CAPRI | ADCSM753N250NPN | EC000441 | EF004191 | Non | 9.0
CAPRI | ADCSM753N250NPN | EC000441 | EF004685 | Non | 9.0
CAPRI | ADCSM753N250NPN | EC000441 | EF005004 | Non | 9.0
CAPRI | ADCSM753N250NPN | EC000441 | EF005049 | Non | 9.0
CAPRI | ADCSM753N250NPN | EC000441 | EF005337 | Non | 9.0
CAPRI | ADCSM753N250NPN | EC000441 | EF012184 | Non | 9.0
CAPRI | ADCSM753N250NPN | EC000441 | EF012547 | Non | 9.0
CAPRI | ADCSM753N250NPN | EC000441 | EF024919 | Non | 9.0
CAPRI | ADCSM753N250SSN | EC000441 | EF000025 | Non | 9.0
CAPRI | ADCSM753N250SSN | EC000441 | EF000084 | Non | 9.0
CAPRI | ADCSM753N250SSN | EC000441 | EF000734 | Non | 9.0
CAPRI | ADCSM753N250SSN | EC000441 | EF000878 | Non | 9.0
CAPRI | ADCSM753N250SSN | EC000441 | EF000881 | Non | 9.0
CAPRI | ADCSM753N250SSN | EC000441 | EF001062 | Non | 9.0
CAPRI | ADCSM753N250SSN | EC000441 | EF001210 | Non | 9.0
CAPRI | ADCSM753N250SSN | EC000441 | EF001758 | EV003712 | 9.0
CAPRI | ADCSM753N250SSN | EC000441 | EF004191 | Non | 9.0
CAPRI | ADCSM753N250SSN | EC000441 | EF004685 | Non | 9.0
CAPRI | ADCSM753N250SSN | EC000441 | EF005004 | Non | 9.0
CAPRI | ADCSM753N250SSN | EC000441 | EF005049 | Non | 9.0
CAPRI | ADCSM753N250SSN | EC000441 | EF005337 | Non | 9.0
CAPRI | ADCSM753N250SSN | EC000441 | EF012184 | Non | 9.0
CAPRI | ADCSM753N250SSN | EC000441 | EF012547 | Non | 9.0
CAPRI | ADCSM753N250SSN | EC000441 | EF024919 | Non | 9.0
CAPRI | ADCSM753N300NPN | EC000441 | EF000025 | Non | 9.0
CAPRI | ADCSM753N300NPN | EC000441 | EF000084 | Non | 9.0
CAPRI | ADCSM753N300NPN | EC000441 | EF000734 | Non | 9.0
CAPRI | ADCSM753N300NPN | EC000441 | EF000878 | Non | 9.0
CAPRI | ADCSM753N300NPN | EC000441 | EF000881 | Non | 9.0
CAPRI | ADCSM753N300NPN | EC000441 | EF001062 | Non | 9.0
CAPRI | ADCSM753N300NPN | EC000441 | EF001210 | Non | 9.0
CAPRI | ADCSM753N300NPN | EC000441 | EF001758 | EV003712 | 9.0
CAPRI | ADCSM753N300NPN | EC000441 | EF004191 | Non | 9.0
CAPRI | ADCSM753N300NPN | EC000441 | EF004685 | Non | 9.0
CAPRI | ADCSM753N300NPN | EC000441 | EF005004 | Non | 9.0
CAPRI | ADCSM753N300NPN | EC000441 | EF005049 | Non | 9.0
CAPRI | ADCSM753N300NPN | EC000441 | EF005337 | Non | 9.0
CAPRI | ADCSM753N300NPN | EC000441 | EF012184 | Non | 9.0
CAPRI | ADCSM753N300NPN | EC000441 | EF012547 | Non | 9.0
CAPRI | ADCSM753N300NPN | EC000441 | EF024919 | Non | 9.0
CAPRI | ADCSM753N300SSN | EC000441 | EF000025 | Non | 9.0
CAPRI | ADCSM753N300SSN | EC000441 | EF000084 | Non | 9.0
CAPRI | ADCSM753N300SSN | EC000441 | EF000734 | Non | 9.0
CAPRI | ADCSM753N300SSN | EC000441 | EF000878 | Non | 9.0
CAPRI | ADCSM753N300SSN | EC000441 | EF000881 | Non | 9.0
CAPRI | ADCSM753N300SSN | EC000441 | EF001062 | Non | 9.0
CAPRI | ADCSM753N300SSN | EC000441 | EF001210 | Non | 9.0
CAPRI | ADCSM753N300SSN | EC000441 | EF001758 | EV003712 | 9.0
CAPRI | ADCSM753N300SSN | EC000441 | EF004191 | Non | 9.0
CAPRI | ADCSM753N300SSN | EC000441 | EF004685 | Non | 9.0
CAPRI | ADCSM753N300SSN | EC000441 | EF005004 | Non | 9.0
CAPRI | ADCSM753N300SSN | EC000441 | EF005049 | Non | 9.0
CAPRI | ADCSM753N300SSN | EC000441 | EF005337 | Non | 9.0
CAPRI | ADCSM753N300SSN | EC000441 | EF012184 | Non | 9.0
CAPRI | ADCSM753N300SSN | EC000441 | EF012547 | Non | 9.0
CAPRI | ADCSM753N300SSN | EC000441 | EF024919 | Non | 9.0
CAPRI | ADCSN0500M20NPN | EC000441 | EF000025 | Non | 9.0
CAPRI | ADCSN0500M20NPN | EC000441 | EF000084 | Non | 9.0
CAPRI | ADCSN0500M20NPN | EC000441 | EF000734 | Non | 9.0
CAPRI | ADCSN0500M20NPN | EC000441 | EF000878 | Non | 9.0
CAPRI | ADCSN0500M20NPN | EC000441 | EF000881 | Non | 9.0
CAPRI | ADCSN0500M20NPN | EC000441 | EF001062 | Non | 9.0
CAPRI | ADCSN0500M20NPN | EC000441 | EF001210 | Non | 9.0
CAPRI | ADCSN0500M20NPN | EC000441 | EF001758 | EV003714 | 9.0
CAPRI | ADCSN0500M20NPN | EC000441 | EF004191 | Non | 9.0
CAPRI | ADCSN0500M20NPN | EC000441 | EF004685 | Non | 9.0
CAPRI | ADCSN0500M20NPN | EC000441 | EF005004 | Non | 9.0
CAPRI | ADCSN0500M20NPN | EC000441 | EF005049 | Non | 9.0
CAPRI | ADCSN0500M20NPN | EC000441 | EF005337 | Non | 9.0
CAPRI | ADCSN0500M20NPN | EC000441 | EF012184 | Non | 9.0
CAPRI | ADCSN0500M20NPN | EC000441 | EF012547 | Non | 9.0
CAPRI | ADCSN0500M20NPN | EC000441 | EF024919 | Non | 9.0
CAPRI | ADCSN0500M20SSN | EC000441 | EF000025 | Non | 9.0
CAPRI | ADCSN0500M20SSN | EC000441 | EF000084 | Non | 9.0
CAPRI | ADCSN0500M20SSN | EC000441 | EF000734 | Non | 9.0
CAPRI | ADCSN0500M20SSN | EC000441 | EF000878 | Non | 9.0
CAPRI | ADCSN0500M20SSN | EC000441 | EF000881 | Non | 9.0
CAPRI | ADCSN0500M20SSN | EC000441 | EF001062 | Non | 9.0
CAPRI | ADCSN0500M20SSN | EC000441 | EF001210 | Non | 9.0
CAPRI | ADCSN0500M20SSN | EC000441 | EF001758 | EV003714 | 9.0
CAPRI | ADCSN0500M20SSN | EC000441 | EF004191 | Non | 9.0
CAPRI | ADCSN0500M20SSN | EC000441 | EF004685 | Non | 9.0
CAPRI | ADCSN0500M20SSN | EC000441 | EF005004 | Non | 9.0
CAPRI | ADCSN0500M20SSN | EC000441 | EF005049 | Non | 9.0
CAPRI | ADCSN0500M20SSN | EC000441 | EF005337 | Non | 9.0
CAPRI | ADCSN0500M20SSN | EC000441 | EF012184 | Non | 9.0
CAPRI | ADCSN0500M20SSN | EC000441 | EF012547 | Non | 9.0
CAPRI | ADCSN0500M20SSN | EC000441 | EF024919 | Non | 9.0
CAPRI | ADCSN0500N050NPN | EC000441 | EF000025 | Non | 9.0
CAPRI | ADCSN0500N050NPN | EC000441 | EF000084 | Non | 9.0
CAPRI | ADCSN0500N050NPN | EC000441 | EF000734 | Non | 9.0
CAPRI | ADCSN0500N050NPN | EC000441 | EF000878 | Non | 9.0
CAPRI | ADCSN0500N050NPN | EC000441 | EF000881 | Non | 9.0
CAPRI | ADCSN0500N050NPN | EC000441 | EF001062 | Non | 9.0
CAPRI | ADCSN0500N050NPN | EC000441 | EF001210 | Non | 9.0
CAPRI | ADCSN0500N050NPN | EC000441 | EF001758 | EV003714 | 9.0
CAPRI | ADCSN0500N050NPN | EC000441 | EF004191 | Non | 9.0
CAPRI | ADCSN0500N050NPN | EC000441 | EF004685 | Non | 9.0
CAPRI | ADCSN0500N050NPN | EC000441 | EF005004 | Non | 9.0
CAPRI | ADCSN0500N050NPN | EC000441 | EF005049 | Non | 9.0
CAPRI | ADCSN0500N050NPN | EC000441 | EF005337 | Non | 9.0
CAPRI | ADCSN0500N050NPN | EC000441 | EF012184 | Non | 9.0
CAPRI | ADCSN0500N050NPN | EC000441 | EF012547 | Non | 9.0
CAPRI | ADCSN0500N050NPN | EC000441 | EF024919 | Non | 9.0
CAPRI | ADCSN0500N050SSN | EC000441 | EF000025 | Non | 9.0
CAPRI | ADCSN0500N050SSN | EC000441 | EF000084 | Non | 9.0
CAPRI | ADCSN0500N050SSN | EC000441 | EF000734 | Non | 9.0
CAPRI | ADCSN0500N050SSN | EC000441 | EF000878 | Non | 9.0
CAPRI | ADCSN0500N050SSN | EC000441 | EF000881 | Non | 9.0
CAPRI | ADCSN0500N050SSN | EC000441 | EF001062 | Non | 9.0
CAPRI | ADCSN0500N050SSN | EC000441 | EF001210 | Non | 9.0
CAPRI | ADCSN0500N050SSN | EC000441 | EF001758 | EV003714 | 9.0
CAPRI | ADCSN0500N050SSN | EC000441 | EF004191 | Non | 9.0
CAPRI | ADCSN0500N050SSN | EC000441 | EF004685 | Non | 9.0
CAPRI | ADCSN0500N050SSN | EC000441 | EF005004 | Non | 9.0
CAPRI | ADCSN0500N050SSN | EC000441 | EF005049 | Non | 9.0
CAPRI | ADCSN0500N050SSN | EC000441 | EF005337 | Non | 9.0
CAPRI | ADCSN0500N050SSN | EC000441 | EF012184 | Non | 9.0
CAPRI | ADCSN0500N050SSN | EC000441 | EF012547 | Non | 9.0
CAPRI | ADCSN0500N050SSN | EC000441 | EF024919 | Non | 9.0
CAPRI | ADCSN0501M20NPN | EC000441 | EF000025 | Non | 9.0
CAPRI | ADCSN0501M20NPN | EC000441 | EF000084 | Non | 9.0
CAPRI | ADCSN0501M20NPN | EC000441 | EF000734 | Non | 9.0
CAPRI | ADCSN0501M20NPN | EC000441 | EF000878 | Non | 9.0
CAPRI | ADCSN0501M20NPN | EC000441 | EF000881 | Non | 9.0
CAPRI | ADCSN0501M20NPN | EC000441 | EF001062 | Non | 9.0
CAPRI | ADCSN0501M20NPN | EC000441 | EF001210 | Non | 9.0
CAPRI | ADCSN0501M20NPN | EC000441 | EF001758 | EV003714 | 9.0
CAPRI | ADCSN0501M20NPN | EC000441 | EF004191 | Non | 9.0
CAPRI | ADCSN0501M20NPN | EC000441 | EF004685 | Non | 9.0
CAPRI | ADCSN0501M20NPN | EC000441 | EF005004 | Non | 9.0
CAPRI | ADCSN0501M20NPN | EC000441 | EF005049 | Non | 9.0
CAPRI | ADCSN0501M20NPN | EC000441 | EF005337 | Non | 9.0
CAPRI | ADCSN0501M20NPN | EC000441 | EF012184 | Non | 9.0
CAPRI | ADCSN0501M20NPN | EC000441 | EF012547 | Non | 9.0
CAPRI | ADCSN0501M20NPN | EC000441 | EF024919 | Non | 9.0
CAPRI | ADCSN0501M20SSN | EC000441 | EF000025 | Non | 9.0
CAPRI | ADCSN0501M20SSN | EC000441 | EF000084 | Non | 9.0
CAPRI | ADCSN0501M20SSN | EC000441 | EF000734 | Non | 9.0
CAPRI | ADCSN0501M20SSN | EC000441 | EF000878 | Non | 9.0
CAPRI | ADCSN0501M20SSN | EC000441 | EF000881 | Non | 9.0
CAPRI | ADCSN0501M20SSN | EC000441 | EF001062 | Non | 9.0
CAPRI | ADCSN0501M20SSN | EC000441 | EF001210 | Non | 9.0
CAPRI | ADCSN0501M20SSN | EC000441 | EF001758 | EV003714 | 9.0
CAPRI | ADCSN0501M20SSN | EC000441 | EF004191 | Non | 9.0
CAPRI | ADCSN0501M20SSN | EC000441 | EF004685 | Non | 9.0
CAPRI | ADCSN0501M20SSN | EC000441 | EF005004 | Non | 9.0
CAPRI | ADCSN0501M20SSN | EC000441 | EF005049 | Non | 9.0
CAPRI | ADCSN0501M20SSN | EC000441 | EF005337 | Non | 9.0
CAPRI | ADCSN0501M20SSN | EC000441 | EF012184 | Non | 9.0
CAPRI | ADCSN0501M20SSN | EC000441 | EF012547 | Non | 9.0
CAPRI | ADCSN0501M20SSN | EC000441 | EF024919 | Non | 9.0
CAPRI | ADCSN0501N050NPN | EC000441 | EF000025 | Non | 9.0
CAPRI | ADCSN0501N050NPN | EC000441 | EF000084 | Non | 9.0
CAPRI | ADCSN0501N050NPN | EC000441 | EF000734 | Non | 9.0
CAPRI | ADCSN0501N050NPN | EC000441 | EF000878 | Non | 9.0
CAPRI | ADCSN0501N050NPN | EC000441 | EF000881 | Non | 9.0
CAPRI | ADCSN0501N050NPN | EC000441 | EF001062 | Non | 9.0
CAPRI | ADCSN0501N050NPN | EC000441 | EF001210 | Non | 9.0
CAPRI | ADCSN0501N050NPN | EC000441 | EF001758 | EV003714 | 9.0
CAPRI | ADCSN0501N050NPN | EC000441 | EF004191 | Non | 9.0
CAPRI | ADCSN0501N050NPN | EC000441 | EF004685 | Non | 9.0
CAPRI | ADCSN0501N050NPN | EC000441 | EF005004 | Non | 9.0
CAPRI | ADCSN0501N050NPN | EC000441 | EF005049 | Non | 9.0
CAPRI | ADCSN0501N050NPN | EC000441 | EF005337 | Non | 9.0
CAPRI | ADCSN0501N050NPN | EC000441 | EF012184 | Non | 9.0
CAPRI | ADCSN0501N050NPN | EC000441 | EF012547 | Non | 9.0
CAPRI | ADCSN0501N050NPN | EC000441 | EF024919 | Non | 9.0
CAPRI | ADCSN0501N050SSN | EC000441 | EF000025 | Non | 9.0
CAPRI | ADCSN0501N050SSN | EC000441 | EF000084 | Non | 9.0
CAPRI | ADCSN0501N050SSN | EC000441 | EF000734 | Non | 9.0
CAPRI | ADCSN0501N050SSN | EC000441 | EF000878 | Non | 9.0
CAPRI | ADCSN0501N050SSN | EC000441 | EF000881 | Non | 9.0
CAPRI | ADCSN0501N050SSN | EC000441 | EF001062 | Non | 9.0
CAPRI | ADCSN0501N050SSN | EC000441 | EF001210 | Non | 9.0
CAPRI | ADCSN0501N050SSN | EC000441 | EF001758 | EV003714 | 9.0
CAPRI | ADCSN0501N050SSN | EC000441 | EF004191 | Non | 9.0
CAPRI | ADCSN0501N050SSN | EC000441 | EF004685 | Non | 9.0
CAPRI | ADCSN0501N050SSN | EC000441 | EF005004 | Non | 9.0
CAPRI | ADCSN0501N050SSN | EC000441 | EF005049 | Non | 9.0
CAPRI | ADCSN0501N050SSN | EC000441 | EF005337 | Non | 9.0
CAPRI | ADCSN0501N050SSN | EC000441 | EF012184 | Non | 9.0
CAPRI | ADCSN0501N050SSN | EC000441 | EF012547 | Non | 9.0
CAPRI | ADCSN0501N050SSN | EC000441 | EF024919 | Non | 9.0
CAPRI | ADCSN0502G050SSN | EC000441 | EF000025 | Non | 9.0
CAPRI | ADCSN0502G050SSN | EC000441 | EF000084 | Non | 9.0
CAPRI | ADCSN0502G050SSN | EC000441 | EF000734 | Non | 9.0
CAPRI | ADCSN0502G050SSN | EC000441 | EF000878 | Non | 9.0
CAPRI | ADCSN0502G050SSN | EC000441 | EF000881 | Non | 9.0
CAPRI | ADCSN0502G050SSN | EC000441 | EF001062 | Non | 9.0
CAPRI | ADCSN0502G050SSN | EC000441 | EF001210 | Non | 9.0
CAPRI | ADCSN0502G050SSN | EC000441 | EF004191 | Non | 9.0
CAPRI | ADCSN0502G050SSN | EC000441 | EF004685 | Non | 9.0
CAPRI | ADCSN0502G050SSN | EC000441 | EF005004 | Non | 9.0
CAPRI | ADCSN0502G050SSN | EC000441 | EF005049 | Non | 9.0
CAPRI | ADCSN0502G050SSN | EC000441 | EF005337 | Non | 9.0
CAPRI | ADCSN0502G050SSN | EC000441 | EF012184 | Non | 9.0
CAPRI | ADCSN0502G050SSN | EC000441 | EF012547 | Non | 9.0
CAPRI | ADCSN0502G050SSN | EC000441 | EF024919 | Non | 9.0
CAPRI | ADCSN0502M20NPN | EC000441 | EF000025 | Non | 9.0
CAPRI | ADCSN0502M20NPN | EC000441 | EF000084 | Non | 9.0
CAPRI | ADCSN0502M20NPN | EC000441 | EF000734 | Non | 9.0
CAPRI | ADCSN0502M20NPN | EC000441 | EF000878 | Non | 9.0
CAPRI | ADCSN0502M20NPN | EC000441 | EF000881 | Non | 9.0
CAPRI | ADCSN0502M20NPN | EC000441 | EF001062 | Non | 9.0
CAPRI | ADCSN0502M20NPN | EC000441 | EF001210 | Non | 9.0
CAPRI | ADCSN0502M20NPN | EC000441 | EF001758 | EV003714 | 9.0
CAPRI | ADCSN0502M20NPN | EC000441 | EF004191 | Non | 9.0
CAPRI | ADCSN0502M20NPN | EC000441 | EF004685 | Non | 9.0
CAPRI | ADCSN0502M20NPN | EC000441 | EF005004 | Non | 9.0
CAPRI | ADCSN0502M20NPN | EC000441 | EF005049 | Non | 9.0
CAPRI | ADCSN0502M20NPN | EC000441 | EF005337 | Non | 9.0
CAPRI | ADCSN0502M20NPN | EC000441 | EF012184 | Non | 9.0
CAPRI | ADCSN0502M20NPN | EC000441 | EF012547 | Non | 9.0
CAPRI | ADCSN0502M20NPN | EC000441 | EF024919 | Non | 9.0
CAPRI | ADCSN0502M20SSN | EC000441 | EF000025 | Non | 9.0
CAPRI | ADCSN0502M20SSN | EC000441 | EF000084 | Non | 9.0
CAPRI | ADCSN0502M20SSN | EC000441 | EF000734 | Non | 9.0
CAPRI | ADCSN0502M20SSN | EC000441 | EF000878 | Non | 9.0
CAPRI | ADCSN0502M20SSN | EC000441 | EF000881 | Non | 9.0
CAPRI | ADCSN0502M20SSN | EC000441 | EF001062 | Non | 9.0
CAPRI | ADCSN0502M20SSN | EC000441 | EF001210 | Non | 9.0
CAPRI | ADCSN0502M20SSN | EC000441 | EF001758 | EV003714 | 9.0
CAPRI | ADCSN0502M20SSN | EC000441 | EF004191 | Non | 9.0
CAPRI | ADCSN0502M20SSN | EC000441 | EF004685 | Non | 9.0
CAPRI | ADCSN0502M20SSN | EC000441 | EF005004 | Non | 9.0
CAPRI | ADCSN0502M20SSN | EC000441 | EF005049 | Non | 9.0
CAPRI | ADCSN0502M20SSN | EC000441 | EF005337 | Non | 9.0
CAPRI | ADCSN0502M20SSN | EC000441 | EF012184 | Non | 9.0
CAPRI | ADCSN0502M20SSN | EC000441 | EF012547 | Non | 9.0
CAPRI | ADCSN0502M20SSN | EC000441 | EF024919 | Non | 9.0
CAPRI | ADCSN0502N050NPN | EC000441 | EF000025 | Non | 9.0
CAPRI | ADCSN0502N050NPN | EC000441 | EF000084 | Non | 9.0
CAPRI | ADCSN0502N050NPN | EC000441 | EF000734 | Non | 9.0
CAPRI | ADCSN0502N050NPN | EC000441 | EF000878 | Non | 9.0
CAPRI | ADCSN0502N050NPN | EC000441 | EF000881 | Non | 9.0
CAPRI | ADCSN0502N050NPN | EC000441 | EF001062 | Non | 9.0
CAPRI | ADCSN0502N050NPN | EC000441 | EF001210 | Non | 9.0
CAPRI | ADCSN0502N050NPN | EC000441 | EF001758 | EV003714 | 9.0
CAPRI | ADCSN0502N050NPN | EC000441 | EF004191 | Non | 9.0
CAPRI | ADCSN0502N050NPN | EC000441 | EF004685 | Non | 9.0
CAPRI | ADCSN0502N050NPN | EC000441 | EF005004 | Non | 9.0
CAPRI | ADCSN0502N050NPN | EC000441 | EF005049 | Non | 9.0
CAPRI | ADCSN0502N050NPN | EC000441 | EF005337 | Non | 9.0
CAPRI | ADCSN0502N050NPN | EC000441 | EF012184 | Non | 9.0
CAPRI | ADCSN0502N050NPN | EC000441 | EF012547 | Non | 9.0
CAPRI | ADCSN0502N050NPN | EC000441 | EF024919 | Non | 9.0
CAPRI | ADCSN0502N050SSN | EC000441 | EF000025 | Non | 9.0
CAPRI | ADCSN0502N050SSN | EC000441 | EF000084 | Non | 9.0
CAPRI | ADCSN0502N050SSN | EC000441 | EF000734 | Non | 9.0
CAPRI | ADCSN0502N050SSN | EC000441 | EF000878 | Non | 9.0
CAPRI | ADCSN0502N050SSN | EC000441 | EF000881 | Non | 9.0
CAPRI | ADCSN0502N050SSN | EC000441 | EF001062 | Non | 9.0
CAPRI | ADCSN0502N050SSN | EC000441 | EF001210 | Non | 9.0
CAPRI | ADCSN0502N050SSN | EC000441 | EF001758 | EV003714 | 9.0
CAPRI | ADCSN0502N050SSN | EC000441 | EF004191 | Non | 9.0
CAPRI | ADCSN0502N050SSN | EC000441 | EF004685 | Non | 9.0
CAPRI | ADCSN0502N050SSN | EC000441 | EF005004 | Non | 9.0
CAPRI | ADCSN0502N050SSN | EC000441 | EF005049 | Non | 9.0
CAPRI | ADCSN0502N050SSN | EC000441 | EF005337 | Non | 9.0
CAPRI | ADCSN0502N050SSN | EC000441 | EF012184 | Non | 9.0
CAPRI | ADCSN0502N050SSN | EC000441 | EF012547 | Non | 9.0
CAPRI | ADCSN0502N050SSN | EC000441 | EF024919 | Non | 9.0
CAPRI | ADCSN0503M20NPN | EC000441 | EF000025 | Non | 9.0
CAPRI | ADCSN0503M20NPN | EC000441 | EF000084 | Non | 9.0
CAPRI | ADCSN0503M20NPN | EC000441 | EF000734 | Non | 9.0
CAPRI | ADCSN0503M20NPN | EC000441 | EF000878 | Non | 9.0
CAPRI | ADCSN0503M20NPN | EC000441 | EF000881 | Non | 9.0
CAPRI | ADCSN0503M20NPN | EC000441 | EF001062 | Non | 9.0
CAPRI | ADCSN0503M20NPN | EC000441 | EF001210 | Non | 9.0
CAPRI | ADCSN0503M20NPN | EC000441 | EF001758 | EV003714 | 9.0
CAPRI | ADCSN0503M20NPN | EC000441 | EF004191 | Non | 9.0
CAPRI | ADCSN0503M20NPN | EC000441 | EF004685 | Non | 9.0
CAPRI | ADCSN0503M20NPN | EC000441 | EF005004 | Non | 9.0
CAPRI | ADCSN0503M20NPN | EC000441 | EF005049 | Non | 9.0
CAPRI | ADCSN0503M20NPN | EC000441 | EF005337 | Non | 9.0
CAPRI | ADCSN0503M20NPN | EC000441 | EF012184 | Non | 9.0
CAPRI | ADCSN0503M20NPN | EC000441 | EF012547 | Non | 9.0
CAPRI | ADCSN0503M20NPN | EC000441 | EF024919 | Non | 9.0
CAPRI | ADCSN0503M20SSN | EC000441 | EF000025 | Non | 9.0
CAPRI | ADCSN0503M20SSN | EC000441 | EF000084 | Non | 9.0
CAPRI | ADCSN0503M20SSN | EC000441 | EF000734 | Non | 9.0
CAPRI | ADCSN0503M20SSN | EC000441 | EF000878 | Non | 9.0
CAPRI | ADCSN0503M20SSN | EC000441 | EF000881 | Non | 9.0
CAPRI | ADCSN0503M20SSN | EC000441 | EF001062 | Non | 9.0
CAPRI | ADCSN0503M20SSN | EC000441 | EF001210 | Non | 9.0
CAPRI | ADCSN0503M20SSN | EC000441 | EF001758 | EV003714 | 9.0
CAPRI | ADCSN0503M20SSN | EC000441 | EF004191 | Non | 9.0
CAPRI | ADCSN0503M20SSN | EC000441 | EF004685 | Non | 9.0
CAPRI | ADCSN0503M20SSN | EC000441 | EF005004 | Non | 9.0
CAPRI | ADCSN0503M20SSN | EC000441 | EF005049 | Non | 9.0
CAPRI | ADCSN0503M20SSN | EC000441 | EF005337 | Non | 9.0
CAPRI | ADCSN0503M20SSN | EC000441 | EF012184 | Non | 9.0
CAPRI | ADCSN0503M20SSN | EC000441 | EF012547 | Non | 9.0
CAPRI | ADCSN0503M20SSN | EC000441 | EF024919 | Non | 9.0
CAPRI | ADCSN0503M25NPN | EC000441 | EF000025 | Non | 9.0
CAPRI | ADCSN0503M25NPN | EC000441 | EF000084 | Non | 9.0
CAPRI | ADCSN0503M25NPN | EC000441 | EF000734 | Non | 9.0
CAPRI | ADCSN0503M25NPN | EC000441 | EF000878 | Non | 9.0
CAPRI | ADCSN0503M25NPN | EC000441 | EF000881 | Non | 9.0
CAPRI | ADCSN0503M25NPN | EC000441 | EF001062 | Non | 9.0
CAPRI | ADCSN0503M25NPN | EC000441 | EF001210 | Non | 9.0
CAPRI | ADCSN0503M25NPN | EC000441 | EF001758 | EV003714 | 9.0
CAPRI | ADCSN0503M25NPN | EC000441 | EF004191 | Non | 9.0
CAPRI | ADCSN0503M25NPN | EC000441 | EF004685 | Non | 9.0
CAPRI | ADCSN0503M25NPN | EC000441 | EF005004 | Non | 9.0
CAPRI | ADCSN0503M25NPN | EC000441 | EF005049 | Non | 9.0
CAPRI | ADCSN0503M25NPN | EC000441 | EF005337 | Non | 9.0
CAPRI | ADCSN0503M25NPN | EC000441 | EF012184 | Non | 9.0
CAPRI | ADCSN0503M25NPN | EC000441 | EF012547 | Non | 9.0
CAPRI | ADCSN0503M25NPN | EC000441 | EF024919 | Non | 9.0
CAPRI | ADCSN0503M25SSN | EC000441 | EF000025 | Non | 9.0
CAPRI | ADCSN0503M25SSN | EC000441 | EF000084 | Non | 9.0
CAPRI | ADCSN0503M25SSN | EC000441 | EF000734 | Non | 9.0
CAPRI | ADCSN0503M25SSN | EC000441 | EF000878 | Non | 9.0
CAPRI | ADCSN0503M25SSN | EC000441 | EF000881 | Non | 9.0
CAPRI | ADCSN0503M25SSN | EC000441 | EF001062 | Non | 9.0
CAPRI | ADCSN0503M25SSN | EC000441 | EF001210 | Non | 9.0
CAPRI | ADCSN0503M25SSN | EC000441 | EF001758 | EV003714 | 9.0
CAPRI | ADCSN0503M25SSN | EC000441 | EF004191 | Non | 9.0
CAPRI | ADCSN0503M25SSN | EC000441 | EF004685 | Non | 9.0
CAPRI | ADCSN0503M25SSN | EC000441 | EF005004 | Non | 9.0
CAPRI | ADCSN0503M25SSN | EC000441 | EF005049 | Non | 9.0
CAPRI | ADCSN0503M25SSN | EC000441 | EF005337 | Non | 9.0
CAPRI | ADCSN0503M25SSN | EC000441 | EF012184 | Non | 9.0
CAPRI | ADCSN0503M25SSN | EC000441 | EF012547 | Non | 9.0
CAPRI | ADCSN0503M25SSN | EC000441 | EF024919 | Non | 9.0
CAPRI | ADCSN0503N050NPN | EC000441 | EF000025 | Non | 9.0
CAPRI | ADCSN0503N050NPN | EC000441 | EF000084 | Non | 9.0
CAPRI | ADCSN0503N050NPN | EC000441 | EF000734 | Non | 9.0
CAPRI | ADCSN0503N050NPN | EC000441 | EF000878 | Non | 9.0
CAPRI | ADCSN0503N050NPN | EC000441 | EF000881 | Non | 9.0
CAPRI | ADCSN0503N050NPN | EC000441 | EF001062 | Non | 9.0
CAPRI | ADCSN0503N050NPN | EC000441 | EF001210 | Non | 9.0
CAPRI | ADCSN0503N050NPN | EC000441 | EF001758 | EV003714 | 9.0
CAPRI | ADCSN0503N050NPN | EC000441 | EF004191 | Non | 9.0
CAPRI | ADCSN0503N050NPN | EC000441 | EF004685 | Non | 9.0
CAPRI | ADCSN0503N050NPN | EC000441 | EF005004 | Non | 9.0
CAPRI | ADCSN0503N050NPN | EC000441 | EF005049 | Non | 9.0
CAPRI | ADCSN0503N050NPN | EC000441 | EF005337 | Non | 9.0
CAPRI | ADCSN0503N050NPN | EC000441 | EF012184 | Non | 9.0
CAPRI | ADCSN0503N050NPN | EC000441 | EF012547 | Non | 9.0
CAPRI | ADCSN0503N050NPN | EC000441 | EF024919 | Non | 9.0
CAPRI | ADCSN0503N050SSN | EC000441 | EF000025 | Non | 9.0
CAPRI | ADCSN0503N050SSN | EC000441 | EF000084 | Non | 9.0
CAPRI | ADCSN0503N050SSN | EC000441 | EF000734 | Non | 9.0
CAPRI | ADCSN0503N050SSN | EC000441 | EF000878 | Non | 9.0
CAPRI | ADCSN0503N050SSN | EC000441 | EF000881 | Non | 9.0
CAPRI | ADCSN0503N050SSN | EC000441 | EF001062 | Non | 9.0
CAPRI | ADCSN0503N050SSN | EC000441 | EF001210 | Non | 9.0
CAPRI | ADCSN0503N050SSN | EC000441 | EF001758 | EV003714 | 9.0
CAPRI | ADCSN0503N050SSN | EC000441 | EF004191 | Non | 9.0
CAPRI | ADCSN0503N050SSN | EC000441 | EF004685 | Non | 9.0
CAPRI | ADCSN0503N050SSN | EC000441 | EF005004 | Non | 9.0
CAPRI | ADCSN0503N050SSN | EC000441 | EF005049 | Non | 9.0
CAPRI | ADCSN0503N050SSN | EC000441 | EF005337 | Non | 9.0
CAPRI | ADCSN0503N050SSN | EC000441 | EF012184 | Non | 9.0
CAPRI | ADCSN0503N050SSN | EC000441 | EF012547 | Non | 9.0
CAPRI | ADCSN0503N050SSN | EC000441 | EF024919 | Non | 9.0
CAPRI | ADCSN0503N075NPN | EC000441 | EF000025 | Non | 9.0
CAPRI | ADCSN0503N075NPN | EC000441 | EF000084 | Non | 9.0
CAPRI | ADCSN0503N075NPN | EC000441 | EF000734 | Non | 9.0
CAPRI | ADCSN0503N075NPN | EC000441 | EF000878 | Non | 9.0
CAPRI | ADCSN0503N075NPN | EC000441 | EF000881 | Non | 9.0
CAPRI | ADCSN0503N075NPN | EC000441 | EF001062 | Non | 9.0
CAPRI | ADCSN0503N075NPN | EC000441 | EF001210 | Non | 9.0
CAPRI | ADCSN0503N075NPN | EC000441 | EF001758 | EV003714 | 9.0
CAPRI | ADCSN0503N075NPN | EC000441 | EF004191 | Non | 9.0
CAPRI | ADCSN0503N075NPN | EC000441 | EF004685 | Non | 9.0
CAPRI | ADCSN0503N075NPN | EC000441 | EF005004 | Non | 9.0
CAPRI | ADCSN0503N075NPN | EC000441 | EF005049 | Non | 9.0
CAPRI | ADCSN0503N075NPN | EC000441 | EF005337 | Non | 9.0
CAPRI | ADCSN0503N075NPN | EC000441 | EF012184 | Non | 9.0
CAPRI | ADCSN0503N075NPN | EC000441 | EF012547 | Non | 9.0
CAPRI | ADCSN0503N075NPN | EC000441 | EF024919 | Non | 9.0
CAPRI | ADCSN0503N075SSN | EC000441 | EF000025 | Non | 9.0
CAPRI | ADCSN0503N075SSN | EC000441 | EF000084 | Non | 9.0
CAPRI | ADCSN0503N075SSN | EC000441 | EF000734 | Non | 9.0
CAPRI | ADCSN0503N075SSN | EC000441 | EF000878 | Non | 9.0
CAPRI | ADCSN0503N075SSN | EC000441 | EF000881 | Non | 9.0
CAPRI | ADCSN0503N075SSN | EC000441 | EF001062 | Non | 9.0
CAPRI | ADCSN0503N075SSN | EC000441 | EF001210 | Non | 9.0
CAPRI | ADCSN0503N075SSN | EC000441 | EF001758 | EV003714 | 9.0
CAPRI | ADCSN0503N075SSN | EC000441 | EF004191 | Non | 9.0
CAPRI | ADCSN0503N075SSN | EC000441 | EF004685 | Non | 9.0
CAPRI | ADCSN0503N075SSN | EC000441 | EF005004 | Non | 9.0
CAPRI | ADCSN0503N075SSN | EC000441 | EF005049 | Non | 9.0
CAPRI | ADCSN0503N075SSN | EC000441 | EF005337 | Non | 9.0
CAPRI | ADCSN0503N075SSN | EC000441 | EF012184 | Non | 9.0
CAPRI | ADCSN0503N075SSN | EC000441 | EF012547 | Non | 9.0
CAPRI | ADCSN0503N075SSN | EC000441 | EF024919 | Non | 9.0
CAPRI | ADCSN0752M25NPN | EC000441 | EF000025 | Non | 9.0
CAPRI | ADCSN0752M25NPN | EC000441 | EF000084 | Non | 9.0
CAPRI | ADCSN0752M25NPN | EC000441 | EF000734 | Non | 9.0
CAPRI | ADCSN0752M25NPN | EC000441 | EF000878 | Non | 9.0
CAPRI | ADCSN0752M25NPN | EC000441 | EF000881 | Non | 9.0
CAPRI | ADCSN0752M25NPN | EC000441 | EF001062 | Non | 9.0
CAPRI | ADCSN0752M25NPN | EC000441 | EF001210 | Non | 9.0
CAPRI | ADCSN0752M25NPN | EC000441 | EF001758 | EV003714 | 9.0
CAPRI | ADCSN0752M25NPN | EC000441 | EF004191 | Non | 9.0
CAPRI | ADCSN0752M25NPN | EC000441 | EF004685 | Non | 9.0
CAPRI | ADCSN0752M25NPN | EC000441 | EF005004 | Non | 9.0
CAPRI | ADCSN0752M25NPN | EC000441 | EF005049 | Non | 9.0
CAPRI | ADCSN0752M25NPN | EC000441 | EF005337 | Non | 9.0
CAPRI | ADCSN0752M25NPN | EC000441 | EF012184 | Non | 9.0
CAPRI | ADCSN0752M25NPN | EC000441 | EF012547 | Non | 9.0
CAPRI | ADCSN0752M25NPN | EC000441 | EF024919 | Non | 9.0
CAPRI | ADCSN0752M25SSN | EC000441 | EF000025 | Non | 9.0
CAPRI | ADCSN0752M25SSN | EC000441 | EF000084 | Non | 9.0
CAPRI | ADCSN0752M25SSN | EC000441 | EF000734 | Non | 9.0
CAPRI | ADCSN0752M25SSN | EC000441 | EF000878 | Non | 9.0
CAPRI | ADCSN0752M25SSN | EC000441 | EF000881 | Non | 9.0
CAPRI | ADCSN0752M25SSN | EC000441 | EF001062 | Non | 9.0
CAPRI | ADCSN0752M25SSN | EC000441 | EF001210 | Non | 9.0
CAPRI | ADCSN0752M25SSN | EC000441 | EF001758 | EV003714 | 9.0
CAPRI | ADCSN0752M25SSN | EC000441 | EF004191 | Non | 9.0
CAPRI | ADCSN0752M25SSN | EC000441 | EF004685 | Non | 9.0
CAPRI | ADCSN0752M25SSN | EC000441 | EF005004 | Non | 9.0
CAPRI | ADCSN0752M25SSN | EC000441 | EF005049 | Non | 9.0
CAPRI | ADCSN0752M25SSN | EC000441 | EF005337 | Non | 9.0
CAPRI | ADCSN0752M25SSN | EC000441 | EF012184 | Non | 9.0
CAPRI | ADCSN0752M25SSN | EC000441 | EF012547 | Non | 9.0
CAPRI | ADCSN0752M25SSN | EC000441 | EF024919 | Non | 9.0
CAPRI | ADCSN0752N075NPN | EC000441 | EF000025 | Non | 9.0
CAPRI | ADCSN0752N075NPN | EC000441 | EF000084 | Non | 9.0
CAPRI | ADCSN0752N075NPN | EC000441 | EF000734 | Non | 9.0
CAPRI | ADCSN0752N075NPN | EC000441 | EF000878 | Non | 9.0
CAPRI | ADCSN0752N075NPN | EC000441 | EF000881 | Non | 9.0
CAPRI | ADCSN0752N075NPN | EC000441 | EF001062 | Non | 9.0
CAPRI | ADCSN0752N075NPN | EC000441 | EF001210 | Non | 9.0
CAPRI | ADCSN0752N075NPN | EC000441 | EF001758 | EV003714 | 9.0
CAPRI | ADCSN0752N075NPN | EC000441 | EF004191 | Non | 9.0
CAPRI | ADCSN0752N075NPN | EC000441 | EF004685 | Non | 9.0
CAPRI | ADCSN0752N075NPN | EC000441 | EF005004 | Non | 9.0
CAPRI | ADCSN0752N075NPN | EC000441 | EF005049 | Non | 9.0
CAPRI | ADCSN0752N075NPN | EC000441 | EF005337 | Non | 9.0
CAPRI | ADCSN0752N075NPN | EC000441 | EF012184 | Non | 9.0
CAPRI | ADCSN0752N075NPN | EC000441 | EF012547 | Non | 9.0
CAPRI | ADCSN0752N075NPN | EC000441 | EF024919 | Non | 9.0
CAPRI | ADCSN0752N075SSN | EC000441 | EF000025 | Non | 9.0
CAPRI | ADCSN0752N075SSN | EC000441 | EF000084 | Non | 9.0
CAPRI | ADCSN0752N075SSN | EC000441 | EF000734 | Non | 9.0
CAPRI | ADCSN0752N075SSN | EC000441 | EF000878 | Non | 9.0
CAPRI | ADCSN0752N075SSN | EC000441 | EF000881 | Non | 9.0
CAPRI | ADCSN0752N075SSN | EC000441 | EF001062 | Non | 9.0
CAPRI | ADCSN0752N075SSN | EC000441 | EF001210 | Non | 9.0
CAPRI | ADCSN0752N075SSN | EC000441 | EF001758 | EV003714 | 9.0
CAPRI | ADCSN0752N075SSN | EC000441 | EF004191 | Non | 9.0
CAPRI | ADCSN0752N075SSN | EC000441 | EF004685 | Non | 9.0
CAPRI | ADCSN0752N075SSN | EC000441 | EF005004 | Non | 9.0
CAPRI | ADCSN0752N075SSN | EC000441 | EF005049 | Non | 9.0
CAPRI | ADCSN0752N075SSN | EC000441 | EF005337 | Non | 9.0
CAPRI | ADCSN0752N075SSN | EC000441 | EF012184 | Non | 9.0
CAPRI | ADCSN0752N075SSN | EC000441 | EF012547 | Non | 9.0
CAPRI | ADCSN0752N075SSN | EC000441 | EF024919 | Non | 9.0
CAPRI | ADCSN0753M25NPN | EC000441 | EF000025 | Non | 9.0
CAPRI | ADCSN0753M25NPN | EC000441 | EF000084 | Non | 9.0
CAPRI | ADCSN0753M25NPN | EC000441 | EF000734 | Non | 9.0
CAPRI | ADCSN0753M25NPN | EC000441 | EF000878 | Non | 9.0
CAPRI | ADCSN0753M25NPN | EC000441 | EF000881 | Non | 9.0
CAPRI | ADCSN0753M25NPN | EC000441 | EF001062 | Non | 9.0
CAPRI | ADCSN0753M25NPN | EC000441 | EF001210 | Non | 9.0
CAPRI | ADCSN0753M25NPN | EC000441 | EF001758 | EV003714 | 9.0
CAPRI | ADCSN0753M25NPN | EC000441 | EF004191 | Non | 9.0
CAPRI | ADCSN0753M25NPN | EC000441 | EF004685 | Non | 9.0
CAPRI | ADCSN0753M25NPN | EC000441 | EF005004 | Non | 9.0
CAPRI | ADCSN0753M25NPN | EC000441 | EF005049 | Non | 9.0
CAPRI | ADCSN0753M25NPN | EC000441 | EF005337 | Non | 9.0
CAPRI | ADCSN0753M25NPN | EC000441 | EF012184 | Non | 9.0
CAPRI | ADCSN0753M25NPN | EC000441 | EF012547 | Non | 9.0
CAPRI | ADCSN0753M25NPN | EC000441 | EF024919 | Non | 9.0
CAPRI | ADCSN0753M25SSN | EC000441 | EF000025 | Non | 9.0
CAPRI | ADCSN0753M25SSN | EC000441 | EF000084 | Non | 9.0
CAPRI | ADCSN0753M25SSN | EC000441 | EF000734 | Non | 9.0
CAPRI | ADCSN0753M25SSN | EC000441 | EF000878 | Non | 9.0
CAPRI | ADCSN0753M25SSN | EC000441 | EF000881 | Non | 9.0
CAPRI | ADCSN0753M25SSN | EC000441 | EF001062 | Non | 9.0
CAPRI | ADCSN0753M25SSN | EC000441 | EF001210 | Non | 9.0
CAPRI | ADCSN0753M25SSN | EC000441 | EF001758 | EV003714 | 9.0
CAPRI | ADCSN0753M25SSN | EC000441 | EF004191 | Non | 9.0
CAPRI | ADCSN0753M25SSN | EC000441 | EF004685 | Non | 9.0
CAPRI | ADCSN0753M25SSN | EC000441 | EF005004 | Non | 9.0
CAPRI | ADCSN0753M25SSN | EC000441 | EF005049 | Non | 9.0
CAPRI | ADCSN0753M25SSN | EC000441 | EF005337 | Non | 9.0
CAPRI | ADCSN0753M25SSN | EC000441 | EF012184 | Non | 9.0
CAPRI | ADCSN0753M25SSN | EC000441 | EF012547 | Non | 9.0
CAPRI | ADCSN0753M25SSN | EC000441 | EF024919 | Non | 9.0
CAPRI | ADCSN0753M32NPN | EC000441 | EF000025 | Non | 9.0
CAPRI | ADCSN0753M32NPN | EC000441 | EF000084 | Non | 9.0
CAPRI | ADCSN0753M32NPN | EC000441 | EF000734 | Non | 9.0
CAPRI | ADCSN0753M32NPN | EC000441 | EF000878 | Non | 9.0
CAPRI | ADCSN0753M32NPN | EC000441 | EF000881 | Non | 9.0
CAPRI | ADCSN0753M32NPN | EC000441 | EF001062 | Non | 9.0
CAPRI | ADCSN0753M32NPN | EC000441 | EF001210 | Non | 9.0
CAPRI | ADCSN0753M32NPN | EC000441 | EF001758 | EV003714 | 9.0
CAPRI | ADCSN0753M32NPN | EC000441 | EF004191 | Non | 9.0
CAPRI | ADCSN0753M32NPN | EC000441 | EF004685 | Non | 9.0
CAPRI | ADCSN0753M32NPN | EC000441 | EF005004 | Non | 9.0
CAPRI | ADCSN0753M32NPN | EC000441 | EF005049 | Non | 9.0
CAPRI | ADCSN0753M32NPN | EC000441 | EF005337 | Non | 9.0
CAPRI | ADCSN0753M32NPN | EC000441 | EF012184 | Non | 9.0
CAPRI | ADCSN0753M32NPN | EC000441 | EF012547 | Non | 9.0
CAPRI | ADCSN0753M32NPN | EC000441 | EF024919 | Non | 9.0
CAPRI | ADCSN0753M32SSN | EC000441 | EF000025 | Non | 9.0
CAPRI | ADCSN0753M32SSN | EC000441 | EF000084 | Non | 9.0
CAPRI | ADCSN0753M32SSN | EC000441 | EF000734 | Non | 9.0
CAPRI | ADCSN0753M32SSN | EC000441 | EF000878 | Non | 9.0
CAPRI | ADCSN0753M32SSN | EC000441 | EF000881 | Non | 9.0
CAPRI | ADCSN0753M32SSN | EC000441 | EF001062 | Non | 9.0
CAPRI | ADCSN0753M32SSN | EC000441 | EF001210 | Non | 9.0
CAPRI | ADCSN0753M32SSN | EC000441 | EF001758 | EV003714 | 9.0
CAPRI | ADCSN0753M32SSN | EC000441 | EF004191 | Non | 9.0
CAPRI | ADCSN0753M32SSN | EC000441 | EF004685 | Non | 9.0
CAPRI | ADCSN0753M32SSN | EC000441 | EF005004 | Non | 9.0
CAPRI | ADCSN0753M32SSN | EC000441 | EF005049 | Non | 9.0
CAPRI | ADCSN0753M32SSN | EC000441 | EF005337 | Non | 9.0
CAPRI | ADCSN0753M32SSN | EC000441 | EF012184 | Non | 9.0
CAPRI | ADCSN0753M32SSN | EC000441 | EF012547 | Non | 9.0
CAPRI | ADCSN0753M32SSN | EC000441 | EF024919 | Non | 9.0
CAPRI | ADCSN0753N075NPN | EC000441 | EF000025 | Non | 9.0
CAPRI | ADCSN0753N075NPN | EC000441 | EF000084 | Non | 9.0
CAPRI | ADCSN0753N075NPN | EC000441 | EF000734 | Non | 9.0
CAPRI | ADCSN0753N075NPN | EC000441 | EF000878 | Non | 9.0
CAPRI | ADCSN0753N075NPN | EC000441 | EF000881 | Non | 9.0
CAPRI | ADCSN0753N075NPN | EC000441 | EF001062 | Non | 9.0
CAPRI | ADCSN0753N075NPN | EC000441 | EF001210 | Non | 9.0
CAPRI | ADCSN0753N075NPN | EC000441 | EF001758 | EV003714 | 9.0
CAPRI | ADCSN0753N075NPN | EC000441 | EF004191 | Non | 9.0
CAPRI | ADCSN0753N075NPN | EC000441 | EF004685 | Non | 9.0
CAPRI | ADCSN0753N075NPN | EC000441 | EF005004 | Non | 9.0
CAPRI | ADCSN0753N075NPN | EC000441 | EF005049 | Non | 9.0
CAPRI | ADCSN0753N075NPN | EC000441 | EF005337 | Non | 9.0
CAPRI | ADCSN0753N075NPN | EC000441 | EF012184 | Non | 9.0
CAPRI | ADCSN0753N075NPN | EC000441 | EF012547 | Non | 9.0
CAPRI | ADCSN0753N075NPN | EC000441 | EF024919 | Non | 9.0
CAPRI | ADCSN0753N075SSN | EC000441 | EF000025 | Non | 9.0
CAPRI | ADCSN0753N075SSN | EC000441 | EF000084 | Non | 9.0
CAPRI | ADCSN0753N075SSN | EC000441 | EF000734 | Non | 9.0
CAPRI | ADCSN0753N075SSN | EC000441 | EF000878 | Non | 9.0
CAPRI | ADCSN0753N075SSN | EC000441 | EF000881 | Non | 9.0
CAPRI | ADCSN0753N075SSN | EC000441 | EF001062 | Non | 9.0
CAPRI | ADCSN0753N075SSN | EC000441 | EF001210 | Non | 9.0
CAPRI | ADCSN0753N075SSN | EC000441 | EF001758 | EV003714 | 9.0
CAPRI | ADCSN0753N075SSN | EC000441 | EF004191 | Non | 9.0
CAPRI | ADCSN0753N075SSN | EC000441 | EF004685 | Non | 9.0
CAPRI | ADCSN0753N075SSN | EC000441 | EF005004 | Non | 9.0
CAPRI | ADCSN0753N075SSN | EC000441 | EF005049 | Non | 9.0
CAPRI | ADCSN0753N075SSN | EC000441 | EF005337 | Non | 9.0
CAPRI | ADCSN0753N075SSN | EC000441 | EF012184 | Non | 9.0
CAPRI | ADCSN0753N075SSN | EC000441 | EF012547 | Non | 9.0
CAPRI | ADCSN0753N075SSN | EC000441 | EF024919 | Non | 9.0
CAPRI | ADCSN0753N100NPN | EC000441 | EF000025 | Non | 9.0
CAPRI | ADCSN0753N100NPN | EC000441 | EF000084 | Non | 9.0
CAPRI | ADCSN0753N100NPN | EC000441 | EF000734 | Non | 9.0
CAPRI | ADCSN0753N100NPN | EC000441 | EF000878 | Non | 9.0
CAPRI | ADCSN0753N100NPN | EC000441 | EF000881 | Non | 9.0
CAPRI | ADCSN0753N100NPN | EC000441 | EF001062 | Non | 9.0
CAPRI | ADCSN0753N100NPN | EC000441 | EF001210 | Non | 9.0
CAPRI | ADCSN0753N100NPN | EC000441 | EF001758 | EV003714 | 9.0
CAPRI | ADCSN0753N100NPN | EC000441 | EF004191 | Non | 9.0
CAPRI | ADCSN0753N100NPN | EC000441 | EF004685 | Non | 9.0
CAPRI | ADCSN0753N100NPN | EC000441 | EF005004 | Non | 9.0
CAPRI | ADCSN0753N100NPN | EC000441 | EF005049 | Non | 9.0
CAPRI | ADCSN0753N100NPN | EC000441 | EF005337 | Non | 9.0
CAPRI | ADCSN0753N100NPN | EC000441 | EF012184 | Non | 9.0
CAPRI | ADCSN0753N100NPN | EC000441 | EF012547 | Non | 9.0
CAPRI | ADCSN0753N100NPN | EC000441 | EF024919 | Non | 9.0
CAPRI | ADCSN0753N100SSN | EC000441 | EF000025 | Non | 9.0
CAPRI | ADCSN0753N100SSN | EC000441 | EF000084 | Non | 9.0
CAPRI | ADCSN0753N100SSN | EC000441 | EF000734 | Non | 9.0
CAPRI | ADCSN0753N100SSN | EC000441 | EF000878 | Non | 9.0
CAPRI | ADCSN0753N100SSN | EC000441 | EF000881 | Non | 9.0
CAPRI | ADCSN0753N100SSN | EC000441 | EF001062 | Non | 9.0
CAPRI | ADCSN0753N100SSN | EC000441 | EF001210 | Non | 9.0
CAPRI | ADCSN0753N100SSN | EC000441 | EF001758 | EV003714 | 9.0
CAPRI | ADCSN0753N100SSN | EC000441 | EF004191 | Non | 9.0
CAPRI | ADCSN0753N100SSN | EC000441 | EF004685 | Non | 9.0
CAPRI | ADCSN0753N100SSN | EC000441 | EF005004 | Non | 9.0
CAPRI | ADCSN0753N100SSN | EC000441 | EF005049 | Non | 9.0
CAPRI | ADCSN0753N100SSN | EC000441 | EF005337 | Non | 9.0
CAPRI | ADCSN0753N100SSN | EC000441 | EF012184 | Non | 9.0
CAPRI | ADCSN0753N100SSN | EC000441 | EF012547 | Non | 9.0
CAPRI | ADCSN0753N100SSN | EC000441 | EF024919 | Non | 9.0
CAPRI | ADCSN1002M32NPN | EC000441 | EF000025 | Non | 9.0
CAPRI | ADCSN1002M32NPN | EC000441 | EF000084 | Non | 9.0
CAPRI | ADCSN1002M32NPN | EC000441 | EF000734 | Non | 9.0
CAPRI | ADCSN1002M32NPN | EC000441 | EF000878 | Non | 9.0
CAPRI | ADCSN1002M32NPN | EC000441 | EF000881 | Non | 9.0
CAPRI | ADCSN1002M32NPN | EC000441 | EF001062 | Non | 9.0
CAPRI | ADCSN1002M32NPN | EC000441 | EF001210 | Non | 9.0
CAPRI | ADCSN1002M32NPN | EC000441 | EF001758 | EV003714 | 9.0
CAPRI | ADCSN1002M32NPN | EC000441 | EF004191 | Non | 9.0
CAPRI | ADCSN1002M32NPN | EC000441 | EF004685 | Non | 9.0
CAPRI | ADCSN1002M32NPN | EC000441 | EF005004 | Non | 9.0
CAPRI | ADCSN1002M32NPN | EC000441 | EF005049 | Non | 9.0
CAPRI | ADCSN1002M32NPN | EC000441 | EF005337 | Non | 9.0
CAPRI | ADCSN1002M32NPN | EC000441 | EF012184 | Non | 9.0
CAPRI | ADCSN1002M32NPN | EC000441 | EF012547 | Non | 9.0
CAPRI | ADCSN1002M32NPN | EC000441 | EF024919 | Non | 9.0
CAPRI | ADCSN1002M32SSN | EC000441 | EF000025 | Non | 9.0
CAPRI | ADCSN1002M32SSN | EC000441 | EF000084 | Non | 9.0
CAPRI | ADCSN1002M32SSN | EC000441 | EF000734 | Non | 9.0
CAPRI | ADCSN1002M32SSN | EC000441 | EF000878 | Non | 9.0
CAPRI | ADCSN1002M32SSN | EC000441 | EF000881 | Non | 9.0
CAPRI | ADCSN1002M32SSN | EC000441 | EF001062 | Non | 9.0
CAPRI | ADCSN1002M32SSN | EC000441 | EF001210 | Non | 9.0
CAPRI | ADCSN1002M32SSN | EC000441 | EF001758 | EV003714 | 9.0
CAPRI | ADCSN1002M32SSN | EC000441 | EF004191 | Non | 9.0
CAPRI | ADCSN1002M32SSN | EC000441 | EF004685 | Non | 9.0
CAPRI | ADCSN1002M32SSN | EC000441 | EF005004 | Non | 9.0
CAPRI | ADCSN1002M32SSN | EC000441 | EF005049 | Non | 9.0
CAPRI | ADCSN1002M32SSN | EC000441 | EF005337 | Non | 9.0
CAPRI | ADCSN1002M32SSN | EC000441 | EF012184 | Non | 9.0
CAPRI | ADCSN1002M32SSN | EC000441 | EF012547 | Non | 9.0
CAPRI | ADCSN1002M32SSN | EC000441 | EF024919 | Non | 9.0
CAPRI | ADCSN1002N100NPN | EC000441 | EF000025 | Non | 9.0
CAPRI | ADCSN1002N100NPN | EC000441 | EF000084 | Non | 9.0
CAPRI | ADCSN1002N100NPN | EC000441 | EF000734 | Non | 9.0
CAPRI | ADCSN1002N100NPN | EC000441 | EF000878 | Non | 9.0
CAPRI | ADCSN1002N100NPN | EC000441 | EF000881 | Non | 9.0
CAPRI | ADCSN1002N100NPN | EC000441 | EF001062 | Non | 9.0
CAPRI | ADCSN1002N100NPN | EC000441 | EF001210 | Non | 9.0
CAPRI | ADCSN1002N100NPN | EC000441 | EF001758 | EV003714 | 9.0
CAPRI | ADCSN1002N100NPN | EC000441 | EF004191 | Non | 9.0
CAPRI | ADCSN1002N100NPN | EC000441 | EF004685 | Non | 9.0
CAPRI | ADCSN1002N100NPN | EC000441 | EF005004 | Non | 9.0
CAPRI | ADCSN1002N100NPN | EC000441 | EF005049 | Non | 9.0
CAPRI | ADCSN1002N100NPN | EC000441 | EF005337 | Non | 9.0
CAPRI | ADCSN1002N100NPN | EC000441 | EF012184 | Non | 9.0
CAPRI | ADCSN1002N100NPN | EC000441 | EF012547 | Non | 9.0
CAPRI | ADCSN1002N100NPN | EC000441 | EF024919 | Non | 9.0
CAPRI | ADCSN1002N100SSN | EC000441 | EF000025 | Non | 9.0
CAPRI | ADCSN1002N100SSN | EC000441 | EF000084 | Non | 9.0
CAPRI | ADCSN1002N100SSN | EC000441 | EF000734 | Non | 9.0
CAPRI | ADCSN1002N100SSN | EC000441 | EF000878 | Non | 9.0
CAPRI | ADCSN1002N100SSN | EC000441 | EF000881 | Non | 9.0
CAPRI | ADCSN1002N100SSN | EC000441 | EF001062 | Non | 9.0
CAPRI | ADCSN1002N100SSN | EC000441 | EF001210 | Non | 9.0
CAPRI | ADCSN1002N100SSN | EC000441 | EF001758 | EV003714 | 9.0
CAPRI | ADCSN1002N100SSN | EC000441 | EF004191 | Non | 9.0
CAPRI | ADCSN1002N100SSN | EC000441 | EF004685 | Non | 9.0
CAPRI | ADCSN1002N100SSN | EC000441 | EF005004 | Non | 9.0
CAPRI | ADCSN1002N100SSN | EC000441 | EF005049 | Non | 9.0
CAPRI | ADCSN1002N100SSN | EC000441 | EF005337 | Non | 9.0
CAPRI | ADCSN1002N100SSN | EC000441 | EF012184 | Non | 9.0
CAPRI | ADCSN1002N100SSN | EC000441 | EF012547 | Non | 9.0
CAPRI | ADCSN1002N100SSN | EC000441 | EF024919 | Non | 9.0
CAPRI | ADCSN1003M32NPN | EC000441 | EF000025 | Non | 9.0
CAPRI | ADCSN1003M32NPN | EC000441 | EF000084 | Non | 9.0
CAPRI | ADCSN1003M32NPN | EC000441 | EF000734 | Non | 9.0
CAPRI | ADCSN1003M32NPN | EC000441 | EF000878 | Non | 9.0
CAPRI | ADCSN1003M32NPN | EC000441 | EF000881 | Non | 9.0
CAPRI | ADCSN1003M32NPN | EC000441 | EF001062 | Non | 9.0
CAPRI | ADCSN1003M32NPN | EC000441 | EF001210 | Non | 9.0
CAPRI | ADCSN1003M32NPN | EC000441 | EF001758 | EV003714 | 9.0
CAPRI | ADCSN1003M32NPN | EC000441 | EF004191 | Non | 9.0
CAPRI | ADCSN1003M32NPN | EC000441 | EF004685 | Non | 9.0
CAPRI | ADCSN1003M32NPN | EC000441 | EF005004 | Non | 9.0
CAPRI | ADCSN1003M32NPN | EC000441 | EF005049 | Non | 9.0
CAPRI | ADCSN1003M32NPN | EC000441 | EF005337 | Non | 9.0
CAPRI | ADCSN1003M32NPN | EC000441 | EF012184 | Non | 9.0
CAPRI | ADCSN1003M32NPN | EC000441 | EF012547 | Non | 9.0
CAPRI | ADCSN1003M32NPN | EC000441 | EF024919 | Non | 9.0
CAPRI | ADCSN1003M32SSN | EC000441 | EF000025 | Non | 9.0
CAPRI | ADCSN1003M32SSN | EC000441 | EF000084 | Non | 9.0
CAPRI | ADCSN1003M32SSN | EC000441 | EF000734 | Non | 9.0
CAPRI | ADCSN1003M32SSN | EC000441 | EF000878 | Non | 9.0
CAPRI | ADCSN1003M32SSN | EC000441 | EF000881 | Non | 9.0
CAPRI | ADCSN1003M32SSN | EC000441 | EF001062 | Non | 9.0
CAPRI | ADCSN1003M32SSN | EC000441 | EF001210 | Non | 9.0
CAPRI | ADCSN1003M32SSN | EC000441 | EF001758 | EV003714 | 9.0
CAPRI | ADCSN1003M32SSN | EC000441 | EF004191 | Non | 9.0
CAPRI | ADCSN1003M32SSN | EC000441 | EF004685 | Non | 9.0
CAPRI | ADCSN1003M32SSN | EC000441 | EF005004 | Non | 9.0
CAPRI | ADCSN1003M32SSN | EC000441 | EF005049 | Non | 9.0
CAPRI | ADCSN1003M32SSN | EC000441 | EF005337 | Non | 9.0
CAPRI | ADCSN1003M32SSN | EC000441 | EF012184 | Non | 9.0
CAPRI | ADCSN1003M32SSN | EC000441 | EF012547 | Non | 9.0
CAPRI | ADCSN1003M32SSN | EC000441 | EF024919 | Non | 9.0
CAPRI | ADCSN1003M40NPN | EC000441 | EF000025 | Non | 9.0
CAPRI | ADCSN1003M40NPN | EC000441 | EF000084 | Non | 9.0
CAPRI | ADCSN1003M40NPN | EC000441 | EF000734 | Non | 9.0
CAPRI | ADCSN1003M40NPN | EC000441 | EF000878 | Non | 9.0
CAPRI | ADCSN1003M40NPN | EC000441 | EF000881 | Non | 9.0
CAPRI | ADCSN1003M40NPN | EC000441 | EF001062 | Non | 9.0
CAPRI | ADCSN1003M40NPN | EC000441 | EF001210 | Non | 9.0
CAPRI | ADCSN1003M40NPN | EC000441 | EF001758 | EV003714 | 9.0
CAPRI | ADCSN1003M40NPN | EC000441 | EF004191 | Non | 9.0
CAPRI | ADCSN1003M40NPN | EC000441 | EF004685 | Non | 9.0
CAPRI | ADCSN1003M40NPN | EC000441 | EF005004 | Non | 9.0
CAPRI | ADCSN1003M40NPN | EC000441 | EF005049 | Non | 9.0
CAPRI | ADCSN1003M40NPN | EC000441 | EF005337 | Non | 9.0
CAPRI | ADCSN1003M40NPN | EC000441 | EF012184 | Non | 9.0
CAPRI | ADCSN1003M40NPN | EC000441 | EF012547 | Non | 9.0
CAPRI | ADCSN1003M40NPN | EC000441 | EF024919 | Non | 9.0
CAPRI | ADCSN1003M40SSN | EC000441 | EF000025 | Non | 9.0
CAPRI | ADCSN1003M40SSN | EC000441 | EF000084 | Non | 9.0
CAPRI | ADCSN1003M40SSN | EC000441 | EF000734 | Non | 9.0
CAPRI | ADCSN1003M40SSN | EC000441 | EF000878 | Non | 9.0
CAPRI | ADCSN1003M40SSN | EC000441 | EF000881 | Non | 9.0
CAPRI | ADCSN1003M40SSN | EC000441 | EF001062 | Non | 9.0
CAPRI | ADCSN1003M40SSN | EC000441 | EF001210 | Non | 9.0
CAPRI | ADCSN1003M40SSN | EC000441 | EF001758 | EV003714 | 9.0
CAPRI | ADCSN1003M40SSN | EC000441 | EF004191 | Non | 9.0
CAPRI | ADCSN1003M40SSN | EC000441 | EF004685 | Non | 9.0
CAPRI | ADCSN1003M40SSN | EC000441 | EF005004 | Non | 9.0
CAPRI | ADCSN1003M40SSN | EC000441 | EF005049 | Non | 9.0
CAPRI | ADCSN1003M40SSN | EC000441 | EF005337 | Non | 9.0
CAPRI | ADCSN1003M40SSN | EC000441 | EF012184 | Non | 9.0
CAPRI | ADCSN1003M40SSN | EC000441 | EF012547 | Non | 9.0
CAPRI | ADCSN1003M40SSN | EC000441 | EF024919 | Non | 9.0
CAPRI | ADCSN1003N100NPN | EC000441 | EF000025 | Non | 9.0
CAPRI | ADCSN1003N100NPN | EC000441 | EF000084 | Non | 9.0
CAPRI | ADCSN1003N100NPN | EC000441 | EF000734 | Non | 9.0
CAPRI | ADCSN1003N100NPN | EC000441 | EF000878 | Non | 9.0
CAPRI | ADCSN1003N100NPN | EC000441 | EF000881 | Non | 9.0
CAPRI | ADCSN1003N100NPN | EC000441 | EF001062 | Non | 9.0
CAPRI | ADCSN1003N100NPN | EC000441 | EF001210 | Non | 9.0
CAPRI | ADCSN1003N100NPN | EC000441 | EF001758 | EV003714 | 9.0
CAPRI | ADCSN1003N100NPN | EC000441 | EF004191 | Non | 9.0
CAPRI | ADCSN1003N100NPN | EC000441 | EF004685 | Non | 9.0
CAPRI | ADCSN1003N100NPN | EC000441 | EF005004 | Non | 9.0
CAPRI | ADCSN1003N100NPN | EC000441 | EF005049 | Non | 9.0
CAPRI | ADCSN1003N100NPN | EC000441 | EF005337 | Non | 9.0
CAPRI | ADCSN1003N100NPN | EC000441 | EF012184 | Non | 9.0
CAPRI | ADCSN1003N100NPN | EC000441 | EF012547 | Non | 9.0
CAPRI | ADCSN1003N100NPN | EC000441 | EF024919 | Non | 9.0
CAPRI | ADCSN1003N100SSN | EC000441 | EF000025 | Non | 9.0
CAPRI | ADCSN1003N100SSN | EC000441 | EF000084 | Non | 9.0
CAPRI | ADCSN1003N100SSN | EC000441 | EF000734 | Non | 9.0
CAPRI | ADCSN1003N100SSN | EC000441 | EF000878 | Non | 9.0
CAPRI | ADCSN1003N100SSN | EC000441 | EF000881 | Non | 9.0
CAPRI | ADCSN1003N100SSN | EC000441 | EF001062 | Non | 9.0
CAPRI | ADCSN1003N100SSN | EC000441 | EF001210 | Non | 9.0
CAPRI | ADCSN1003N100SSN | EC000441 | EF001758 | EV003714 | 9.0
CAPRI | ADCSN1003N100SSN | EC000441 | EF004191 | Non | 9.0
CAPRI | ADCSN1003N100SSN | EC000441 | EF004685 | Non | 9.0
CAPRI | ADCSN1003N100SSN | EC000441 | EF005004 | Non | 9.0
CAPRI | ADCSN1003N100SSN | EC000441 | EF005049 | Non | 9.0
CAPRI | ADCSN1003N100SSN | EC000441 | EF005337 | Non | 9.0
CAPRI | ADCSN1003N100SSN | EC000441 | EF012184 | Non | 9.0
CAPRI | ADCSN1003N100SSN | EC000441 | EF012547 | Non | 9.0
CAPRI | ADCSN1003N100SSN | EC000441 | EF024919 | Non | 9.0
CAPRI | ADCSN1003N125NPN | EC000441 | EF000025 | Non | 9.0
CAPRI | ADCSN1003N125NPN | EC000441 | EF000084 | Non | 9.0
CAPRI | ADCSN1003N125NPN | EC000441 | EF000734 | Non | 9.0
CAPRI | ADCSN1003N125NPN | EC000441 | EF000878 | Non | 9.0
CAPRI | ADCSN1003N125NPN | EC000441 | EF000881 | Non | 9.0
CAPRI | ADCSN1003N125NPN | EC000441 | EF001062 | Non | 9.0
CAPRI | ADCSN1003N125NPN | EC000441 | EF001210 | Non | 9.0
CAPRI | ADCSN1003N125NPN | EC000441 | EF001758 | EV003714 | 9.0
CAPRI | ADCSN1003N125NPN | EC000441 | EF004191 | Non | 9.0
CAPRI | ADCSN1003N125NPN | EC000441 | EF004685 | Non | 9.0
CAPRI | ADCSN1003N125NPN | EC000441 | EF005004 | Non | 9.0
CAPRI | ADCSN1003N125NPN | EC000441 | EF005049 | Non | 9.0
CAPRI | ADCSN1003N125NPN | EC000441 | EF005337 | Non | 9.0
CAPRI | ADCSN1003N125NPN | EC000441 | EF012184 | Non | 9.0
CAPRI | ADCSN1003N125NPN | EC000441 | EF012547 | Non | 9.0
CAPRI | ADCSN1003N125NPN | EC000441 | EF024919 | Non | 9.0
CAPRI | ADCSN1003N125SSN | EC000441 | EF000025 | Non | 9.0
CAPRI | ADCSN1003N125SSN | EC000441 | EF000084 | Non | 9.0
CAPRI | ADCSN1003N125SSN | EC000441 | EF000734 | Non | 9.0
CAPRI | ADCSN1003N125SSN | EC000441 | EF000878 | Non | 9.0
CAPRI | ADCSN1003N125SSN | EC000441 | EF000881 | Non | 9.0
CAPRI | ADCSN1003N125SSN | EC000441 | EF001062 | Non | 9.0
CAPRI | ADCSN1003N125SSN | EC000441 | EF001210 | Non | 9.0
CAPRI | ADCSN1003N125SSN | EC000441 | EF001758 | EV003714 | 9.0
CAPRI | ADCSN1003N125SSN | EC000441 | EF004191 | Non | 9.0
CAPRI | ADCSN1003N125SSN | EC000441 | EF004685 | Non | 9.0
CAPRI | ADCSN1003N125SSN | EC000441 | EF005004 | Non | 9.0
CAPRI | ADCSN1003N125SSN | EC000441 | EF005049 | Non | 9.0
CAPRI | ADCSN1003N125SSN | EC000441 | EF005337 | Non | 9.0
CAPRI | ADCSN1003N125SSN | EC000441 | EF012184 | Non | 9.0
CAPRI | ADCSN1003N125SSN | EC000441 | EF012547 | Non | 9.0
CAPRI | ADCSN1003N125SSN | EC000441 | EF024919 | Non | 9.0
CAPRI | ADCSN1252M40NPN | EC000441 | EF000025 | Non | 9.0
CAPRI | ADCSN1252M40NPN | EC000441 | EF000084 | Non | 9.0
CAPRI | ADCSN1252M40NPN | EC000441 | EF000734 | Non | 9.0
CAPRI | ADCSN1252M40NPN | EC000441 | EF000878 | Non | 9.0
CAPRI | ADCSN1252M40NPN | EC000441 | EF000881 | Non | 9.0
CAPRI | ADCSN1252M40NPN | EC000441 | EF001062 | Non | 9.0
CAPRI | ADCSN1252M40NPN | EC000441 | EF001210 | Non | 9.0
CAPRI | ADCSN1252M40NPN | EC000441 | EF001758 | EV003714 | 9.0
CAPRI | ADCSN1252M40NPN | EC000441 | EF004191 | Non | 9.0
CAPRI | ADCSN1252M40NPN | EC000441 | EF004685 | Non | 9.0
CAPRI | ADCSN1252M40NPN | EC000441 | EF005004 | Non | 9.0
CAPRI | ADCSN1252M40NPN | EC000441 | EF005049 | Non | 9.0
CAPRI | ADCSN1252M40NPN | EC000441 | EF005337 | Non | 9.0
CAPRI | ADCSN1252M40NPN | EC000441 | EF012184 | Non | 9.0
CAPRI | ADCSN1252M40NPN | EC000441 | EF012547 | Non | 9.0
CAPRI | ADCSN1252M40NPN | EC000441 | EF024919 | Non | 9.0
CAPRI | ADCSN1252M40SSN | EC000441 | EF000025 | Non | 9.0
CAPRI | ADCSN1252M40SSN | EC000441 | EF000084 | Non | 9.0
CAPRI | ADCSN1252M40SSN | EC000441 | EF000734 | Non | 9.0
CAPRI | ADCSN1252M40SSN | EC000441 | EF000878 | Non | 9.0
CAPRI | ADCSN1252M40SSN | EC000441 | EF000881 | Non | 9.0
CAPRI | ADCSN1252M40SSN | EC000441 | EF001062 | Non | 9.0
CAPRI | ADCSN1252M40SSN | EC000441 | EF001210 | Non | 9.0
CAPRI | ADCSN1252M40SSN | EC000441 | EF001758 | EV003714 | 9.0
CAPRI | ADCSN1252M40SSN | EC000441 | EF004191 | Non | 9.0
CAPRI | ADCSN1252M40SSN | EC000441 | EF004685 | Non | 9.0
CAPRI | ADCSN1252M40SSN | EC000441 | EF005004 | Non | 9.0
CAPRI | ADCSN1252M40SSN | EC000441 | EF005049 | Non | 9.0
CAPRI | ADCSN1252M40SSN | EC000441 | EF005337 | Non | 9.0
CAPRI | ADCSN1252M40SSN | EC000441 | EF012184 | Non | 9.0
CAPRI | ADCSN1252M40SSN | EC000441 | EF012547 | Non | 9.0
CAPRI | ADCSN1252M40SSN | EC000441 | EF024919 | Non | 9.0
CAPRI | ADCSN1252N125NPN | EC000441 | EF000025 | Non | 9.0
CAPRI | ADCSN1252N125NPN | EC000441 | EF000084 | Non | 9.0
CAPRI | ADCSN1252N125NPN | EC000441 | EF000734 | Non | 9.0
CAPRI | ADCSN1252N125NPN | EC000441 | EF000878 | Non | 9.0
CAPRI | ADCSN1252N125NPN | EC000441 | EF000881 | Non | 9.0
CAPRI | ADCSN1252N125NPN | EC000441 | EF001062 | Non | 9.0
CAPRI | ADCSN1252N125NPN | EC000441 | EF001210 | Non | 9.0
CAPRI | ADCSN1252N125NPN | EC000441 | EF001758 | EV003714 | 9.0
CAPRI | ADCSN1252N125NPN | EC000441 | EF004191 | Non | 9.0
CAPRI | ADCSN1252N125NPN | EC000441 | EF004685 | Non | 9.0
CAPRI | ADCSN1252N125NPN | EC000441 | EF005004 | Non | 9.0
CAPRI | ADCSN1252N125NPN | EC000441 | EF005049 | Non | 9.0
CAPRI | ADCSN1252N125NPN | EC000441 | EF005337 | Non | 9.0
CAPRI | ADCSN1252N125NPN | EC000441 | EF012184 | Non | 9.0
CAPRI | ADCSN1252N125NPN | EC000441 | EF012547 | Non | 9.0
CAPRI | ADCSN1252N125NPN | EC000441 | EF024919 | Non | 9.0
CAPRI | ADCSN1252N125SSN | EC000441 | EF000025 | Non | 9.0
CAPRI | ADCSN1252N125SSN | EC000441 | EF000084 | Non | 9.0
CAPRI | ADCSN1252N125SSN | EC000441 | EF000734 | Non | 9.0
CAPRI | ADCSN1252N125SSN | EC000441 | EF000878 | Non | 9.0
CAPRI | ADCSN1252N125SSN | EC000441 | EF000881 | Non | 9.0
CAPRI | ADCSN1252N125SSN | EC000441 | EF001062 | Non | 9.0
CAPRI | ADCSN1252N125SSN | EC000441 | EF001210 | Non | 9.0
CAPRI | ADCSN1252N125SSN | EC000441 | EF001758 | EV003714 | 9.0
CAPRI | ADCSN1252N125SSN | EC000441 | EF004191 | Non | 9.0
CAPRI | ADCSN1252N125SSN | EC000441 | EF004685 | Non | 9.0
CAPRI | ADCSN1252N125SSN | EC000441 | EF005004 | Non | 9.0
CAPRI | ADCSN1252N125SSN | EC000441 | EF005049 | Non | 9.0
CAPRI | ADCSN1252N125SSN | EC000441 | EF005337 | Non | 9.0
CAPRI | ADCSN1252N125SSN | EC000441 | EF012184 | Non | 9.0
CAPRI | ADCSN1252N125SSN | EC000441 | EF012547 | Non | 9.0
CAPRI | ADCSN1252N125SSN | EC000441 | EF024919 | Non | 9.0
CAPRI | ADCSN1253M40NPN | EC000441 | EF000025 | Non | 9.0
CAPRI | ADCSN1253M40NPN | EC000441 | EF000084 | Non | 9.0
CAPRI | ADCSN1253M40NPN | EC000441 | EF000734 | Non | 9.0
CAPRI | ADCSN1253M40NPN | EC000441 | EF000878 | Non | 9.0
CAPRI | ADCSN1253M40NPN | EC000441 | EF000881 | Non | 9.0
CAPRI | ADCSN1253M40NPN | EC000441 | EF001062 | Non | 9.0
CAPRI | ADCSN1253M40NPN | EC000441 | EF001210 | Non | 9.0
CAPRI | ADCSN1253M40NPN | EC000441 | EF001758 | EV003714 | 9.0
CAPRI | ADCSN1253M40NPN | EC000441 | EF004191 | Non | 9.0
CAPRI | ADCSN1253M40NPN | EC000441 | EF004685 | Non | 9.0
CAPRI | ADCSN1253M40NPN | EC000441 | EF005004 | Non | 9.0
CAPRI | ADCSN1253M40NPN | EC000441 | EF005049 | Non | 9.0
CAPRI | ADCSN1253M40NPN | EC000441 | EF005337 | Non | 9.0
CAPRI | ADCSN1253M40NPN | EC000441 | EF012184 | Non | 9.0
CAPRI | ADCSN1253M40NPN | EC000441 | EF012547 | Non | 9.0
CAPRI | ADCSN1253M40NPN | EC000441 | EF024919 | Non | 9.0
CAPRI | ADCSN1253M40SSN | EC000441 | EF000025 | Non | 9.0
CAPRI | ADCSN1253M40SSN | EC000441 | EF000084 | Non | 9.0
CAPRI | ADCSN1253M40SSN | EC000441 | EF000734 | Non | 9.0
CAPRI | ADCSN1253M40SSN | EC000441 | EF000878 | Non | 9.0
CAPRI | ADCSN1253M40SSN | EC000441 | EF000881 | Non | 9.0
CAPRI | ADCSN1253M40SSN | EC000441 | EF001062 | Non | 9.0
CAPRI | ADCSN1253M40SSN | EC000441 | EF001210 | Non | 9.0
CAPRI | ADCSN1253M40SSN | EC000441 | EF001758 | EV003714 | 9.0
CAPRI | ADCSN1253M40SSN | EC000441 | EF004191 | Non | 9.0
CAPRI | ADCSN1253M40SSN | EC000441 | EF004685 | Non | 9.0
CAPRI | ADCSN1253M40SSN | EC000441 | EF005004 | Non | 9.0
CAPRI | ADCSN1253M40SSN | EC000441 | EF005049 | Non | 9.0
CAPRI | ADCSN1253M40SSN | EC000441 | EF005337 | Non | 9.0
CAPRI | ADCSN1253M40SSN | EC000441 | EF012184 | Non | 9.0
CAPRI | ADCSN1253M40SSN | EC000441 | EF012547 | Non | 9.0
CAPRI | ADCSN1253M40SSN | EC000441 | EF024919 | Non | 9.0
CAPRI | ADCSN1253M50NPN | EC000441 | EF000025 | Non | 9.0
CAPRI | ADCSN1253M50NPN | EC000441 | EF000084 | Non | 9.0
CAPRI | ADCSN1253M50NPN | EC000441 | EF000734 | Non | 9.0
CAPRI | ADCSN1253M50NPN | EC000441 | EF000878 | Non | 9.0
CAPRI | ADCSN1253M50NPN | EC000441 | EF000881 | Non | 9.0
CAPRI | ADCSN1253M50NPN | EC000441 | EF001062 | Non | 9.0
CAPRI | ADCSN1253M50NPN | EC000441 | EF001210 | Non | 9.0
CAPRI | ADCSN1253M50NPN | EC000441 | EF001758 | EV003714 | 9.0
CAPRI | ADCSN1253M50NPN | EC000441 | EF004191 | Non | 9.0
CAPRI | ADCSN1253M50NPN | EC000441 | EF004685 | Non | 9.0
CAPRI | ADCSN1253M50NPN | EC000441 | EF005004 | Non | 9.0
CAPRI | ADCSN1253M50NPN | EC000441 | EF005049 | Non | 9.0
CAPRI | ADCSN1253M50NPN | EC000441 | EF005337 | Non | 9.0
CAPRI | ADCSN1253M50NPN | EC000441 | EF012184 | Non | 9.0
CAPRI | ADCSN1253M50NPN | EC000441 | EF012547 | Non | 9.0
CAPRI | ADCSN1253M50NPN | EC000441 | EF024919 | Non | 9.0
CAPRI | ADCSN1253M50SSN | EC000441 | EF000025 | Non | 9.0
CAPRI | ADCSN1253M50SSN | EC000441 | EF000084 | Non | 9.0
CAPRI | ADCSN1253M50SSN | EC000441 | EF000734 | Non | 9.0
CAPRI | ADCSN1253M50SSN | EC000441 | EF000878 | Non | 9.0
CAPRI | ADCSN1253M50SSN | EC000441 | EF000881 | Non | 9.0
CAPRI | ADCSN1253M50SSN | EC000441 | EF001062 | Non | 9.0
CAPRI | ADCSN1253M50SSN | EC000441 | EF001210 | Non | 9.0
CAPRI | ADCSN1253M50SSN | EC000441 | EF001758 | EV003714 | 9.0
CAPRI | ADCSN1253M50SSN | EC000441 | EF004191 | Non | 9.0
CAPRI | ADCSN1253M50SSN | EC000441 | EF004685 | Non | 9.0
CAPRI | ADCSN1253M50SSN | EC000441 | EF005004 | Non | 9.0
CAPRI | ADCSN1253M50SSN | EC000441 | EF005049 | Non | 9.0
CAPRI | ADCSN1253M50SSN | EC000441 | EF005337 | Non | 9.0
CAPRI | ADCSN1253M50SSN | EC000441 | EF012184 | Non | 9.0
CAPRI | ADCSN1253M50SSN | EC000441 | EF012547 | Non | 9.0
CAPRI | ADCSN1253M50SSN | EC000441 | EF024919 | Non | 9.0
CAPRI | ADCSN1253N125NPN | EC000441 | EF000025 | Non | 9.0
CAPRI | ADCSN1253N125NPN | EC000441 | EF000084 | Non | 9.0
CAPRI | ADCSN1253N125NPN | EC000441 | EF000734 | Non | 9.0
CAPRI | ADCSN1253N125NPN | EC000441 | EF000878 | Non | 9.0
CAPRI | ADCSN1253N125NPN | EC000441 | EF000881 | Non | 9.0
CAPRI | ADCSN1253N125NPN | EC000441 | EF001062 | Non | 9.0
CAPRI | ADCSN1253N125NPN | EC000441 | EF001210 | Non | 9.0
CAPRI | ADCSN1253N125NPN | EC000441 | EF001758 | EV003714 | 9.0
CAPRI | ADCSN1253N125NPN | EC000441 | EF004191 | Non | 9.0
CAPRI | ADCSN1253N125NPN | EC000441 | EF004685 | Non | 9.0
CAPRI | ADCSN1253N125NPN | EC000441 | EF005004 | Non | 9.0
CAPRI | ADCSN1253N125NPN | EC000441 | EF005049 | Non | 9.0
CAPRI | ADCSN1253N125NPN | EC000441 | EF005337 | Non | 9.0
CAPRI | ADCSN1253N125NPN | EC000441 | EF012184 | Non | 9.0
CAPRI | ADCSN1253N125NPN | EC000441 | EF012547 | Non | 9.0
CAPRI | ADCSN1253N125NPN | EC000441 | EF024919 | Non | 9.0
CAPRI | ADCSN1253N125SSN | EC000441 | EF000025 | Non | 9.0
CAPRI | ADCSN1253N125SSN | EC000441 | EF000084 | Non | 9.0
CAPRI | ADCSN1253N125SSN | EC000441 | EF000734 | Non | 9.0
CAPRI | ADCSN1253N125SSN | EC000441 | EF000878 | Non | 9.0
CAPRI | ADCSN1253N125SSN | EC000441 | EF000881 | Non | 9.0
CAPRI | ADCSN1253N125SSN | EC000441 | EF001062 | Non | 9.0
CAPRI | ADCSN1253N125SSN | EC000441 | EF001210 | Non | 9.0
CAPRI | ADCSN1253N125SSN | EC000441 | EF001758 | EV003714 | 9.0
CAPRI | ADCSN1253N125SSN | EC000441 | EF004191 | Non | 9.0
CAPRI | ADCSN1253N125SSN | EC000441 | EF004685 | Non | 9.0
CAPRI | ADCSN1253N125SSN | EC000441 | EF005004 | Non | 9.0
CAPRI | ADCSN1253N125SSN | EC000441 | EF005049 | Non | 9.0
CAPRI | ADCSN1253N125SSN | EC000441 | EF005337 | Non | 9.0
CAPRI | ADCSN1253N125SSN | EC000441 | EF012184 | Non | 9.0
CAPRI | ADCSN1253N125SSN | EC000441 | EF012547 | Non | 9.0
CAPRI | ADCSN1253N125SSN | EC000441 | EF024919 | Non | 9.0
CAPRI | ADCSN1253N150NPN | EC000441 | EF000025 | Non | 9.0
CAPRI | ADCSN1253N150NPN | EC000441 | EF000084 | Non | 9.0
CAPRI | ADCSN1253N150NPN | EC000441 | EF000734 | Non | 9.0
CAPRI | ADCSN1253N150NPN | EC000441 | EF000878 | Non | 9.0
CAPRI | ADCSN1253N150NPN | EC000441 | EF000881 | Non | 9.0
CAPRI | ADCSN1253N150NPN | EC000441 | EF001062 | Non | 9.0
CAPRI | ADCSN1253N150NPN | EC000441 | EF001210 | Non | 9.0
CAPRI | ADCSN1253N150NPN | EC000441 | EF001758 | EV003714 | 9.0
CAPRI | ADCSN1253N150NPN | EC000441 | EF004191 | Non | 9.0
CAPRI | ADCSN1253N150NPN | EC000441 | EF004685 | Non | 9.0
CAPRI | ADCSN1253N150NPN | EC000441 | EF005004 | Non | 9.0
CAPRI | ADCSN1253N150NPN | EC000441 | EF005049 | Non | 9.0
CAPRI | ADCSN1253N150NPN | EC000441 | EF005337 | Non | 9.0
CAPRI | ADCSN1253N150NPN | EC000441 | EF012184 | Non | 9.0
CAPRI | ADCSN1253N150NPN | EC000441 | EF012547 | Non | 9.0
CAPRI | ADCSN1253N150NPN | EC000441 | EF024919 | Non | 9.0
CAPRI | ADCSN1253N150SSN | EC000441 | EF000025 | Non | 9.0
CAPRI | ADCSN1253N150SSN | EC000441 | EF000084 | Non | 9.0
CAPRI | ADCSN1253N150SSN | EC000441 | EF000734 | Non | 9.0
CAPRI | ADCSN1253N150SSN | EC000441 | EF000878 | Non | 9.0
CAPRI | ADCSN1253N150SSN | EC000441 | EF000881 | Non | 9.0
CAPRI | ADCSN1253N150SSN | EC000441 | EF001062 | Non | 9.0
CAPRI | ADCSN1253N150SSN | EC000441 | EF001210 | Non | 9.0
CAPRI | ADCSN1253N150SSN | EC000441 | EF001758 | EV003714 | 9.0
CAPRI | ADCSN1253N150SSN | EC000441 | EF004191 | Non | 9.0
CAPRI | ADCSN1253N150SSN | EC000441 | EF004685 | Non | 9.0
CAPRI | ADCSN1253N150SSN | EC000441 | EF005004 | Non | 9.0
CAPRI | ADCSN1253N150SSN | EC000441 | EF005049 | Non | 9.0
CAPRI | ADCSN1253N150SSN | EC000441 | EF005337 | Non | 9.0
CAPRI | ADCSN1253N150SSN | EC000441 | EF012184 | Non | 9.0
CAPRI | ADCSN1253N150SSN | EC000441 | EF012547 | Non | 9.0
CAPRI | ADCSN1253N150SSN | EC000441 | EF024919 | Non | 9.0
CAPRI | ADCSN1501M50NPN | EC000441 | EF000025 | Non | 9.0
CAPRI | ADCSN1501M50NPN | EC000441 | EF000084 | Non | 9.0
CAPRI | ADCSN1501M50NPN | EC000441 | EF000734 | Non | 9.0
CAPRI | ADCSN1501M50NPN | EC000441 | EF000878 | Non | 9.0
CAPRI | ADCSN1501M50NPN | EC000441 | EF000881 | Non | 9.0
CAPRI | ADCSN1501M50NPN | EC000441 | EF001062 | Non | 9.0
CAPRI | ADCSN1501M50NPN | EC000441 | EF001210 | Non | 9.0
CAPRI | ADCSN1501M50NPN | EC000441 | EF001758 | EV003714 | 9.0
CAPRI | ADCSN1501M50NPN | EC000441 | EF004191 | Non | 9.0
CAPRI | ADCSN1501M50NPN | EC000441 | EF004685 | Non | 9.0
CAPRI | ADCSN1501M50NPN | EC000441 | EF005004 | Non | 9.0
CAPRI | ADCSN1501M50NPN | EC000441 | EF005049 | Non | 9.0
CAPRI | ADCSN1501M50NPN | EC000441 | EF005337 | Non | 9.0
CAPRI | ADCSN1501M50NPN | EC000441 | EF012184 | Non | 9.0
CAPRI | ADCSN1501M50NPN | EC000441 | EF012547 | Non | 9.0
CAPRI | ADCSN1501M50NPN | EC000441 | EF024919 | Non | 9.0
CAPRI | ADCSN1501M50SSN | EC000441 | EF000025 | Non | 9.0
CAPRI | ADCSN1501M50SSN | EC000441 | EF000084 | Non | 9.0
CAPRI | ADCSN1501M50SSN | EC000441 | EF000734 | Non | 9.0
CAPRI | ADCSN1501M50SSN | EC000441 | EF000878 | Non | 9.0
CAPRI | ADCSN1501M50SSN | EC000441 | EF000881 | Non | 9.0
CAPRI | ADCSN1501M50SSN | EC000441 | EF001062 | Non | 9.0
CAPRI | ADCSN1501M50SSN | EC000441 | EF001210 | Non | 9.0
CAPRI | ADCSN1501M50SSN | EC000441 | EF001758 | EV003714 | 9.0
CAPRI | ADCSN1501M50SSN | EC000441 | EF004191 | Non | 9.0
CAPRI | ADCSN1501M50SSN | EC000441 | EF004685 | Non | 9.0
CAPRI | ADCSN1501M50SSN | EC000441 | EF005004 | Non | 9.0
CAPRI | ADCSN1501M50SSN | EC000441 | EF005049 | Non | 9.0
CAPRI | ADCSN1501M50SSN | EC000441 | EF005337 | Non | 9.0
CAPRI | ADCSN1501M50SSN | EC000441 | EF012184 | Non | 9.0
CAPRI | ADCSN1501M50SSN | EC000441 | EF012547 | Non | 9.0
CAPRI | ADCSN1501M50SSN | EC000441 | EF024919 | Non | 9.0
CAPRI | ADCSN1501N150NPN | EC000441 | EF000025 | Non | 9.0
CAPRI | ADCSN1501N150NPN | EC000441 | EF000084 | Non | 9.0
CAPRI | ADCSN1501N150NPN | EC000441 | EF000734 | Non | 9.0
CAPRI | ADCSN1501N150NPN | EC000441 | EF000878 | Non | 9.0
CAPRI | ADCSN1501N150NPN | EC000441 | EF000881 | Non | 9.0
CAPRI | ADCSN1501N150NPN | EC000441 | EF001062 | Non | 9.0
CAPRI | ADCSN1501N150NPN | EC000441 | EF001210 | Non | 9.0
CAPRI | ADCSN1501N150NPN | EC000441 | EF001758 | EV003714 | 9.0
CAPRI | ADCSN1501N150NPN | EC000441 | EF004191 | Non | 9.0
CAPRI | ADCSN1501N150NPN | EC000441 | EF004685 | Non | 9.0
CAPRI | ADCSN1501N150NPN | EC000441 | EF005004 | Non | 9.0
CAPRI | ADCSN1501N150NPN | EC000441 | EF005049 | Non | 9.0
CAPRI | ADCSN1501N150NPN | EC000441 | EF005337 | Non | 9.0
CAPRI | ADCSN1501N150NPN | EC000441 | EF012184 | Non | 9.0
CAPRI | ADCSN1501N150NPN | EC000441 | EF012547 | Non | 9.0
CAPRI | ADCSN1501N150NPN | EC000441 | EF024919 | Non | 9.0
CAPRI | ADCSN1501N150SSN | EC000441 | EF000025 | Non | 9.0
CAPRI | ADCSN1501N150SSN | EC000441 | EF000084 | Non | 9.0
CAPRI | ADCSN1501N150SSN | EC000441 | EF000734 | Non | 9.0
CAPRI | ADCSN1501N150SSN | EC000441 | EF000878 | Non | 9.0
CAPRI | ADCSN1501N150SSN | EC000441 | EF000881 | Non | 9.0
CAPRI | ADCSN1501N150SSN | EC000441 | EF001062 | Non | 9.0
CAPRI | ADCSN1501N150SSN | EC000441 | EF001210 | Non | 9.0
CAPRI | ADCSN1501N150SSN | EC000441 | EF001758 | EV003714 | 9.0
CAPRI | ADCSN1501N150SSN | EC000441 | EF004191 | Non | 9.0
CAPRI | ADCSN1501N150SSN | EC000441 | EF004685 | Non | 9.0
CAPRI | ADCSN1501N150SSN | EC000441 | EF005004 | Non | 9.0
CAPRI | ADCSN1501N150SSN | EC000441 | EF005049 | Non | 9.0
CAPRI | ADCSN1501N150SSN | EC000441 | EF005337 | Non | 9.0
CAPRI | ADCSN1501N150SSN | EC000441 | EF012184 | Non | 9.0
CAPRI | ADCSN1501N150SSN | EC000441 | EF012547 | Non | 9.0
CAPRI | ADCSN1501N150SSN | EC000441 | EF024919 | Non | 9.0
CAPRI | ADCSN1502M50NPN | EC000441 | EF000025 | Non | 9.0
CAPRI | ADCSN1502M50NPN | EC000441 | EF000084 | Non | 9.0
CAPRI | ADCSN1502M50NPN | EC000441 | EF000734 | Non | 9.0
CAPRI | ADCSN1502M50NPN | EC000441 | EF000878 | Non | 9.0
CAPRI | ADCSN1502M50NPN | EC000441 | EF000881 | Non | 9.0
CAPRI | ADCSN1502M50NPN | EC000441 | EF001062 | Non | 9.0
CAPRI | ADCSN1502M50NPN | EC000441 | EF001210 | Non | 9.0
CAPRI | ADCSN1502M50NPN | EC000441 | EF001758 | EV003714 | 9.0
CAPRI | ADCSN1502M50NPN | EC000441 | EF004191 | Non | 9.0
CAPRI | ADCSN1502M50NPN | EC000441 | EF004685 | Non | 9.0
CAPRI | ADCSN1502M50NPN | EC000441 | EF005004 | Non | 9.0
CAPRI | ADCSN1502M50NPN | EC000441 | EF005049 | Non | 9.0
CAPRI | ADCSN1502M50NPN | EC000441 | EF005337 | Non | 9.0
CAPRI | ADCSN1502M50NPN | EC000441 | EF012184 | Non | 9.0
CAPRI | ADCSN1502M50NPN | EC000441 | EF012547 | Non | 9.0
CAPRI | ADCSN1502M50NPN | EC000441 | EF024919 | Non | 9.0
CAPRI | ADCSN1502M50SSN | EC000441 | EF000025 | Non | 9.0
CAPRI | ADCSN1502M50SSN | EC000441 | EF000084 | Non | 9.0
CAPRI | ADCSN1502M50SSN | EC000441 | EF000734 | Non | 9.0
CAPRI | ADCSN1502M50SSN | EC000441 | EF000878 | Non | 9.0
CAPRI | ADCSN1502M50SSN | EC000441 | EF000881 | Non | 9.0
CAPRI | ADCSN1502M50SSN | EC000441 | EF001062 | Non | 9.0
CAPRI | ADCSN1502M50SSN | EC000441 | EF001210 | Non | 9.0
CAPRI | ADCSN1502M50SSN | EC000441 | EF001758 | EV003714 | 9.0
CAPRI | ADCSN1502M50SSN | EC000441 | EF004191 | Non | 9.0
CAPRI | ADCSN1502M50SSN | EC000441 | EF004685 | Non | 9.0
CAPRI | ADCSN1502M50SSN | EC000441 | EF005004 | Non | 9.0
CAPRI | ADCSN1502M50SSN | EC000441 | EF005049 | Non | 9.0
CAPRI | ADCSN1502M50SSN | EC000441 | EF005337 | Non | 9.0
CAPRI | ADCSN1502M50SSN | EC000441 | EF012184 | Non | 9.0
CAPRI | ADCSN1502M50SSN | EC000441 | EF012547 | Non | 9.0
CAPRI | ADCSN1502M50SSN | EC000441 | EF024919 | Non | 9.0
CAPRI | ADCSN1502N150NPN | EC000441 | EF000025 | Non | 9.0
CAPRI | ADCSN1502N150NPN | EC000441 | EF000084 | Non | 9.0
CAPRI | ADCSN1502N150NPN | EC000441 | EF000734 | Non | 9.0
CAPRI | ADCSN1502N150NPN | EC000441 | EF000878 | Non | 9.0
CAPRI | ADCSN1502N150NPN | EC000441 | EF000881 | Non | 9.0
CAPRI | ADCSN1502N150NPN | EC000441 | EF001062 | Non | 9.0
CAPRI | ADCSN1502N150NPN | EC000441 | EF001210 | Non | 9.0
CAPRI | ADCSN1502N150NPN | EC000441 | EF001758 | EV003714 | 9.0
CAPRI | ADCSN1502N150NPN | EC000441 | EF004191 | Non | 9.0
CAPRI | ADCSN1502N150NPN | EC000441 | EF004685 | Non | 9.0
CAPRI | ADCSN1502N150NPN | EC000441 | EF005004 | Non | 9.0
CAPRI | ADCSN1502N150NPN | EC000441 | EF005049 | Non | 9.0
CAPRI | ADCSN1502N150NPN | EC000441 | EF005337 | Non | 9.0
CAPRI | ADCSN1502N150NPN | EC000441 | EF012184 | Non | 9.0
CAPRI | ADCSN1502N150NPN | EC000441 | EF012547 | Non | 9.0
CAPRI | ADCSN1502N150NPN | EC000441 | EF024919 | Non | 9.0
CAPRI | ADCSN1502N150SSN | EC000441 | EF000025 | Non | 9.0
CAPRI | ADCSN1502N150SSN | EC000441 | EF000084 | Non | 9.0
CAPRI | ADCSN1502N150SSN | EC000441 | EF000734 | Non | 9.0
CAPRI | ADCSN1502N150SSN | EC000441 | EF000878 | Non | 9.0
CAPRI | ADCSN1502N150SSN | EC000441 | EF000881 | Non | 9.0
CAPRI | ADCSN1502N150SSN | EC000441 | EF001062 | Non | 9.0
CAPRI | ADCSN1502N150SSN | EC000441 | EF001210 | Non | 9.0
CAPRI | ADCSN1502N150SSN | EC000441 | EF001758 | EV003714 | 9.0
CAPRI | ADCSN1502N150SSN | EC000441 | EF004191 | Non | 9.0
CAPRI | ADCSN1502N150SSN | EC000441 | EF004685 | Non | 9.0
CAPRI | ADCSN1502N150SSN | EC000441 | EF005004 | Non | 9.0
CAPRI | ADCSN1502N150SSN | EC000441 | EF005049 | Non | 9.0
CAPRI | ADCSN1502N150SSN | EC000441 | EF005337 | Non | 9.0
CAPRI | ADCSN1502N150SSN | EC000441 | EF012184 | Non | 9.0
CAPRI | ADCSN1502N150SSN | EC000441 | EF012547 | Non | 9.0
CAPRI | ADCSN1502N150SSN | EC000441 | EF024919 | Non | 9.0
CAPRI | ADCSN2002M63NPN | EC000441 | EF000025 | Non | 9.0
CAPRI | ADCSN2002M63NPN | EC000441 | EF000084 | Non | 9.0
CAPRI | ADCSN2002M63NPN | EC000441 | EF000734 | Non | 9.0
CAPRI | ADCSN2002M63NPN | EC000441 | EF000878 | Non | 9.0
CAPRI | ADCSN2002M63NPN | EC000441 | EF000881 | Non | 9.0
CAPRI | ADCSN2002M63NPN | EC000441 | EF001062 | Non | 9.0
CAPRI | ADCSN2002M63NPN | EC000441 | EF001210 | Non | 9.0
CAPRI | ADCSN2002M63NPN | EC000441 | EF001758 | EV003714 | 9.0
CAPRI | ADCSN2002M63NPN | EC000441 | EF004191 | Non | 9.0
CAPRI | ADCSN2002M63NPN | EC000441 | EF004685 | Non | 9.0
CAPRI | ADCSN2002M63NPN | EC000441 | EF005004 | Non | 9.0
CAPRI | ADCSN2002M63NPN | EC000441 | EF005049 | Non | 9.0
CAPRI | ADCSN2002M63NPN | EC000441 | EF005337 | Non | 9.0
CAPRI | ADCSN2002M63NPN | EC000441 | EF012184 | Non | 9.0
CAPRI | ADCSN2002M63NPN | EC000441 | EF012547 | Non | 9.0
CAPRI | ADCSN2002M63NPN | EC000441 | EF024919 | Non | 9.0
CAPRI | ADCSN2002M63SSN | EC000441 | EF000025 | Non | 9.0
CAPRI | ADCSN2002M63SSN | EC000441 | EF000084 | Non | 9.0
CAPRI | ADCSN2002M63SSN | EC000441 | EF000734 | Non | 9.0
CAPRI | ADCSN2002M63SSN | EC000441 | EF000878 | Non | 9.0
CAPRI | ADCSN2002M63SSN | EC000441 | EF000881 | Non | 9.0
CAPRI | ADCSN2002M63SSN | EC000441 | EF001062 | Non | 9.0
CAPRI | ADCSN2002M63SSN | EC000441 | EF001210 | Non | 9.0
CAPRI | ADCSN2002M63SSN | EC000441 | EF001758 | EV003714 | 9.0
CAPRI | ADCSN2002M63SSN | EC000441 | EF004191 | Non | 9.0
CAPRI | ADCSN2002M63SSN | EC000441 | EF004685 | Non | 9.0
CAPRI | ADCSN2002M63SSN | EC000441 | EF005004 | Non | 9.0
CAPRI | ADCSN2002M63SSN | EC000441 | EF005049 | Non | 9.0
CAPRI | ADCSN2002M63SSN | EC000441 | EF005337 | Non | 9.0
CAPRI | ADCSN2002M63SSN | EC000441 | EF012184 | Non | 9.0
CAPRI | ADCSN2002M63SSN | EC000441 | EF012547 | Non | 9.0
CAPRI | ADCSN2002M63SSN | EC000441 | EF024919 | Non | 9.0
CAPRI | ADCSN2002N200NPN | EC000441 | EF000025 | Non | 9.0
CAPRI | ADCSN2002N200NPN | EC000441 | EF000084 | Non | 9.0
CAPRI | ADCSN2002N200NPN | EC000441 | EF000734 | Non | 9.0
CAPRI | ADCSN2002N200NPN | EC000441 | EF000878 | Non | 9.0
CAPRI | ADCSN2002N200NPN | EC000441 | EF000881 | Non | 9.0
CAPRI | ADCSN2002N200NPN | EC000441 | EF001062 | Non | 9.0
CAPRI | ADCSN2002N200NPN | EC000441 | EF001210 | Non | 9.0
CAPRI | ADCSN2002N200NPN | EC000441 | EF001758 | EV003714 | 9.0
CAPRI | ADCSN2002N200NPN | EC000441 | EF004191 | Non | 9.0
CAPRI | ADCSN2002N200NPN | EC000441 | EF004685 | Non | 9.0
CAPRI | ADCSN2002N200NPN | EC000441 | EF005004 | Non | 9.0
CAPRI | ADCSN2002N200NPN | EC000441 | EF005049 | Non | 9.0
CAPRI | ADCSN2002N200NPN | EC000441 | EF005337 | Non | 9.0
CAPRI | ADCSN2002N200NPN | EC000441 | EF012184 | Non | 9.0
CAPRI | ADCSN2002N200NPN | EC000441 | EF012547 | Non | 9.0
CAPRI | ADCSN2002N200NPN | EC000441 | EF024919 | Non | 9.0
CAPRI | ADCSN2002N200SSN | EC000441 | EF000025 | Non | 9.0
CAPRI | ADCSN2002N200SSN | EC000441 | EF000084 | Non | 9.0
CAPRI | ADCSN2002N200SSN | EC000441 | EF000734 | Non | 9.0
CAPRI | ADCSN2002N200SSN | EC000441 | EF000878 | Non | 9.0
CAPRI | ADCSN2002N200SSN | EC000441 | EF000881 | Non | 9.0
CAPRI | ADCSN2002N200SSN | EC000441 | EF001062 | Non | 9.0
CAPRI | ADCSN2002N200SSN | EC000441 | EF001210 | Non | 9.0
CAPRI | ADCSN2002N200SSN | EC000441 | EF001758 | EV003714 | 9.0
CAPRI | ADCSN2002N200SSN | EC000441 | EF004191 | Non | 9.0
CAPRI | ADCSN2002N200SSN | EC000441 | EF004685 | Non | 9.0
CAPRI | ADCSN2002N200SSN | EC000441 | EF005004 | Non | 9.0
CAPRI | ADCSN2002N200SSN | EC000441 | EF005049 | Non | 9.0
CAPRI | ADCSN2002N200SSN | EC000441 | EF005337 | Non | 9.0
CAPRI | ADCSN2002N200SSN | EC000441 | EF012184 | Non | 9.0
CAPRI | ADCSN2002N200SSN | EC000441 | EF012547 | Non | 9.0
CAPRI | ADCSN2002N200SSN | EC000441 | EF024919 | Non | 9.0
CAPRI | ADCSN2003M63NPN | EC000441 | EF000025 | Non | 9.0
CAPRI | ADCSN2003M63NPN | EC000441 | EF000084 | Non | 9.0
CAPRI | ADCSN2003M63NPN | EC000441 | EF000734 | Non | 9.0
CAPRI | ADCSN2003M63NPN | EC000441 | EF000878 | Non | 9.0
CAPRI | ADCSN2003M63NPN | EC000441 | EF000881 | Non | 9.0
CAPRI | ADCSN2003M63NPN | EC000441 | EF001062 | Non | 9.0
CAPRI | ADCSN2003M63NPN | EC000441 | EF001210 | Non | 9.0
CAPRI | ADCSN2003M63NPN | EC000441 | EF001758 | EV003714 | 9.0
CAPRI | ADCSN2003M63NPN | EC000441 | EF004191 | Non | 9.0
CAPRI | ADCSN2003M63NPN | EC000441 | EF004685 | Non | 9.0
CAPRI | ADCSN2003M63NPN | EC000441 | EF005004 | Non | 9.0
CAPRI | ADCSN2003M63NPN | EC000441 | EF005049 | Non | 9.0
CAPRI | ADCSN2003M63NPN | EC000441 | EF005337 | Non | 9.0
CAPRI | ADCSN2003M63NPN | EC000441 | EF012184 | Non | 9.0
CAPRI | ADCSN2003M63NPN | EC000441 | EF012547 | Non | 9.0
CAPRI | ADCSN2003M63NPN | EC000441 | EF024919 | Non | 9.0
CAPRI | ADCSN2003M63SSN | EC000441 | EF000025 | Non | 9.0
CAPRI | ADCSN2003M63SSN | EC000441 | EF000084 | Non | 9.0
CAPRI | ADCSN2003M63SSN | EC000441 | EF000734 | Non | 9.0
CAPRI | ADCSN2003M63SSN | EC000441 | EF000878 | Non | 9.0
CAPRI | ADCSN2003M63SSN | EC000441 | EF000881 | Non | 9.0
CAPRI | ADCSN2003M63SSN | EC000441 | EF001062 | Non | 9.0
CAPRI | ADCSN2003M63SSN | EC000441 | EF001210 | Non | 9.0
CAPRI | ADCSN2003M63SSN | EC000441 | EF001758 | EV003714 | 9.0
CAPRI | ADCSN2003M63SSN | EC000441 | EF004191 | Non | 9.0
CAPRI | ADCSN2003M63SSN | EC000441 | EF004685 | Non | 9.0
CAPRI | ADCSN2003M63SSN | EC000441 | EF005004 | Non | 9.0
CAPRI | ADCSN2003M63SSN | EC000441 | EF005049 | Non | 9.0
CAPRI | ADCSN2003M63SSN | EC000441 | EF005337 | Non | 9.0
CAPRI | ADCSN2003M63SSN | EC000441 | EF012184 | Non | 9.0
CAPRI | ADCSN2003M63SSN | EC000441 | EF012547 | Non | 9.0
CAPRI | ADCSN2003M63SSN | EC000441 | EF024919 | Non | 9.0
CAPRI | ADCSN2003M75NPN | EC000441 | EF000025 | Non | 9.0
CAPRI | ADCSN2003M75NPN | EC000441 | EF000084 | Non | 9.0
CAPRI | ADCSN2003M75NPN | EC000441 | EF000734 | Non | 9.0
CAPRI | ADCSN2003M75NPN | EC000441 | EF000878 | Non | 9.0
CAPRI | ADCSN2003M75NPN | EC000441 | EF000881 | Non | 9.0
CAPRI | ADCSN2003M75NPN | EC000441 | EF001062 | Non | 9.0
CAPRI | ADCSN2003M75NPN | EC000441 | EF001210 | Non | 9.0
CAPRI | ADCSN2003M75NPN | EC000441 | EF001758 | EV003714 | 9.0
CAPRI | ADCSN2003M75NPN | EC000441 | EF004191 | Non | 9.0
CAPRI | ADCSN2003M75NPN | EC000441 | EF004685 | Non | 9.0
CAPRI | ADCSN2003M75NPN | EC000441 | EF005004 | Non | 9.0
CAPRI | ADCSN2003M75NPN | EC000441 | EF005049 | Non | 9.0
CAPRI | ADCSN2003M75NPN | EC000441 | EF005337 | Non | 9.0
CAPRI | ADCSN2003M75NPN | EC000441 | EF012184 | Non | 9.0
CAPRI | ADCSN2003M75NPN | EC000441 | EF012547 | Non | 9.0
CAPRI | ADCSN2003M75NPN | EC000441 | EF024919 | Non | 9.0
CAPRI | ADCSN2003M75SSN | EC000441 | EF000025 | Non | 9.0
CAPRI | ADCSN2003M75SSN | EC000441 | EF000084 | Non | 9.0
CAPRI | ADCSN2003M75SSN | EC000441 | EF000734 | Non | 9.0
CAPRI | ADCSN2003M75SSN | EC000441 | EF000878 | Non | 9.0
CAPRI | ADCSN2003M75SSN | EC000441 | EF000881 | Non | 9.0
CAPRI | ADCSN2003M75SSN | EC000441 | EF001062 | Non | 9.0
CAPRI | ADCSN2003M75SSN | EC000441 | EF001210 | Non | 9.0
CAPRI | ADCSN2003M75SSN | EC000441 | EF001758 | EV003714 | 9.0
CAPRI | ADCSN2003M75SSN | EC000441 | EF004191 | Non | 9.0
CAPRI | ADCSN2003M75SSN | EC000441 | EF004685 | Non | 9.0
CAPRI | ADCSN2003M75SSN | EC000441 | EF005004 | Non | 9.0
CAPRI | ADCSN2003M75SSN | EC000441 | EF005049 | Non | 9.0
CAPRI | ADCSN2003M75SSN | EC000441 | EF005337 | Non | 9.0
CAPRI | ADCSN2003M75SSN | EC000441 | EF012184 | Non | 9.0
CAPRI | ADCSN2003M75SSN | EC000441 | EF012547 | Non | 9.0
CAPRI | ADCSN2003M75SSN | EC000441 | EF024919 | Non | 9.0
CAPRI | ADCSN2003N200NPN | EC000441 | EF000025 | Non | 9.0
CAPRI | ADCSN2003N200NPN | EC000441 | EF000084 | Non | 9.0
CAPRI | ADCSN2003N200NPN | EC000441 | EF000734 | Non | 9.0
CAPRI | ADCSN2003N200NPN | EC000441 | EF000878 | Non | 9.0
CAPRI | ADCSN2003N200NPN | EC000441 | EF000881 | Non | 9.0
CAPRI | ADCSN2003N200NPN | EC000441 | EF001062 | Non | 9.0
CAPRI | ADCSN2003N200NPN | EC000441 | EF001210 | Non | 9.0
CAPRI | ADCSN2003N200NPN | EC000441 | EF001758 | EV003714 | 9.0
CAPRI | ADCSN2003N200NPN | EC000441 | EF004191 | Non | 9.0
CAPRI | ADCSN2003N200NPN | EC000441 | EF004685 | Non | 9.0
CAPRI | ADCSN2003N200NPN | EC000441 | EF005004 | Non | 9.0
CAPRI | ADCSN2003N200NPN | EC000441 | EF005049 | Non | 9.0
CAPRI | ADCSN2003N200NPN | EC000441 | EF005337 | Non | 9.0
CAPRI | ADCSN2003N200NPN | EC000441 | EF012184 | Non | 9.0
CAPRI | ADCSN2003N200NPN | EC000441 | EF012547 | Non | 9.0
CAPRI | ADCSN2003N200NPN | EC000441 | EF024919 | Non | 9.0
CAPRI | ADCSN2003N200SSN | EC000441 | EF000025 | Non | 9.0
CAPRI | ADCSN2003N200SSN | EC000441 | EF000084 | Non | 9.0
CAPRI | ADCSN2003N200SSN | EC000441 | EF000734 | Non | 9.0
CAPRI | ADCSN2003N200SSN | EC000441 | EF000878 | Non | 9.0
CAPRI | ADCSN2003N200SSN | EC000441 | EF000881 | Non | 9.0
CAPRI | ADCSN2003N200SSN | EC000441 | EF001062 | Non | 9.0
CAPRI | ADCSN2003N200SSN | EC000441 | EF001210 | Non | 9.0
CAPRI | ADCSN2003N200SSN | EC000441 | EF001758 | EV003714 | 9.0
CAPRI | ADCSN2003N200SSN | EC000441 | EF004191 | Non | 9.0
CAPRI | ADCSN2003N200SSN | EC000441 | EF004685 | Non | 9.0
CAPRI | ADCSN2003N200SSN | EC000441 | EF005004 | Non | 9.0
CAPRI | ADCSN2003N200SSN | EC000441 | EF005049 | Non | 9.0
CAPRI | ADCSN2003N200SSN | EC000441 | EF005337 | Non | 9.0
CAPRI | ADCSN2003N200SSN | EC000441 | EF012184 | Non | 9.0
CAPRI | ADCSN2003N200SSN | EC000441 | EF012547 | Non | 9.0
CAPRI | ADCSN2003N200SSN | EC000441 | EF024919 | Non | 9.0
CAPRI | ADCSN2003N250NPN | EC000441 | EF000025 | Non | 9.0
CAPRI | ADCSN2003N250NPN | EC000441 | EF000084 | Non | 9.0
CAPRI | ADCSN2003N250NPN | EC000441 | EF000734 | Non | 9.0
CAPRI | ADCSN2003N250NPN | EC000441 | EF000878 | Non | 9.0
CAPRI | ADCSN2003N250NPN | EC000441 | EF000881 | Non | 9.0
CAPRI | ADCSN2003N250NPN | EC000441 | EF001062 | Non | 9.0
CAPRI | ADCSN2003N250NPN | EC000441 | EF001210 | Non | 9.0
CAPRI | ADCSN2003N250NPN | EC000441 | EF001758 | EV003714 | 9.0
CAPRI | ADCSN2003N250NPN | EC000441 | EF004191 | Non | 9.0
CAPRI | ADCSN2003N250NPN | EC000441 | EF004685 | Non | 9.0
CAPRI | ADCSN2003N250NPN | EC000441 | EF005004 | Non | 9.0
CAPRI | ADCSN2003N250NPN | EC000441 | EF005049 | Non | 9.0
CAPRI | ADCSN2003N250NPN | EC000441 | EF005337 | Non | 9.0
CAPRI | ADCSN2003N250NPN | EC000441 | EF012184 | Non | 9.0
CAPRI | ADCSN2003N250NPN | EC000441 | EF012547 | Non | 9.0
CAPRI | ADCSN2003N250NPN | EC000441 | EF024919 | Non | 9.0
CAPRI | ADCSN2003N250SSN | EC000441 | EF000025 | Non | 9.0
CAPRI | ADCSN2003N250SSN | EC000441 | EF000084 | Non | 9.0
CAPRI | ADCSN2003N250SSN | EC000441 | EF000734 | Non | 9.0
CAPRI | ADCSN2003N250SSN | EC000441 | EF000878 | Non | 9.0
CAPRI | ADCSN2003N250SSN | EC000441 | EF000881 | Non | 9.0
CAPRI | ADCSN2003N250SSN | EC000441 | EF001062 | Non | 9.0
CAPRI | ADCSN2003N250SSN | EC000441 | EF001210 | Non | 9.0
CAPRI | ADCSN2003N250SSN | EC000441 | EF001758 | EV003714 | 9.0
CAPRI | ADCSN2003N250SSN | EC000441 | EF004191 | Non | 9.0
CAPRI | ADCSN2003N250SSN | EC000441 | EF004685 | Non | 9.0
CAPRI | ADCSN2003N250SSN | EC000441 | EF005004 | Non | 9.0
CAPRI | ADCSN2003N250SSN | EC000441 | EF005049 | Non | 9.0
CAPRI | ADCSN2003N250SSN | EC000441 | EF005337 | Non | 9.0
CAPRI | ADCSN2003N250SSN | EC000441 | EF012184 | Non | 9.0
CAPRI | ADCSN2003N250SSN | EC000441 | EF012547 | Non | 9.0
CAPRI | ADCSN2003N250SSN | EC000441 | EF024919 | Non | 9.0
CAPRI | ADCSN2502M75NPN | EC000441 | EF000025 | Non | 9.0
CAPRI | ADCSN2502M75NPN | EC000441 | EF000084 | Non | 9.0
CAPRI | ADCSN2502M75NPN | EC000441 | EF000734 | Non | 9.0
CAPRI | ADCSN2502M75NPN | EC000441 | EF000878 | Non | 9.0
CAPRI | ADCSN2502M75NPN | EC000441 | EF000881 | Non | 9.0
CAPRI | ADCSN2502M75NPN | EC000441 | EF001062 | Non | 9.0
CAPRI | ADCSN2502M75NPN | EC000441 | EF001210 | Non | 9.0
CAPRI | ADCSN2502M75NPN | EC000441 | EF001758 | EV003714 | 9.0
CAPRI | ADCSN2502M75NPN | EC000441 | EF004191 | Non | 9.0
CAPRI | ADCSN2502M75NPN | EC000441 | EF004685 | Non | 9.0
CAPRI | ADCSN2502M75NPN | EC000441 | EF005004 | Non | 9.0
CAPRI | ADCSN2502M75NPN | EC000441 | EF005049 | Non | 9.0
CAPRI | ADCSN2502M75NPN | EC000441 | EF005337 | Non | 9.0
CAPRI | ADCSN2502M75NPN | EC000441 | EF012184 | Non | 9.0
CAPRI | ADCSN2502M75NPN | EC000441 | EF012547 | Non | 9.0
CAPRI | ADCSN2502M75NPN | EC000441 | EF024919 | Non | 9.0
CAPRI | ADCSN2502M75SSN | EC000441 | EF000025 | Non | 9.0
CAPRI | ADCSN2502M75SSN | EC000441 | EF000084 | Non | 9.0
CAPRI | ADCSN2502M75SSN | EC000441 | EF000734 | Non | 9.0
CAPRI | ADCSN2502M75SSN | EC000441 | EF000878 | Non | 9.0
CAPRI | ADCSN2502M75SSN | EC000441 | EF000881 | Non | 9.0
CAPRI | ADCSN2502M75SSN | EC000441 | EF001062 | Non | 9.0
CAPRI | ADCSN2502M75SSN | EC000441 | EF001210 | Non | 9.0
CAPRI | ADCSN2502M75SSN | EC000441 | EF001758 | EV003714 | 9.0
CAPRI | ADCSN2502M75SSN | EC000441 | EF004191 | Non | 9.0
CAPRI | ADCSN2502M75SSN | EC000441 | EF004685 | Non | 9.0
CAPRI | ADCSN2502M75SSN | EC000441 | EF005004 | Non | 9.0
CAPRI | ADCSN2502M75SSN | EC000441 | EF005049 | Non | 9.0
CAPRI | ADCSN2502M75SSN | EC000441 | EF005337 | Non | 9.0
CAPRI | ADCSN2502M75SSN | EC000441 | EF012184 | Non | 9.0
CAPRI | ADCSN2502M75SSN | EC000441 | EF012547 | Non | 9.0
CAPRI | ADCSN2502M75SSN | EC000441 | EF024919 | Non | 9.0
CAPRI | ADCSN2502N250NPN | EC000441 | EF000025 | Non | 9.0
CAPRI | ADCSN2502N250NPN | EC000441 | EF000084 | Non | 9.0
CAPRI | ADCSN2502N250NPN | EC000441 | EF000734 | Non | 9.0
CAPRI | ADCSN2502N250NPN | EC000441 | EF000878 | Non | 9.0
CAPRI | ADCSN2502N250NPN | EC000441 | EF000881 | Non | 9.0
CAPRI | ADCSN2502N250NPN | EC000441 | EF001062 | Non | 9.0
CAPRI | ADCSN2502N250NPN | EC000441 | EF001210 | Non | 9.0
CAPRI | ADCSN2502N250NPN | EC000441 | EF001758 | EV003714 | 9.0
CAPRI | ADCSN2502N250NPN | EC000441 | EF004191 | Non | 9.0
CAPRI | ADCSN2502N250NPN | EC000441 | EF004685 | Non | 9.0
CAPRI | ADCSN2502N250NPN | EC000441 | EF005004 | Non | 9.0
CAPRI | ADCSN2502N250NPN | EC000441 | EF005049 | Non | 9.0
CAPRI | ADCSN2502N250NPN | EC000441 | EF005337 | Non | 9.0
CAPRI | ADCSN2502N250NPN | EC000441 | EF012184 | Non | 9.0
CAPRI | ADCSN2502N250NPN | EC000441 | EF012547 | Non | 9.0
CAPRI | ADCSN2502N250NPN | EC000441 | EF024919 | Non | 9.0
CAPRI | ADCSN2502N250SSN | EC000441 | EF000025 | Non | 9.0
CAPRI | ADCSN2502N250SSN | EC000441 | EF000084 | Non | 9.0
CAPRI | ADCSN2502N250SSN | EC000441 | EF000734 | Non | 9.0
CAPRI | ADCSN2502N250SSN | EC000441 | EF000878 | Non | 9.0
CAPRI | ADCSN2502N250SSN | EC000441 | EF000881 | Non | 9.0
CAPRI | ADCSN2502N250SSN | EC000441 | EF001062 | Non | 9.0
CAPRI | ADCSN2502N250SSN | EC000441 | EF001210 | Non | 9.0
CAPRI | ADCSN2502N250SSN | EC000441 | EF001758 | EV003714 | 9.0
CAPRI | ADCSN2502N250SSN | EC000441 | EF004191 | Non | 9.0
CAPRI | ADCSN2502N250SSN | EC000441 | EF004685 | Non | 9.0
CAPRI | ADCSN2502N250SSN | EC000441 | EF005004 | Non | 9.0
CAPRI | ADCSN2502N250SSN | EC000441 | EF005049 | Non | 9.0
CAPRI | ADCSN2502N250SSN | EC000441 | EF005337 | Non | 9.0
CAPRI | ADCSN2502N250SSN | EC000441 | EF012184 | Non | 9.0
CAPRI | ADCSN2502N250SSN | EC000441 | EF012547 | Non | 9.0
CAPRI | ADCSN2502N250SSN | EC000441 | EF024919 | Non | 9.0
CAPRI | ADCSN2503M75NPN | EC000441 | EF000025 | Non | 9.0
CAPRI | ADCSN2503M75NPN | EC000441 | EF000084 | Non | 9.0
CAPRI | ADCSN2503M75NPN | EC000441 | EF000734 | Non | 9.0
CAPRI | ADCSN2503M75NPN | EC000441 | EF000878 | Non | 9.0
CAPRI | ADCSN2503M75NPN | EC000441 | EF000881 | Non | 9.0
CAPRI | ADCSN2503M75NPN | EC000441 | EF001062 | Non | 9.0
CAPRI | ADCSN2503M75NPN | EC000441 | EF001210 | Non | 9.0
CAPRI | ADCSN2503M75NPN | EC000441 | EF001758 | EV003714 | 9.0
CAPRI | ADCSN2503M75NPN | EC000441 | EF004191 | Non | 9.0
CAPRI | ADCSN2503M75NPN | EC000441 | EF004685 | Non | 9.0
CAPRI | ADCSN2503M75NPN | EC000441 | EF005004 | Non | 9.0
CAPRI | ADCSN2503M75NPN | EC000441 | EF005049 | Non | 9.0
CAPRI | ADCSN2503M75NPN | EC000441 | EF005337 | Non | 9.0
CAPRI | ADCSN2503M75NPN | EC000441 | EF012184 | Non | 9.0
CAPRI | ADCSN2503M75NPN | EC000441 | EF012547 | Non | 9.0
CAPRI | ADCSN2503M75NPN | EC000441 | EF024919 | Non | 9.0
CAPRI | ADCSN2503M75SSN | EC000441 | EF000025 | Non | 9.0
CAPRI | ADCSN2503M75SSN | EC000441 | EF000084 | Non | 9.0
CAPRI | ADCSN2503M75SSN | EC000441 | EF000734 | Non | 9.0
CAPRI | ADCSN2503M75SSN | EC000441 | EF000878 | Non | 9.0
CAPRI | ADCSN2503M75SSN | EC000441 | EF000881 | Non | 9.0
CAPRI | ADCSN2503M75SSN | EC000441 | EF001062 | Non | 9.0
CAPRI | ADCSN2503M75SSN | EC000441 | EF001210 | Non | 9.0
CAPRI | ADCSN2503M75SSN | EC000441 | EF001758 | EV003714 | 9.0
CAPRI | ADCSN2503M75SSN | EC000441 | EF004191 | Non | 9.0
CAPRI | ADCSN2503M75SSN | EC000441 | EF004685 | Non | 9.0
CAPRI | ADCSN2503M75SSN | EC000441 | EF005004 | Non | 9.0
CAPRI | ADCSN2503M75SSN | EC000441 | EF005049 | Non | 9.0
CAPRI | ADCSN2503M75SSN | EC000441 | EF005337 | Non | 9.0
CAPRI | ADCSN2503M75SSN | EC000441 | EF012184 | Non | 9.0
CAPRI | ADCSN2503M75SSN | EC000441 | EF012547 | Non | 9.0
CAPRI | ADCSN2503M75SSN | EC000441 | EF024919 | Non | 9.0
CAPRI | ADCSN2503M90NPN | EC000441 | EF000025 | Non | 9.0
CAPRI | ADCSN2503M90NPN | EC000441 | EF000084 | Non | 9.0
CAPRI | ADCSN2503M90NPN | EC000441 | EF000734 | Non | 9.0
CAPRI | ADCSN2503M90NPN | EC000441 | EF000878 | Non | 9.0
CAPRI | ADCSN2503M90NPN | EC000441 | EF000881 | Non | 9.0
CAPRI | ADCSN2503M90NPN | EC000441 | EF001062 | Non | 9.0
CAPRI | ADCSN2503M90NPN | EC000441 | EF001210 | Non | 9.0
CAPRI | ADCSN2503M90NPN | EC000441 | EF001758 | EV003714 | 9.0
CAPRI | ADCSN2503M90NPN | EC000441 | EF004191 | Non | 9.0
CAPRI | ADCSN2503M90NPN | EC000441 | EF004685 | Non | 9.0
CAPRI | ADCSN2503M90NPN | EC000441 | EF005004 | Non | 9.0
CAPRI | ADCSN2503M90NPN | EC000441 | EF005049 | Non | 9.0
CAPRI | ADCSN2503M90NPN | EC000441 | EF005337 | Non | 9.0
CAPRI | ADCSN2503M90NPN | EC000441 | EF012184 | Non | 9.0
CAPRI | ADCSN2503M90NPN | EC000441 | EF012547 | Non | 9.0
CAPRI | ADCSN2503M90NPN | EC000441 | EF024919 | Non | 9.0
CAPRI | ADCSN2503M90SSN | EC000441 | EF000025 | Non | 9.0
CAPRI | ADCSN2503M90SSN | EC000441 | EF000084 | Non | 9.0
CAPRI | ADCSN2503M90SSN | EC000441 | EF000734 | Non | 9.0
CAPRI | ADCSN2503M90SSN | EC000441 | EF000878 | Non | 9.0
CAPRI | ADCSN2503M90SSN | EC000441 | EF000881 | Non | 9.0
CAPRI | ADCSN2503M90SSN | EC000441 | EF001062 | Non | 9.0
CAPRI | ADCSN2503M90SSN | EC000441 | EF001210 | Non | 9.0
CAPRI | ADCSN2503M90SSN | EC000441 | EF001758 | EV003714 | 9.0
CAPRI | ADCSN2503M90SSN | EC000441 | EF004191 | Non | 9.0
CAPRI | ADCSN2503M90SSN | EC000441 | EF004685 | Non | 9.0
CAPRI | ADCSN2503M90SSN | EC000441 | EF005004 | Non | 9.0
CAPRI | ADCSN2503M90SSN | EC000441 | EF005049 | Non | 9.0
CAPRI | ADCSN2503M90SSN | EC000441 | EF005337 | Non | 9.0
CAPRI | ADCSN2503M90SSN | EC000441 | EF012184 | Non | 9.0
CAPRI | ADCSN2503M90SSN | EC000441 | EF012547 | Non | 9.0
CAPRI | ADCSN2503M90SSN | EC000441 | EF024919 | Non | 9.0
CAPRI | ADCSN2503N250NPN | EC000441 | EF000025 | Non | 9.0
CAPRI | ADCSN2503N250NPN | EC000441 | EF000084 | Non | 9.0
CAPRI | ADCSN2503N250NPN | EC000441 | EF000734 | Non | 9.0
CAPRI | ADCSN2503N250NPN | EC000441 | EF000878 | Non | 9.0
CAPRI | ADCSN2503N250NPN | EC000441 | EF000881 | Non | 9.0
CAPRI | ADCSN2503N250NPN | EC000441 | EF001062 | Non | 9.0
CAPRI | ADCSN2503N250NPN | EC000441 | EF001210 | Non | 9.0
CAPRI | ADCSN2503N250NPN | EC000441 | EF001758 | EV003714 | 9.0
CAPRI | ADCSN2503N250NPN | EC000441 | EF004191 | Non | 9.0
CAPRI | ADCSN2503N250NPN | EC000441 | EF004685 | Non | 9.0
CAPRI | ADCSN2503N250NPN | EC000441 | EF005004 | Non | 9.0
CAPRI | ADCSN2503N250NPN | EC000441 | EF005049 | Non | 9.0
CAPRI | ADCSN2503N250NPN | EC000441 | EF005337 | Non | 9.0
CAPRI | ADCSN2503N250NPN | EC000441 | EF012184 | Non | 9.0
CAPRI | ADCSN2503N250NPN | EC000441 | EF012547 | Non | 9.0
CAPRI | ADCSN2503N250NPN | EC000441 | EF024919 | Non | 9.0
CAPRI | ADCSN2503N250SSN | EC000441 | EF000025 | Non | 9.0
CAPRI | ADCSN2503N250SSN | EC000441 | EF000084 | Non | 9.0
CAPRI | ADCSN2503N250SSN | EC000441 | EF000734 | Non | 9.0
CAPRI | ADCSN2503N250SSN | EC000441 | EF000878 | Non | 9.0
CAPRI | ADCSN2503N250SSN | EC000441 | EF000881 | Non | 9.0
CAPRI | ADCSN2503N250SSN | EC000441 | EF001062 | Non | 9.0
CAPRI | ADCSN2503N250SSN | EC000441 | EF001210 | Non | 9.0
CAPRI | ADCSN2503N250SSN | EC000441 | EF001758 | EV003714 | 9.0
CAPRI | ADCSN2503N250SSN | EC000441 | EF004191 | Non | 9.0
CAPRI | ADCSN2503N250SSN | EC000441 | EF004685 | Non | 9.0
CAPRI | ADCSN2503N250SSN | EC000441 | EF005004 | Non | 9.0
CAPRI | ADCSN2503N250SSN | EC000441 | EF005049 | Non | 9.0
CAPRI | ADCSN2503N250SSN | EC000441 | EF005337 | Non | 9.0
CAPRI | ADCSN2503N250SSN | EC000441 | EF012184 | Non | 9.0
CAPRI | ADCSN2503N250SSN | EC000441 | EF012547 | Non | 9.0
CAPRI | ADCSN2503N250SSN | EC000441 | EF024919 | Non | 9.0
CAPRI | ADCSN2503N300NPN | EC000441 | EF000025 | Non | 9.0
CAPRI | ADCSN2503N300NPN | EC000441 | EF000084 | Non | 9.0
CAPRI | ADCSN2503N300NPN | EC000441 | EF000734 | Non | 9.0
CAPRI | ADCSN2503N300NPN | EC000441 | EF000878 | Non | 9.0
CAPRI | ADCSN2503N300NPN | EC000441 | EF000881 | Non | 9.0
CAPRI | ADCSN2503N300NPN | EC000441 | EF001062 | Non | 9.0
CAPRI | ADCSN2503N300NPN | EC000441 | EF001210 | Non | 9.0
CAPRI | ADCSN2503N300NPN | EC000441 | EF001758 | EV003714 | 9.0
CAPRI | ADCSN2503N300NPN | EC000441 | EF004191 | Non | 9.0
CAPRI | ADCSN2503N300NPN | EC000441 | EF004685 | Non | 9.0
CAPRI | ADCSN2503N300NPN | EC000441 | EF005004 | Non | 9.0
CAPRI | ADCSN2503N300NPN | EC000441 | EF005049 | Non | 9.0
CAPRI | ADCSN2503N300NPN | EC000441 | EF005337 | Non | 9.0
CAPRI | ADCSN2503N300NPN | EC000441 | EF012184 | Non | 9.0
CAPRI | ADCSN2503N300NPN | EC000441 | EF012547 | Non | 9.0
CAPRI | ADCSN2503N300NPN | EC000441 | EF024919 | Non | 9.0
CAPRI | ADCSN2503N300SSN | EC000441 | EF000025 | Non | 9.0
CAPRI | ADCSN2503N300SSN | EC000441 | EF000084 | Non | 9.0
CAPRI | ADCSN2503N300SSN | EC000441 | EF000734 | Non | 9.0
CAPRI | ADCSN2503N300SSN | EC000441 | EF000878 | Non | 9.0
CAPRI | ADCSN2503N300SSN | EC000441 | EF000881 | Non | 9.0
CAPRI | ADCSN2503N300SSN | EC000441 | EF001062 | Non | 9.0
CAPRI | ADCSN2503N300SSN | EC000441 | EF001210 | Non | 9.0
CAPRI | ADCSN2503N300SSN | EC000441 | EF001758 | EV003714 | 9.0
CAPRI | ADCSN2503N300SSN | EC000441 | EF004191 | Non | 9.0
CAPRI | ADCSN2503N300SSN | EC000441 | EF004685 | Non | 9.0
CAPRI | ADCSN2503N300SSN | EC000441 | EF005004 | Non | 9.0
CAPRI | ADCSN2503N300SSN | EC000441 | EF005049 | Non | 9.0
CAPRI | ADCSN2503N300SSN | EC000441 | EF005337 | Non | 9.0
CAPRI | ADCSN2503N300SSN | EC000441 | EF012184 | Non | 9.0
CAPRI | ADCSN2503N300SSN | EC000441 | EF012547 | Non | 9.0
CAPRI | ADCSN2503N300SSN | EC000441 | EF024919 | Non | 9.0
CAPRI | ADFSM201M20NPSCN | EC000441 | EF000025 | Non | 9.0
CAPRI | ADFSM201M20NPSCN | EC000441 | EF000084 | Non | 9.0
CAPRI | ADFSM201M20NPSCN | EC000441 | EF000734 | Non | 9.0
CAPRI | ADFSM201M20NPSCN | EC000441 | EF000878 | Non | 9.0
CAPRI | ADFSM201M20NPSCN | EC000441 | EF000881 | Non | 9.0
CAPRI | ADFSM201M20NPSCN | EC000441 | EF001062 | Non | 9.0
CAPRI | ADFSM201M20NPSCN | EC000441 | EF001210 | Non | 9.0
CAPRI | ADFSM201M20NPSCN | EC000441 | EF004191 | Non | 9.0
CAPRI | ADFSM201M20NPSCN | EC000441 | EF004685 | Non | 9.0
CAPRI | ADFSM201M20NPSCN | EC000441 | EF005004 | Non | 9.0
CAPRI | ADFSM201M20NPSCN | EC000441 | EF005049 | Non | 9.0
CAPRI | ADFSM201M20NPSCN | EC000441 | EF005337 | Non | 9.0
CAPRI | ADFSM201M20NPSCN | EC000441 | EF012184 | Non | 9.0
CAPRI | ADFSM201M20NPSCN | EC000441 | EF012547 | Non | 9.0
CAPRI | ADFSM201M20NPSCN | EC000441 | EF024919 | Non | 9.0
CAPRI | ADFSM201M20SSSCN | EC000441 | EF000025 | Non | 9.0
CAPRI | ADFSM201M20SSSCN | EC000441 | EF000084 | Non | 9.0
CAPRI | ADFSM201M20SSSCN | EC000441 | EF000734 | Non | 9.0
CAPRI | ADFSM201M20SSSCN | EC000441 | EF000878 | Non | 9.0
CAPRI | ADFSM201M20SSSCN | EC000441 | EF000881 | Non | 9.0
CAPRI | ADFSM201M20SSSCN | EC000441 | EF001062 | Non | 9.0
CAPRI | ADFSM201M20SSSCN | EC000441 | EF001210 | Non | 9.0
CAPRI | ADFSM201M20SSSCN | EC000441 | EF004191 | Non | 9.0
CAPRI | ADFSM201M20SSSCN | EC000441 | EF004685 | Non | 9.0
CAPRI | ADFSM201M20SSSCN | EC000441 | EF005004 | Non | 9.0
CAPRI | ADFSM201M20SSSCN | EC000441 | EF005049 | Non | 9.0
CAPRI | ADFSM201M20SSSCN | EC000441 | EF005337 | Non | 9.0
CAPRI | ADFSM201M20SSSCN | EC000441 | EF012184 | Non | 9.0
CAPRI | ADFSM201M20SSSCN | EC000441 | EF012547 | Non | 9.0
CAPRI | ADFSM201M20SSSCN | EC000441 | EF024919 | Non | 9.0
CAPRI | ADFSM201N050NPSCN | EC000441 | EF000025 | Non | 9.0
CAPRI | ADFSM201N050NPSCN | EC000441 | EF000084 | Non | 9.0
CAPRI | ADFSM201N050NPSCN | EC000441 | EF000734 | Non | 9.0
CAPRI | ADFSM201N050NPSCN | EC000441 | EF000878 | Non | 9.0
CAPRI | ADFSM201N050NPSCN | EC000441 | EF000881 | Non | 9.0
CAPRI | ADFSM201N050NPSCN | EC000441 | EF001062 | Non | 9.0
CAPRI | ADFSM201N050NPSCN | EC000441 | EF001210 | Non | 9.0
CAPRI | ADFSM201N050NPSCN | EC000441 | EF004191 | Non | 9.0
CAPRI | ADFSM201N050NPSCN | EC000441 | EF004685 | Non | 9.0
CAPRI | ADFSM201N050NPSCN | EC000441 | EF005004 | Non | 9.0
CAPRI | ADFSM201N050NPSCN | EC000441 | EF005049 | Non | 9.0
CAPRI | ADFSM201N050NPSCN | EC000441 | EF005337 | Non | 9.0
CAPRI | ADFSM201N050NPSCN | EC000441 | EF012184 | Non | 9.0
CAPRI | ADFSM201N050NPSCN | EC000441 | EF012547 | Non | 9.0
CAPRI | ADFSM201N050NPSCN | EC000441 | EF024919 | Non | 9.0
CAPRI | ADFSM201N050SSSCN | EC000441 | EF000025 | Non | 9.0
CAPRI | ADFSM201N050SSSCN | EC000441 | EF000084 | Non | 9.0
CAPRI | ADFSM201N050SSSCN | EC000441 | EF000734 | Non | 9.0
CAPRI | ADFSM201N050SSSCN | EC000441 | EF000878 | Non | 9.0
CAPRI | ADFSM201N050SSSCN | EC000441 | EF000881 | Non | 9.0
CAPRI | ADFSM201N050SSSCN | EC000441 | EF001062 | Non | 9.0
CAPRI | ADFSM201N050SSSCN | EC000441 | EF001210 | Non | 9.0
CAPRI | ADFSM201N050SSSCN | EC000441 | EF004191 | Non | 9.0
CAPRI | ADFSM201N050SSSCN | EC000441 | EF004685 | Non | 9.0
CAPRI | ADFSM201N050SSSCN | EC000441 | EF005004 | Non | 9.0
CAPRI | ADFSM201N050SSSCN | EC000441 | EF005049 | Non | 9.0
CAPRI | ADFSM201N050SSSCN | EC000441 | EF005337 | Non | 9.0
CAPRI | ADFSM201N050SSSCN | EC000441 | EF012184 | Non | 9.0
CAPRI | ADFSM201N050SSSCN | EC000441 | EF012547 | Non | 9.0
CAPRI | ADFSM201N050SSSCN | EC000441 | EF024919 | Non | 9.0
CAPRI | ADFSM202M20NPSCN | EC000441 | EF000025 | Non | 9.0
CAPRI | ADFSM202M20NPSCN | EC000441 | EF000084 | Non | 9.0
CAPRI | ADFSM202M20NPSCN | EC000441 | EF000734 | Non | 9.0
CAPRI | ADFSM202M20NPSCN | EC000441 | EF000878 | Non | 9.0
CAPRI | ADFSM202M20NPSCN | EC000441 | EF000881 | Non | 9.0
CAPRI | ADFSM202M20NPSCN | EC000441 | EF001062 | Non | 9.0
CAPRI | ADFSM202M20NPSCN | EC000441 | EF001210 | Non | 9.0
CAPRI | ADFSM202M20NPSCN | EC000441 | EF004191 | Non | 9.0
CAPRI | ADFSM202M20NPSCN | EC000441 | EF004685 | Non | 9.0
CAPRI | ADFSM202M20NPSCN | EC000441 | EF005004 | Non | 9.0
CAPRI | ADFSM202M20NPSCN | EC000441 | EF005049 | Non | 9.0
CAPRI | ADFSM202M20NPSCN | EC000441 | EF005337 | Non | 9.0
CAPRI | ADFSM202M20NPSCN | EC000441 | EF012184 | Non | 9.0
CAPRI | ADFSM202M20NPSCN | EC000441 | EF012547 | Non | 9.0
CAPRI | ADFSM202M20NPSCN | EC000441 | EF024919 | Non | 9.0
CAPRI | ADFSM202M20SSSCN | EC000441 | EF000025 | Non | 9.0
CAPRI | ADFSM202M20SSSCN | EC000441 | EF000084 | Non | 9.0
CAPRI | ADFSM202M20SSSCN | EC000441 | EF000734 | Non | 9.0
CAPRI | ADFSM202M20SSSCN | EC000441 | EF000878 | Non | 9.0
CAPRI | ADFSM202M20SSSCN | EC000441 | EF000881 | Non | 9.0
CAPRI | ADFSM202M20SSSCN | EC000441 | EF001062 | Non | 9.0
CAPRI | ADFSM202M20SSSCN | EC000441 | EF001210 | Non | 9.0
CAPRI | ADFSM202M20SSSCN | EC000441 | EF004191 | Non | 9.0
CAPRI | ADFSM202M20SSSCN | EC000441 | EF004685 | Non | 9.0
CAPRI | ADFSM202M20SSSCN | EC000441 | EF005004 | Non | 9.0
CAPRI | ADFSM202M20SSSCN | EC000441 | EF005049 | Non | 9.0
CAPRI | ADFSM202M20SSSCN | EC000441 | EF005337 | Non | 9.0
CAPRI | ADFSM202M20SSSCN | EC000441 | EF012184 | Non | 9.0
CAPRI | ADFSM202M20SSSCN | EC000441 | EF012547 | Non | 9.0
CAPRI | ADFSM202M20SSSCN | EC000441 | EF024919 | Non | 9.0
CAPRI | ADFSM202N050NPSCN | EC000441 | EF000025 | Non | 9.0
CAPRI | ADFSM202N050NPSCN | EC000441 | EF000084 | Non | 9.0
CAPRI | ADFSM202N050NPSCN | EC000441 | EF000734 | Non | 9.0
CAPRI | ADFSM202N050NPSCN | EC000441 | EF000878 | Non | 9.0
CAPRI | ADFSM202N050NPSCN | EC000441 | EF000881 | Non | 9.0
CAPRI | ADFSM202N050NPSCN | EC000441 | EF001062 | Non | 9.0
CAPRI | ADFSM202N050NPSCN | EC000441 | EF001210 | Non | 9.0
CAPRI | ADFSM202N050NPSCN | EC000441 | EF004191 | Non | 9.0
CAPRI | ADFSM202N050NPSCN | EC000441 | EF004685 | Non | 9.0
CAPRI | ADFSM202N050NPSCN | EC000441 | EF005004 | Non | 9.0
CAPRI | ADFSM202N050NPSCN | EC000441 | EF005049 | Non | 9.0
CAPRI | ADFSM202N050NPSCN | EC000441 | EF005337 | Non | 9.0
CAPRI | ADFSM202N050NPSCN | EC000441 | EF012184 | Non | 9.0
CAPRI | ADFSM202N050NPSCN | EC000441 | EF012547 | Non | 9.0
CAPRI | ADFSM202N050NPSCN | EC000441 | EF024919 | Non | 9.0
CAPRI | ADFSM202N050SSSCN | EC000441 | EF000025 | Non | 9.0
CAPRI | ADFSM202N050SSSCN | EC000441 | EF000084 | Non | 9.0
CAPRI | ADFSM202N050SSSCN | EC000441 | EF000734 | Non | 9.0
CAPRI | ADFSM202N050SSSCN | EC000441 | EF000878 | Non | 9.0
CAPRI | ADFSM202N050SSSCN | EC000441 | EF000881 | Non | 9.0
CAPRI | ADFSM202N050SSSCN | EC000441 | EF001062 | Non | 9.0
CAPRI | ADFSM202N050SSSCN | EC000441 | EF001210 | Non | 9.0
CAPRI | ADFSM202N050SSSCN | EC000441 | EF004191 | Non | 9.0
CAPRI | ADFSM202N050SSSCN | EC000441 | EF004685 | Non | 9.0
CAPRI | ADFSM202N050SSSCN | EC000441 | EF005004 | Non | 9.0
CAPRI | ADFSM202N050SSSCN | EC000441 | EF005049 | Non | 9.0
CAPRI | ADFSM202N050SSSCN | EC000441 | EF005337 | Non | 9.0
CAPRI | ADFSM202N050SSSCN | EC000441 | EF012184 | Non | 9.0
CAPRI | ADFSM202N050SSSCN | EC000441 | EF012547 | Non | 9.0
CAPRI | ADFSM202N050SSSCN | EC000441 | EF024919 | Non | 9.0
CAPRI | ADFSM203M20NPSCN | EC000441 | EF000025 | Non | 9.0
CAPRI | ADFSM203M20NPSCN | EC000441 | EF000084 | Non | 9.0
CAPRI | ADFSM203M20NPSCN | EC000441 | EF000734 | Non | 9.0
CAPRI | ADFSM203M20NPSCN | EC000441 | EF000878 | Non | 9.0
CAPRI | ADFSM203M20NPSCN | EC000441 | EF000881 | Non | 9.0
CAPRI | ADFSM203M20NPSCN | EC000441 | EF001062 | Non | 9.0
CAPRI | ADFSM203M20NPSCN | EC000441 | EF001210 | Non | 9.0
CAPRI | ADFSM203M20NPSCN | EC000441 | EF004191 | Non | 9.0
CAPRI | ADFSM203M20NPSCN | EC000441 | EF004685 | Non | 9.0
CAPRI | ADFSM203M20NPSCN | EC000441 | EF005004 | Non | 9.0
CAPRI | ADFSM203M20NPSCN | EC000441 | EF005049 | Non | 9.0
CAPRI | ADFSM203M20NPSCN | EC000441 | EF005337 | Non | 9.0
CAPRI | ADFSM203M20NPSCN | EC000441 | EF012184 | Non | 9.0
CAPRI | ADFSM203M20NPSCN | EC000441 | EF012547 | Non | 9.0
CAPRI | ADFSM203M20NPSCN | EC000441 | EF024919 | Non | 9.0
CAPRI | ADFSM203M20SSSCN | EC000441 | EF000025 | Non | 9.0
CAPRI | ADFSM203M20SSSCN | EC000441 | EF000084 | Non | 9.0
CAPRI | ADFSM203M20SSSCN | EC000441 | EF000734 | Non | 9.0
CAPRI | ADFSM203M20SSSCN | EC000441 | EF000878 | Non | 9.0
CAPRI | ADFSM203M20SSSCN | EC000441 | EF000881 | Non | 9.0
CAPRI | ADFSM203M20SSSCN | EC000441 | EF001062 | Non | 9.0
CAPRI | ADFSM203M20SSSCN | EC000441 | EF001210 | Non | 9.0
CAPRI | ADFSM203M20SSSCN | EC000441 | EF004191 | Non | 9.0
CAPRI | ADFSM203M20SSSCN | EC000441 | EF004685 | Non | 9.0
CAPRI | ADFSM203M20SSSCN | EC000441 | EF005004 | Non | 9.0
CAPRI | ADFSM203M20SSSCN | EC000441 | EF005049 | Non | 9.0
CAPRI | ADFSM203M20SSSCN | EC000441 | EF005337 | Non | 9.0
CAPRI | ADFSM203M20SSSCN | EC000441 | EF012184 | Non | 9.0
CAPRI | ADFSM203M20SSSCN | EC000441 | EF012547 | Non | 9.0
CAPRI | ADFSM203M20SSSCN | EC000441 | EF024919 | Non | 9.0
CAPRI | ADFSM203N050NPSCN | EC000441 | EF000025 | Non | 9.0
CAPRI | ADFSM203N050NPSCN | EC000441 | EF000084 | Non | 9.0
CAPRI | ADFSM203N050NPSCN | EC000441 | EF000734 | Non | 9.0
CAPRI | ADFSM203N050NPSCN | EC000441 | EF000878 | Non | 9.0
CAPRI | ADFSM203N050NPSCN | EC000441 | EF000881 | Non | 9.0
CAPRI | ADFSM203N050NPSCN | EC000441 | EF001062 | Non | 9.0
CAPRI | ADFSM203N050NPSCN | EC000441 | EF001210 | Non | 9.0
CAPRI | ADFSM203N050NPSCN | EC000441 | EF004191 | Non | 9.0
CAPRI | ADFSM203N050NPSCN | EC000441 | EF004685 | Non | 9.0
CAPRI | ADFSM203N050NPSCN | EC000441 | EF005004 | Non | 9.0
CAPRI | ADFSM203N050NPSCN | EC000441 | EF005049 | Non | 9.0
CAPRI | ADFSM203N050NPSCN | EC000441 | EF005337 | Non | 9.0
CAPRI | ADFSM203N050NPSCN | EC000441 | EF012184 | Non | 9.0
CAPRI | ADFSM203N050NPSCN | EC000441 | EF012547 | Non | 9.0
CAPRI | ADFSM203N050NPSCN | EC000441 | EF024919 | Non | 9.0
CAPRI | ADFSM203N050SSSCN | EC000441 | EF000025 | Non | 9.0
CAPRI | ADFSM203N050SSSCN | EC000441 | EF000084 | Non | 9.0
CAPRI | ADFSM203N050SSSCN | EC000441 | EF000734 | Non | 9.0
CAPRI | ADFSM203N050SSSCN | EC000441 | EF000878 | Non | 9.0
CAPRI | ADFSM203N050SSSCN | EC000441 | EF000881 | Non | 9.0
CAPRI | ADFSM203N050SSSCN | EC000441 | EF001062 | Non | 9.0
CAPRI | ADFSM203N050SSSCN | EC000441 | EF001210 | Non | 9.0
CAPRI | ADFSM203N050SSSCN | EC000441 | EF004191 | Non | 9.0
CAPRI | ADFSM203N050SSSCN | EC000441 | EF004685 | Non | 9.0
CAPRI | ADFSM203N050SSSCN | EC000441 | EF005004 | Non | 9.0
CAPRI | ADFSM203N050SSSCN | EC000441 | EF005049 | Non | 9.0
CAPRI | ADFSM203N050SSSCN | EC000441 | EF005337 | Non | 9.0
CAPRI | ADFSM203N050SSSCN | EC000441 | EF012184 | Non | 9.0
CAPRI | ADFSM203N050SSSCN | EC000441 | EF012547 | Non | 9.0
CAPRI | ADFSM203N050SSSCN | EC000441 | EF024919 | Non | 9.0
CAPRI | ADFSM252M25NPSCN | EC000441 | EF000025 | Non | 9.0
CAPRI | ADFSM252M25NPSCN | EC000441 | EF000084 | Non | 9.0
CAPRI | ADFSM252M25NPSCN | EC000441 | EF000734 | Non | 9.0
CAPRI | ADFSM252M25NPSCN | EC000441 | EF000878 | Non | 9.0
CAPRI | ADFSM252M25NPSCN | EC000441 | EF000881 | Non | 9.0
CAPRI | ADFSM252M25NPSCN | EC000441 | EF001062 | Non | 9.0
CAPRI | ADFSM252M25NPSCN | EC000441 | EF001210 | Non | 9.0
CAPRI | ADFSM252M25NPSCN | EC000441 | EF004191 | Non | 9.0
CAPRI | ADFSM252M25NPSCN | EC000441 | EF004685 | Non | 9.0
CAPRI | ADFSM252M25NPSCN | EC000441 | EF005004 | Non | 9.0
CAPRI | ADFSM252M25NPSCN | EC000441 | EF005049 | Non | 9.0
CAPRI | ADFSM252M25NPSCN | EC000441 | EF005337 | Non | 9.0
CAPRI | ADFSM252M25NPSCN | EC000441 | EF012184 | Non | 9.0
CAPRI | ADFSM252M25NPSCN | EC000441 | EF012547 | Non | 9.0
CAPRI | ADFSM252M25NPSCN | EC000441 | EF024919 | Non | 9.0
CAPRI | ADFSM252M25SSSCN | EC000441 | EF000025 | Non | 9.0
CAPRI | ADFSM252M25SSSCN | EC000441 | EF000084 | Non | 9.0
CAPRI | ADFSM252M25SSSCN | EC000441 | EF000734 | Non | 9.0
CAPRI | ADFSM252M25SSSCN | EC000441 | EF000878 | Non | 9.0
CAPRI | ADFSM252M25SSSCN | EC000441 | EF000881 | Non | 9.0
CAPRI | ADFSM252M25SSSCN | EC000441 | EF001062 | Non | 9.0
CAPRI | ADFSM252M25SSSCN | EC000441 | EF001210 | Non | 9.0
CAPRI | ADFSM252M25SSSCN | EC000441 | EF004191 | Non | 9.0
CAPRI | ADFSM252M25SSSCN | EC000441 | EF004685 | Non | 9.0
CAPRI | ADFSM252M25SSSCN | EC000441 | EF005004 | Non | 9.0
CAPRI | ADFSM252M25SSSCN | EC000441 | EF005049 | Non | 9.0
CAPRI | ADFSM252M25SSSCN | EC000441 | EF005337 | Non | 9.0
CAPRI | ADFSM252M25SSSCN | EC000441 | EF012184 | Non | 9.0
CAPRI | ADFSM252M25SSSCN | EC000441 | EF012547 | Non | 9.0
CAPRI | ADFSM252M25SSSCN | EC000441 | EF024919 | Non | 9.0
CAPRI | ADFSM252N075NPSCN | EC000441 | EF000025 | Non | 9.0
CAPRI | ADFSM252N075NPSCN | EC000441 | EF000084 | Non | 9.0
CAPRI | ADFSM252N075NPSCN | EC000441 | EF000734 | Non | 9.0
CAPRI | ADFSM252N075NPSCN | EC000441 | EF000878 | Non | 9.0
CAPRI | ADFSM252N075NPSCN | EC000441 | EF000881 | Non | 9.0
CAPRI | ADFSM252N075NPSCN | EC000441 | EF001062 | Non | 9.0
CAPRI | ADFSM252N075NPSCN | EC000441 | EF001210 | Non | 9.0
CAPRI | ADFSM252N075NPSCN | EC000441 | EF004191 | Non | 9.0
CAPRI | ADFSM252N075NPSCN | EC000441 | EF004685 | Non | 9.0
CAPRI | ADFSM252N075NPSCN | EC000441 | EF005004 | Non | 9.0
CAPRI | ADFSM252N075NPSCN | EC000441 | EF005049 | Non | 9.0
CAPRI | ADFSM252N075NPSCN | EC000441 | EF005337 | Non | 9.0
CAPRI | ADFSM252N075NPSCN | EC000441 | EF012184 | Non | 9.0
CAPRI | ADFSM252N075NPSCN | EC000441 | EF012547 | Non | 9.0
CAPRI | ADFSM252N075NPSCN | EC000441 | EF024919 | Non | 9.0
CAPRI | ADFSM252N075SSSCN | EC000441 | EF000025 | Non | 9.0
CAPRI | ADFSM252N075SSSCN | EC000441 | EF000084 | Non | 9.0
CAPRI | ADFSM252N075SSSCN | EC000441 | EF000734 | Non | 9.0
CAPRI | ADFSM252N075SSSCN | EC000441 | EF000878 | Non | 9.0
CAPRI | ADFSM252N075SSSCN | EC000441 | EF000881 | Non | 9.0
CAPRI | ADFSM252N075SSSCN | EC000441 | EF001062 | Non | 9.0
CAPRI | ADFSM252N075SSSCN | EC000441 | EF001210 | Non | 9.0
CAPRI | ADFSM252N075SSSCN | EC000441 | EF004191 | Non | 9.0
CAPRI | ADFSM252N075SSSCN | EC000441 | EF004685 | Non | 9.0
CAPRI | ADFSM252N075SSSCN | EC000441 | EF005004 | Non | 9.0
CAPRI | ADFSM252N075SSSCN | EC000441 | EF005049 | Non | 9.0
CAPRI | ADFSM252N075SSSCN | EC000441 | EF005337 | Non | 9.0
CAPRI | ADFSM252N075SSSCN | EC000441 | EF012184 | Non | 9.0
CAPRI | ADFSM252N075SSSCN | EC000441 | EF012547 | Non | 9.0
CAPRI | ADFSM252N075SSSCN | EC000441 | EF024919 | Non | 9.0
CAPRI | ADFSM253M25NPSCN | EC000441 | EF000025 | Non | 9.0
CAPRI | ADFSM253M25NPSCN | EC000441 | EF000084 | Non | 9.0
CAPRI | ADFSM253M25NPSCN | EC000441 | EF000734 | Non | 9.0
CAPRI | ADFSM253M25NPSCN | EC000441 | EF000878 | Non | 9.0
CAPRI | ADFSM253M25NPSCN | EC000441 | EF000881 | Non | 9.0
CAPRI | ADFSM253M25NPSCN | EC000441 | EF001062 | Non | 9.0
CAPRI | ADFSM253M25NPSCN | EC000441 | EF001210 | Non | 9.0
CAPRI | ADFSM253M25NPSCN | EC000441 | EF004191 | Non | 9.0
CAPRI | ADFSM253M25NPSCN | EC000441 | EF004685 | Non | 9.0
CAPRI | ADFSM253M25NPSCN | EC000441 | EF005004 | Non | 9.0
CAPRI | ADFSM253M25NPSCN | EC000441 | EF005049 | Non | 9.0
CAPRI | ADFSM253M25NPSCN | EC000441 | EF005337 | Non | 9.0
CAPRI | ADFSM253M25NPSCN | EC000441 | EF012184 | Non | 9.0
CAPRI | ADFSM253M25NPSCN | EC000441 | EF012547 | Non | 9.0
CAPRI | ADFSM253M25NPSCN | EC000441 | EF024919 | Non | 9.0
CAPRI | ADFSM253M25SSSCN | EC000441 | EF000025 | Non | 9.0
CAPRI | ADFSM253M25SSSCN | EC000441 | EF000084 | Non | 9.0
CAPRI | ADFSM253M25SSSCN | EC000441 | EF000734 | Non | 9.0
CAPRI | ADFSM253M25SSSCN | EC000441 | EF000878 | Non | 9.0
CAPRI | ADFSM253M25SSSCN | EC000441 | EF000881 | Non | 9.0
CAPRI | ADFSM253M25SSSCN | EC000441 | EF001062 | Non | 9.0
CAPRI | ADFSM253M25SSSCN | EC000441 | EF001210 | Non | 9.0
CAPRI | ADFSM253M25SSSCN | EC000441 | EF004191 | Non | 9.0
CAPRI | ADFSM253M25SSSCN | EC000441 | EF004685 | Non | 9.0
CAPRI | ADFSM253M25SSSCN | EC000441 | EF005004 | Non | 9.0
CAPRI | ADFSM253M25SSSCN | EC000441 | EF005049 | Non | 9.0
CAPRI | ADFSM253M25SSSCN | EC000441 | EF005337 | Non | 9.0
CAPRI | ADFSM253M25SSSCN | EC000441 | EF012184 | Non | 9.0
CAPRI | ADFSM253M25SSSCN | EC000441 | EF012547 | Non | 9.0
CAPRI | ADFSM253M25SSSCN | EC000441 | EF024919 | Non | 9.0
CAPRI | ADFSM253N075NPSCN | EC000441 | EF000025 | Non | 9.0
CAPRI | ADFSM253N075NPSCN | EC000441 | EF000084 | Non | 9.0
CAPRI | ADFSM253N075NPSCN | EC000441 | EF000734 | Non | 9.0
CAPRI | ADFSM253N075NPSCN | EC000441 | EF000878 | Non | 9.0
CAPRI | ADFSM253N075NPSCN | EC000441 | EF000881 | Non | 9.0
CAPRI | ADFSM253N075NPSCN | EC000441 | EF001062 | Non | 9.0
CAPRI | ADFSM253N075NPSCN | EC000441 | EF001210 | Non | 9.0
CAPRI | ADFSM253N075NPSCN | EC000441 | EF004191 | Non | 9.0
CAPRI | ADFSM253N075NPSCN | EC000441 | EF004685 | Non | 9.0
CAPRI | ADFSM253N075NPSCN | EC000441 | EF005004 | Non | 9.0
CAPRI | ADFSM253N075NPSCN | EC000441 | EF005049 | Non | 9.0
CAPRI | ADFSM253N075NPSCN | EC000441 | EF005337 | Non | 9.0
CAPRI | ADFSM253N075NPSCN | EC000441 | EF012184 | Non | 9.0
CAPRI | ADFSM253N075NPSCN | EC000441 | EF012547 | Non | 9.0
CAPRI | ADFSM253N075NPSCN | EC000441 | EF024919 | Non | 9.0
CAPRI | ADFSM253N075SSSCN | EC000441 | EF000025 | Non | 9.0
CAPRI | ADFSM253N075SSSCN | EC000441 | EF000084 | Non | 9.0
CAPRI | ADFSM253N075SSSCN | EC000441 | EF000734 | Non | 9.0
CAPRI | ADFSM253N075SSSCN | EC000441 | EF000878 | Non | 9.0
CAPRI | ADFSM253N075SSSCN | EC000441 | EF000881 | Non | 9.0
CAPRI | ADFSM253N075SSSCN | EC000441 | EF001062 | Non | 9.0
CAPRI | ADFSM253N075SSSCN | EC000441 | EF001210 | Non | 9.0
CAPRI | ADFSM253N075SSSCN | EC000441 | EF004191 | Non | 9.0
CAPRI | ADFSM253N075SSSCN | EC000441 | EF004685 | Non | 9.0
CAPRI | ADFSM253N075SSSCN | EC000441 | EF005004 | Non | 9.0
CAPRI | ADFSM253N075SSSCN | EC000441 | EF005049 | Non | 9.0
CAPRI | ADFSM253N075SSSCN | EC000441 | EF005337 | Non | 9.0
CAPRI | ADFSM253N075SSSCN | EC000441 | EF012184 | Non | 9.0
CAPRI | ADFSM253N075SSSCN | EC000441 | EF012547 | Non | 9.0
CAPRI | ADFSM253N075SSSCN | EC000441 | EF024919 | Non | 9.0
CAPRI | ADFSM322M32NPSCN | EC000441 | EF000025 | Non | 9.0
CAPRI | ADFSM322M32NPSCN | EC000441 | EF000084 | Non | 9.0
CAPRI | ADFSM322M32NPSCN | EC000441 | EF000734 | Non | 9.0
CAPRI | ADFSM322M32NPSCN | EC000441 | EF000878 | Non | 9.0
CAPRI | ADFSM322M32NPSCN | EC000441 | EF000881 | Non | 9.0
CAPRI | ADFSM322M32NPSCN | EC000441 | EF001062 | Non | 9.0
CAPRI | ADFSM322M32NPSCN | EC000441 | EF001210 | Non | 9.0
CAPRI | ADFSM322M32NPSCN | EC000441 | EF004191 | Non | 9.0
CAPRI | ADFSM322M32NPSCN | EC000441 | EF004685 | Non | 9.0
CAPRI | ADFSM322M32NPSCN | EC000441 | EF005004 | Non | 9.0
CAPRI | ADFSM322M32NPSCN | EC000441 | EF005049 | Non | 9.0
CAPRI | ADFSM322M32NPSCN | EC000441 | EF005337 | Non | 9.0
CAPRI | ADFSM322M32NPSCN | EC000441 | EF012184 | Non | 9.0
CAPRI | ADFSM322M32NPSCN | EC000441 | EF012547 | Non | 9.0
CAPRI | ADFSM322M32NPSCN | EC000441 | EF024919 | Non | 9.0
CAPRI | ADFSM322M32SSSCN | EC000441 | EF000025 | Non | 9.0
CAPRI | ADFSM322M32SSSCN | EC000441 | EF000084 | Non | 9.0
CAPRI | ADFSM322M32SSSCN | EC000441 | EF000734 | Non | 9.0
CAPRI | ADFSM322M32SSSCN | EC000441 | EF000878 | Non | 9.0
CAPRI | ADFSM322M32SSSCN | EC000441 | EF000881 | Non | 9.0
CAPRI | ADFSM322M32SSSCN | EC000441 | EF001062 | Non | 9.0
CAPRI | ADFSM322M32SSSCN | EC000441 | EF001210 | Non | 9.0
CAPRI | ADFSM322M32SSSCN | EC000441 | EF004191 | Non | 9.0
CAPRI | ADFSM322M32SSSCN | EC000441 | EF004685 | Non | 9.0
CAPRI | ADFSM322M32SSSCN | EC000441 | EF005004 | Non | 9.0
CAPRI | ADFSM322M32SSSCN | EC000441 | EF005049 | Non | 9.0
CAPRI | ADFSM322M32SSSCN | EC000441 | EF005337 | Non | 9.0
CAPRI | ADFSM322M32SSSCN | EC000441 | EF012184 | Non | 9.0
CAPRI | ADFSM322M32SSSCN | EC000441 | EF012547 | Non | 9.0
CAPRI | ADFSM322M32SSSCN | EC000441 | EF024919 | Non | 9.0
CAPRI | ADFSM322N100NPSCN | EC000441 | EF000025 | Non | 9.0
CAPRI | ADFSM322N100NPSCN | EC000441 | EF000084 | Non | 9.0
CAPRI | ADFSM322N100NPSCN | EC000441 | EF000734 | Non | 9.0
CAPRI | ADFSM322N100NPSCN | EC000441 | EF000878 | Non | 9.0
CAPRI | ADFSM322N100NPSCN | EC000441 | EF000881 | Non | 9.0
CAPRI | ADFSM322N100NPSCN | EC000441 | EF001062 | Non | 9.0
CAPRI | ADFSM322N100NPSCN | EC000441 | EF001210 | Non | 9.0
CAPRI | ADFSM322N100NPSCN | EC000441 | EF004191 | Non | 9.0
CAPRI | ADFSM322N100NPSCN | EC000441 | EF004685 | Non | 9.0
CAPRI | ADFSM322N100NPSCN | EC000441 | EF005004 | Non | 9.0
CAPRI | ADFSM322N100NPSCN | EC000441 | EF005049 | Non | 9.0
CAPRI | ADFSM322N100NPSCN | EC000441 | EF005337 | Non | 9.0
CAPRI | ADFSM322N100NPSCN | EC000441 | EF012184 | Non | 9.0
CAPRI | ADFSM322N100NPSCN | EC000441 | EF012547 | Non | 9.0
CAPRI | ADFSM322N100NPSCN | EC000441 | EF024919 | Non | 9.0
CAPRI | ADFSM322N100SSSCN | EC000441 | EF000025 | Non | 9.0
CAPRI | ADFSM322N100SSSCN | EC000441 | EF000084 | Non | 9.0
CAPRI | ADFSM322N100SSSCN | EC000441 | EF000734 | Non | 9.0
CAPRI | ADFSM322N100SSSCN | EC000441 | EF000878 | Non | 9.0
CAPRI | ADFSM322N100SSSCN | EC000441 | EF000881 | Non | 9.0
CAPRI | ADFSM322N100SSSCN | EC000441 | EF001062 | Non | 9.0
CAPRI | ADFSM322N100SSSCN | EC000441 | EF001210 | Non | 9.0
CAPRI | ADFSM322N100SSSCN | EC000441 | EF004191 | Non | 9.0
CAPRI | ADFSM322N100SSSCN | EC000441 | EF004685 | Non | 9.0
CAPRI | ADFSM322N100SSSCN | EC000441 | EF005004 | Non | 9.0
CAPRI | ADFSM322N100SSSCN | EC000441 | EF005049 | Non | 9.0
CAPRI | ADFSM322N100SSSCN | EC000441 | EF005337 | Non | 9.0
CAPRI | ADFSM322N100SSSCN | EC000441 | EF012184 | Non | 9.0
CAPRI | ADFSM322N100SSSCN | EC000441 | EF012547 | Non | 9.0
CAPRI | ADFSM322N100SSSCN | EC000441 | EF024919 | Non | 9.0
CAPRI | ADFSM323M32NPSCN | EC000441 | EF000025 | Non | 9.0
CAPRI | ADFSM323M32NPSCN | EC000441 | EF000084 | Non | 9.0
CAPRI | ADFSM323M32NPSCN | EC000441 | EF000734 | Non | 9.0
CAPRI | ADFSM323M32NPSCN | EC000441 | EF000878 | Non | 9.0
CAPRI | ADFSM323M32NPSCN | EC000441 | EF000881 | Non | 9.0
CAPRI | ADFSM323M32NPSCN | EC000441 | EF001062 | Non | 9.0
CAPRI | ADFSM323M32NPSCN | EC000441 | EF001210 | Non | 9.0
CAPRI | ADFSM323M32NPSCN | EC000441 | EF004191 | Non | 9.0
CAPRI | ADFSM323M32NPSCN | EC000441 | EF004685 | Non | 9.0
CAPRI | ADFSM323M32NPSCN | EC000441 | EF005004 | Non | 9.0
CAPRI | ADFSM323M32NPSCN | EC000441 | EF005049 | Non | 9.0
CAPRI | ADFSM323M32NPSCN | EC000441 | EF005337 | Non | 9.0
CAPRI | ADFSM323M32NPSCN | EC000441 | EF012184 | Non | 9.0
CAPRI | ADFSM323M32NPSCN | EC000441 | EF012547 | Non | 9.0
CAPRI | ADFSM323M32NPSCN | EC000441 | EF024919 | Non | 9.0
CAPRI | ADFSM323M32SSSCN | EC000441 | EF000025 | Non | 9.0
CAPRI | ADFSM323M32SSSCN | EC000441 | EF000084 | Non | 9.0
CAPRI | ADFSM323M32SSSCN | EC000441 | EF000734 | Non | 9.0
CAPRI | ADFSM323M32SSSCN | EC000441 | EF000878 | Non | 9.0
CAPRI | ADFSM323M32SSSCN | EC000441 | EF000881 | Non | 9.0
CAPRI | ADFSM323M32SSSCN | EC000441 | EF001062 | Non | 9.0
CAPRI | ADFSM323M32SSSCN | EC000441 | EF001210 | Non | 9.0
CAPRI | ADFSM323M32SSSCN | EC000441 | EF004191 | Non | 9.0
CAPRI | ADFSM323M32SSSCN | EC000441 | EF004685 | Non | 9.0
CAPRI | ADFSM323M32SSSCN | EC000441 | EF005004 | Non | 9.0
CAPRI | ADFSM323M32SSSCN | EC000441 | EF005049 | Non | 9.0
CAPRI | ADFSM323M32SSSCN | EC000441 | EF005337 | Non | 9.0
CAPRI | ADFSM323M32SSSCN | EC000441 | EF012184 | Non | 9.0
CAPRI | ADFSM323M32SSSCN | EC000441 | EF012547 | Non | 9.0
CAPRI | ADFSM323M32SSSCN | EC000441 | EF024919 | Non | 9.0
CAPRI | ADFSM323N100NPSCN | EC000441 | EF000025 | Non | 9.0
CAPRI | ADFSM323N100NPSCN | EC000441 | EF000084 | Non | 9.0
CAPRI | ADFSM323N100NPSCN | EC000441 | EF000734 | Non | 9.0
CAPRI | ADFSM323N100NPSCN | EC000441 | EF000878 | Non | 9.0
CAPRI | ADFSM323N100NPSCN | EC000441 | EF000881 | Non | 9.0
CAPRI | ADFSM323N100NPSCN | EC000441 | EF001062 | Non | 9.0
CAPRI | ADFSM323N100NPSCN | EC000441 | EF001210 | Non | 9.0
CAPRI | ADFSM323N100NPSCN | EC000441 | EF004191 | Non | 9.0
CAPRI | ADFSM323N100NPSCN | EC000441 | EF004685 | Non | 9.0
CAPRI | ADFSM323N100NPSCN | EC000441 | EF005004 | Non | 9.0
CAPRI | ADFSM323N100NPSCN | EC000441 | EF005049 | Non | 9.0
CAPRI | ADFSM323N100NPSCN | EC000441 | EF005337 | Non | 9.0
CAPRI | ADFSM323N100NPSCN | EC000441 | EF012184 | Non | 9.0
CAPRI | ADFSM323N100NPSCN | EC000441 | EF012547 | Non | 9.0
CAPRI | ADFSM323N100NPSCN | EC000441 | EF024919 | Non | 9.0
CAPRI | ADFSM323N100SSSCN | EC000441 | EF000025 | Non | 9.0
CAPRI | ADFSM323N100SSSCN | EC000441 | EF000084 | Non | 9.0
CAPRI | ADFSM323N100SSSCN | EC000441 | EF000734 | Non | 9.0
CAPRI | ADFSM323N100SSSCN | EC000441 | EF000878 | Non | 9.0
CAPRI | ADFSM323N100SSSCN | EC000441 | EF000881 | Non | 9.0
CAPRI | ADFSM323N100SSSCN | EC000441 | EF001062 | Non | 9.0
CAPRI | ADFSM323N100SSSCN | EC000441 | EF001210 | Non | 9.0
CAPRI | ADFSM323N100SSSCN | EC000441 | EF004191 | Non | 9.0
CAPRI | ADFSM323N100SSSCN | EC000441 | EF004685 | Non | 9.0
CAPRI | ADFSM323N100SSSCN | EC000441 | EF005004 | Non | 9.0
CAPRI | ADFSM323N100SSSCN | EC000441 | EF005049 | Non | 9.0
CAPRI | ADFSM323N100SSSCN | EC000441 | EF005337 | Non | 9.0
CAPRI | ADFSM323N100SSSCN | EC000441 | EF012184 | Non | 9.0
CAPRI | ADFSM323N100SSSCN | EC000441 | EF012547 | Non | 9.0
CAPRI | ADFSM323N100SSSCN | EC000441 | EF024919 | Non | 9.0
CAPRI | ADFSM402M40NPSCN | EC000441 | EF000025 | Non | 9.0
CAPRI | ADFSM402M40NPSCN | EC000441 | EF000084 | Non | 9.0
CAPRI | ADFSM402M40NPSCN | EC000441 | EF000734 | Non | 9.0
CAPRI | ADFSM402M40NPSCN | EC000441 | EF000878 | Non | 9.0
CAPRI | ADFSM402M40NPSCN | EC000441 | EF000881 | Non | 9.0
CAPRI | ADFSM402M40NPSCN | EC000441 | EF001062 | Non | 9.0
CAPRI | ADFSM402M40NPSCN | EC000441 | EF001210 | Non | 9.0
CAPRI | ADFSM402M40NPSCN | EC000441 | EF004191 | Non | 9.0
CAPRI | ADFSM402M40NPSCN | EC000441 | EF004685 | Non | 9.0
CAPRI | ADFSM402M40NPSCN | EC000441 | EF005004 | Non | 9.0
CAPRI | ADFSM402M40NPSCN | EC000441 | EF005049 | Non | 9.0
CAPRI | ADFSM402M40NPSCN | EC000441 | EF005337 | Non | 9.0
CAPRI | ADFSM402M40NPSCN | EC000441 | EF012184 | Non | 9.0
CAPRI | ADFSM402M40NPSCN | EC000441 | EF012547 | Non | 9.0
CAPRI | ADFSM402M40NPSCN | EC000441 | EF024919 | Non | 9.0
CAPRI | ADFSM402M40SSSCN | EC000441 | EF000025 | Non | 9.0
CAPRI | ADFSM402M40SSSCN | EC000441 | EF000084 | Non | 9.0
CAPRI | ADFSM402M40SSSCN | EC000441 | EF000734 | Non | 9.0
CAPRI | ADFSM402M40SSSCN | EC000441 | EF000878 | Non | 9.0
CAPRI | ADFSM402M40SSSCN | EC000441 | EF000881 | Non | 9.0
CAPRI | ADFSM402M40SSSCN | EC000441 | EF001062 | Non | 9.0
CAPRI | ADFSM402M40SSSCN | EC000441 | EF001210 | Non | 9.0
CAPRI | ADFSM402M40SSSCN | EC000441 | EF004191 | Non | 9.0
CAPRI | ADFSM402M40SSSCN | EC000441 | EF004685 | Non | 9.0
CAPRI | ADFSM402M40SSSCN | EC000441 | EF005004 | Non | 9.0
CAPRI | ADFSM402M40SSSCN | EC000441 | EF005049 | Non | 9.0
CAPRI | ADFSM402M40SSSCN | EC000441 | EF005337 | Non | 9.0
CAPRI | ADFSM402M40SSSCN | EC000441 | EF012184 | Non | 9.0
CAPRI | ADFSM402M40SSSCN | EC000441 | EF012547 | Non | 9.0
CAPRI | ADFSM402M40SSSCN | EC000441 | EF024919 | Non | 9.0
CAPRI | ADFSM402N125NPSCN | EC000441 | EF000025 | Non | 9.0
CAPRI | ADFSM402N125NPSCN | EC000441 | EF000084 | Non | 9.0
CAPRI | ADFSM402N125NPSCN | EC000441 | EF000734 | Non | 9.0
CAPRI | ADFSM402N125NPSCN | EC000441 | EF000878 | Non | 9.0
CAPRI | ADFSM402N125NPSCN | EC000441 | EF000881 | Non | 9.0
CAPRI | ADFSM402N125NPSCN | EC000441 | EF001062 | Non | 9.0
CAPRI | ADFSM402N125NPSCN | EC000441 | EF001210 | Non | 9.0
CAPRI | ADFSM402N125NPSCN | EC000441 | EF004191 | Non | 9.0
CAPRI | ADFSM402N125NPSCN | EC000441 | EF004685 | Non | 9.0
CAPRI | ADFSM402N125NPSCN | EC000441 | EF005004 | Non | 9.0
CAPRI | ADFSM402N125NPSCN | EC000441 | EF005049 | Non | 9.0
CAPRI | ADFSM402N125NPSCN | EC000441 | EF005337 | Non | 9.0
CAPRI | ADFSM402N125NPSCN | EC000441 | EF012184 | Non | 9.0
CAPRI | ADFSM402N125NPSCN | EC000441 | EF012547 | Non | 9.0
CAPRI | ADFSM402N125NPSCN | EC000441 | EF024919 | Non | 9.0
CAPRI | ADFSM402N125SSSCN | EC000441 | EF000025 | Non | 9.0
CAPRI | ADFSM402N125SSSCN | EC000441 | EF000084 | Non | 9.0
CAPRI | ADFSM402N125SSSCN | EC000441 | EF000734 | Non | 9.0
CAPRI | ADFSM402N125SSSCN | EC000441 | EF000878 | Non | 9.0
CAPRI | ADFSM402N125SSSCN | EC000441 | EF000881 | Non | 9.0
CAPRI | ADFSM402N125SSSCN | EC000441 | EF001062 | Non | 9.0
CAPRI | ADFSM402N125SSSCN | EC000441 | EF001210 | Non | 9.0
CAPRI | ADFSM402N125SSSCN | EC000441 | EF004191 | Non | 9.0
CAPRI | ADFSM402N125SSSCN | EC000441 | EF004685 | Non | 9.0
CAPRI | ADFSM402N125SSSCN | EC000441 | EF005004 | Non | 9.0
CAPRI | ADFSM402N125SSSCN | EC000441 | EF005049 | Non | 9.0
CAPRI | ADFSM402N125SSSCN | EC000441 | EF005337 | Non | 9.0
CAPRI | ADFSM402N125SSSCN | EC000441 | EF012184 | Non | 9.0
CAPRI | ADFSM402N125SSSCN | EC000441 | EF012547 | Non | 9.0
CAPRI | ADFSM402N125SSSCN | EC000441 | EF024919 | Non | 9.0
CAPRI | ADFSM403M40NPSCN | EC000441 | EF000025 | Non | 9.0
CAPRI | ADFSM403M40NPSCN | EC000441 | EF000084 | Non | 9.0
CAPRI | ADFSM403M40NPSCN | EC000441 | EF000734 | Non | 9.0
CAPRI | ADFSM403M40NPSCN | EC000441 | EF000878 | Non | 9.0
CAPRI | ADFSM403M40NPSCN | EC000441 | EF000881 | Non | 9.0
CAPRI | ADFSM403M40NPSCN | EC000441 | EF001062 | Non | 9.0
CAPRI | ADFSM403M40NPSCN | EC000441 | EF001210 | Non | 9.0
CAPRI | ADFSM403M40NPSCN | EC000441 | EF004191 | Non | 9.0
CAPRI | ADFSM403M40NPSCN | EC000441 | EF004685 | Non | 9.0
CAPRI | ADFSM403M40NPSCN | EC000441 | EF005004 | Non | 9.0
CAPRI | ADFSM403M40NPSCN | EC000441 | EF005049 | Non | 9.0
CAPRI | ADFSM403M40NPSCN | EC000441 | EF005337 | Non | 9.0
CAPRI | ADFSM403M40NPSCN | EC000441 | EF012184 | Non | 9.0
CAPRI | ADFSM403M40NPSCN | EC000441 | EF012547 | Non | 9.0
CAPRI | ADFSM403M40NPSCN | EC000441 | EF024919 | Non | 9.0
CAPRI | ADFSM403M40SSSCN | EC000441 | EF000025 | Non | 9.0
CAPRI | ADFSM403M40SSSCN | EC000441 | EF000084 | Non | 9.0
CAPRI | ADFSM403M40SSSCN | EC000441 | EF000734 | Non | 9.0
CAPRI | ADFSM403M40SSSCN | EC000441 | EF000878 | Non | 9.0
CAPRI | ADFSM403M40SSSCN | EC000441 | EF000881 | Non | 9.0
CAPRI | ADFSM403M40SSSCN | EC000441 | EF001062 | Non | 9.0
CAPRI | ADFSM403M40SSSCN | EC000441 | EF001210 | Non | 9.0
CAPRI | ADFSM403M40SSSCN | EC000441 | EF004191 | Non | 9.0
CAPRI | ADFSM403M40SSSCN | EC000441 | EF004685 | Non | 9.0
CAPRI | ADFSM403M40SSSCN | EC000441 | EF005004 | Non | 9.0
CAPRI | ADFSM403M40SSSCN | EC000441 | EF005049 | Non | 9.0
CAPRI | ADFSM403M40SSSCN | EC000441 | EF005337 | Non | 9.0
CAPRI | ADFSM403M40SSSCN | EC000441 | EF012184 | Non | 9.0
CAPRI | ADFSM403M40SSSCN | EC000441 | EF012547 | Non | 9.0
CAPRI | ADFSM403M40SSSCN | EC000441 | EF024919 | Non | 9.0
CAPRI | ADFSM403N125NPSCN | EC000441 | EF000025 | Non | 9.0
CAPRI | ADFSM403N125NPSCN | EC000441 | EF000084 | Non | 9.0
CAPRI | ADFSM403N125NPSCN | EC000441 | EF000734 | Non | 9.0
CAPRI | ADFSM403N125NPSCN | EC000441 | EF000878 | Non | 9.0
CAPRI | ADFSM403N125NPSCN | EC000441 | EF000881 | Non | 9.0
CAPRI | ADFSM403N125NPSCN | EC000441 | EF001062 | Non | 9.0
CAPRI | ADFSM403N125NPSCN | EC000441 | EF001210 | Non | 9.0
CAPRI | ADFSM403N125NPSCN | EC000441 | EF004191 | Non | 9.0
CAPRI | ADFSM403N125NPSCN | EC000441 | EF004685 | Non | 9.0
CAPRI | ADFSM403N125NPSCN | EC000441 | EF005004 | Non | 9.0
CAPRI | ADFSM403N125NPSCN | EC000441 | EF005049 | Non | 9.0
CAPRI | ADFSM403N125NPSCN | EC000441 | EF005337 | Non | 9.0
CAPRI | ADFSM403N125NPSCN | EC000441 | EF012184 | Non | 9.0
CAPRI | ADFSM403N125NPSCN | EC000441 | EF012547 | Non | 9.0
CAPRI | ADFSM403N125NPSCN | EC000441 | EF024919 | Non | 9.0
CAPRI | ADFSM403N125SSSCN | EC000441 | EF000025 | Non | 9.0
CAPRI | ADFSM403N125SSSCN | EC000441 | EF000084 | Non | 9.0
CAPRI | ADFSM403N125SSSCN | EC000441 | EF000734 | Non | 9.0
CAPRI | ADFSM403N125SSSCN | EC000441 | EF000878 | Non | 9.0
CAPRI | ADFSM403N125SSSCN | EC000441 | EF000881 | Non | 9.0
CAPRI | ADFSM403N125SSSCN | EC000441 | EF001062 | Non | 9.0
CAPRI | ADFSM403N125SSSCN | EC000441 | EF001210 | Non | 9.0
CAPRI | ADFSM403N125SSSCN | EC000441 | EF004191 | Non | 9.0
CAPRI | ADFSM403N125SSSCN | EC000441 | EF004685 | Non | 9.0
CAPRI | ADFSM403N125SSSCN | EC000441 | EF005004 | Non | 9.0
CAPRI | ADFSM403N125SSSCN | EC000441 | EF005049 | Non | 9.0
CAPRI | ADFSM403N125SSSCN | EC000441 | EF005337 | Non | 9.0
CAPRI | ADFSM403N125SSSCN | EC000441 | EF012184 | Non | 9.0
CAPRI | ADFSM403N125SSSCN | EC000441 | EF012547 | Non | 9.0
CAPRI | ADFSM403N125SSSCN | EC000441 | EF024919 | Non | 9.0
CAPRI | ADFSM501M50NPSCN | EC000441 | EF000025 | Non | 9.0
CAPRI | ADFSM501M50NPSCN | EC000441 | EF000084 | Non | 9.0
CAPRI | ADFSM501M50NPSCN | EC000441 | EF000734 | Non | 9.0
CAPRI | ADFSM501M50NPSCN | EC000441 | EF000878 | Non | 9.0
CAPRI | ADFSM501M50NPSCN | EC000441 | EF000881 | Non | 9.0
CAPRI | ADFSM501M50NPSCN | EC000441 | EF001062 | Non | 9.0
CAPRI | ADFSM501M50NPSCN | EC000441 | EF001210 | Non | 9.0
CAPRI | ADFSM501M50NPSCN | EC000441 | EF004191 | Non | 9.0
CAPRI | ADFSM501M50NPSCN | EC000441 | EF004685 | Non | 9.0
CAPRI | ADFSM501M50NPSCN | EC000441 | EF005004 | Non | 9.0
CAPRI | ADFSM501M50NPSCN | EC000441 | EF005049 | Non | 9.0
CAPRI | ADFSM501M50NPSCN | EC000441 | EF005337 | Non | 9.0
CAPRI | ADFSM501M50NPSCN | EC000441 | EF012184 | Non | 9.0
CAPRI | ADFSM501M50NPSCN | EC000441 | EF012547 | Non | 9.0
CAPRI | ADFSM501M50NPSCN | EC000441 | EF024919 | Non | 9.0
CAPRI | ADFSM501M50SSSCN | EC000441 | EF000025 | Non | 9.0
CAPRI | ADFSM501M50SSSCN | EC000441 | EF000084 | Non | 9.0
CAPRI | ADFSM501M50SSSCN | EC000441 | EF000734 | Non | 9.0
CAPRI | ADFSM501M50SSSCN | EC000441 | EF000878 | Non | 9.0
CAPRI | ADFSM501M50SSSCN | EC000441 | EF000881 | Non | 9.0
CAPRI | ADFSM501M50SSSCN | EC000441 | EF001062 | Non | 9.0
CAPRI | ADFSM501M50SSSCN | EC000441 | EF001210 | Non | 9.0
CAPRI | ADFSM501M50SSSCN | EC000441 | EF004191 | Non | 9.0
CAPRI | ADFSM501M50SSSCN | EC000441 | EF004685 | Non | 9.0
CAPRI | ADFSM501M50SSSCN | EC000441 | EF005004 | Non | 9.0
CAPRI | ADFSM501M50SSSCN | EC000441 | EF005049 | Non | 9.0
CAPRI | ADFSM501M50SSSCN | EC000441 | EF005337 | Non | 9.0
CAPRI | ADFSM501M50SSSCN | EC000441 | EF012184 | Non | 9.0
CAPRI | ADFSM501M50SSSCN | EC000441 | EF012547 | Non | 9.0
CAPRI | ADFSM501M50SSSCN | EC000441 | EF024919 | Non | 9.0
CAPRI | ADFSM501N150NPSCN | EC000441 | EF000025 | Non | 9.0
CAPRI | ADFSM501N150NPSCN | EC000441 | EF000084 | Non | 9.0
CAPRI | ADFSM501N150NPSCN | EC000441 | EF000734 | Non | 9.0
CAPRI | ADFSM501N150NPSCN | EC000441 | EF000878 | Non | 9.0
CAPRI | ADFSM501N150NPSCN | EC000441 | EF000881 | Non | 9.0
CAPRI | ADFSM501N150NPSCN | EC000441 | EF001062 | Non | 9.0
CAPRI | ADFSM501N150NPSCN | EC000441 | EF001210 | Non | 9.0
CAPRI | ADFSM501N150NPSCN | EC000441 | EF004191 | Non | 9.0
CAPRI | ADFSM501N150NPSCN | EC000441 | EF004685 | Non | 9.0
CAPRI | ADFSM501N150NPSCN | EC000441 | EF005004 | Non | 9.0
CAPRI | ADFSM501N150NPSCN | EC000441 | EF005049 | Non | 9.0
CAPRI | ADFSM501N150NPSCN | EC000441 | EF005337 | Non | 9.0
CAPRI | ADFSM501N150NPSCN | EC000441 | EF012184 | Non | 9.0
CAPRI | ADFSM501N150NPSCN | EC000441 | EF012547 | Non | 9.0
CAPRI | ADFSM501N150NPSCN | EC000441 | EF024919 | Non | 9.0
CAPRI | ADFSM501N150SSSCN | EC000441 | EF000025 | Non | 9.0
CAPRI | ADFSM501N150SSSCN | EC000441 | EF000084 | Non | 9.0
CAPRI | ADFSM501N150SSSCN | EC000441 | EF000734 | Non | 9.0
CAPRI | ADFSM501N150SSSCN | EC000441 | EF000878 | Non | 9.0
CAPRI | ADFSM501N150SSSCN | EC000441 | EF000881 | Non | 9.0
CAPRI | ADFSM501N150SSSCN | EC000441 | EF001062 | Non | 9.0
CAPRI | ADFSM501N150SSSCN | EC000441 | EF001210 | Non | 9.0
CAPRI | ADFSM501N150SSSCN | EC000441 | EF004191 | Non | 9.0
CAPRI | ADFSM501N150SSSCN | EC000441 | EF004685 | Non | 9.0
CAPRI | ADFSM501N150SSSCN | EC000441 | EF005004 | Non | 9.0
CAPRI | ADFSM501N150SSSCN | EC000441 | EF005049 | Non | 9.0
CAPRI | ADFSM501N150SSSCN | EC000441 | EF005337 | Non | 9.0
CAPRI | ADFSM501N150SSSCN | EC000441 | EF012184 | Non | 9.0
CAPRI | ADFSM501N150SSSCN | EC000441 | EF012547 | Non | 9.0
CAPRI | ADFSM501N150SSSCN | EC000441 | EF024919 | Non | 9.0
CAPRI | ADFSM502M50NPSCN | EC000441 | EF000025 | Non | 9.0
CAPRI | ADFSM502M50NPSCN | EC000441 | EF000084 | Non | 9.0
CAPRI | ADFSM502M50NPSCN | EC000441 | EF000734 | Non | 9.0
CAPRI | ADFSM502M50NPSCN | EC000441 | EF000878 | Non | 9.0
CAPRI | ADFSM502M50NPSCN | EC000441 | EF000881 | Non | 9.0
CAPRI | ADFSM502M50NPSCN | EC000441 | EF001062 | Non | 9.0
CAPRI | ADFSM502M50NPSCN | EC000441 | EF001210 | Non | 9.0
CAPRI | ADFSM502M50NPSCN | EC000441 | EF004191 | Non | 9.0
CAPRI | ADFSM502M50NPSCN | EC000441 | EF004685 | Non | 9.0
CAPRI | ADFSM502M50NPSCN | EC000441 | EF005004 | Non | 9.0
CAPRI | ADFSM502M50NPSCN | EC000441 | EF005049 | Non | 9.0
CAPRI | ADFSM502M50NPSCN | EC000441 | EF005337 | Non | 9.0
CAPRI | ADFSM502M50NPSCN | EC000441 | EF012184 | Non | 9.0
CAPRI | ADFSM502M50NPSCN | EC000441 | EF012547 | Non | 9.0
CAPRI | ADFSM502M50NPSCN | EC000441 | EF024919 | Non | 9.0
CAPRI | ADFSM502M50SSSCN | EC000441 | EF000025 | Non | 9.0
CAPRI | ADFSM502M50SSSCN | EC000441 | EF000084 | Non | 9.0
CAPRI | ADFSM502M50SSSCN | EC000441 | EF000734 | Non | 9.0
CAPRI | ADFSM502M50SSSCN | EC000441 | EF000878 | Non | 9.0
CAPRI | ADFSM502M50SSSCN | EC000441 | EF000881 | Non | 9.0
CAPRI | ADFSM502M50SSSCN | EC000441 | EF001062 | Non | 9.0
CAPRI | ADFSM502M50SSSCN | EC000441 | EF001210 | Non | 9.0
CAPRI | ADFSM502M50SSSCN | EC000441 | EF004191 | Non | 9.0
CAPRI | ADFSM502M50SSSCN | EC000441 | EF004685 | Non | 9.0
CAPRI | ADFSM502M50SSSCN | EC000441 | EF005004 | Non | 9.0
CAPRI | ADFSM502M50SSSCN | EC000441 | EF005049 | Non | 9.0
CAPRI | ADFSM502M50SSSCN | EC000441 | EF005337 | Non | 9.0
CAPRI | ADFSM502M50SSSCN | EC000441 | EF012184 | Non | 9.0
CAPRI | ADFSM502M50SSSCN | EC000441 | EF012547 | Non | 9.0
CAPRI | ADFSM502M50SSSCN | EC000441 | EF024919 | Non | 9.0
CAPRI | ADFSM632M63NPSCN | EC000441 | EF000025 | Non | 9.0
CAPRI | ADFSM632M63NPSCN | EC000441 | EF000084 | Non | 9.0
CAPRI | ADFSM632M63NPSCN | EC000441 | EF000734 | Non | 9.0
CAPRI | ADFSM632M63NPSCN | EC000441 | EF000878 | Non | 9.0
CAPRI | ADFSM632M63NPSCN | EC000441 | EF000881 | Non | 9.0
CAPRI | ADFSM632M63NPSCN | EC000441 | EF001062 | Non | 9.0
CAPRI | ADFSM632M63NPSCN | EC000441 | EF001210 | Non | 9.0
CAPRI | ADFSM632M63NPSCN | EC000441 | EF004191 | Non | 9.0
CAPRI | ADFSM632M63NPSCN | EC000441 | EF004685 | Non | 9.0
CAPRI | ADFSM632M63NPSCN | EC000441 | EF005004 | Non | 9.0
CAPRI | ADFSM632M63NPSCN | EC000441 | EF005049 | Non | 9.0
CAPRI | ADFSM632M63NPSCN | EC000441 | EF005337 | Non | 9.0
CAPRI | ADFSM632M63NPSCN | EC000441 | EF012184 | Non | 9.0
CAPRI | ADFSM632M63NPSCN | EC000441 | EF012547 | Non | 9.0
CAPRI | ADFSM632M63NPSCN | EC000441 | EF024919 | Non | 9.0
CAPRI | ADFSM632M63SSSCN | EC000441 | EF000025 | Non | 9.0
CAPRI | ADFSM632M63SSSCN | EC000441 | EF000084 | Non | 9.0
CAPRI | ADFSM632M63SSSCN | EC000441 | EF000734 | Non | 9.0
CAPRI | ADFSM632M63SSSCN | EC000441 | EF000878 | Non | 9.0
CAPRI | ADFSM632M63SSSCN | EC000441 | EF000881 | Non | 9.0
CAPRI | ADFSM632M63SSSCN | EC000441 | EF001062 | Non | 9.0
CAPRI | ADFSM632M63SSSCN | EC000441 | EF001210 | Non | 9.0
CAPRI | ADFSM632M63SSSCN | EC000441 | EF004191 | Non | 9.0
CAPRI | ADFSM632M63SSSCN | EC000441 | EF004685 | Non | 9.0
CAPRI | ADFSM632M63SSSCN | EC000441 | EF005004 | Non | 9.0
CAPRI | ADFSM632M63SSSCN | EC000441 | EF005049 | Non | 9.0
CAPRI | ADFSM632M63SSSCN | EC000441 | EF005337 | Non | 9.0
CAPRI | ADFSM632M63SSSCN | EC000441 | EF012184 | Non | 9.0
CAPRI | ADFSM632M63SSSCN | EC000441 | EF012547 | Non | 9.0
CAPRI | ADFSM632M63SSSCN | EC000441 | EF024919 | Non | 9.0
CAPRI | ADFSM632N200NPSCN | EC000441 | EF000025 | Non | 9.0
CAPRI | ADFSM632N200NPSCN | EC000441 | EF000084 | Non | 9.0
CAPRI | ADFSM632N200NPSCN | EC000441 | EF000734 | Non | 9.0
CAPRI | ADFSM632N200NPSCN | EC000441 | EF000878 | Non | 9.0
CAPRI | ADFSM632N200NPSCN | EC000441 | EF000881 | Non | 9.0
CAPRI | ADFSM632N200NPSCN | EC000441 | EF001062 | Non | 9.0
CAPRI | ADFSM632N200NPSCN | EC000441 | EF001210 | Non | 9.0
CAPRI | ADFSM632N200NPSCN | EC000441 | EF004191 | Non | 9.0
CAPRI | ADFSM632N200NPSCN | EC000441 | EF004685 | Non | 9.0
CAPRI | ADFSM632N200NPSCN | EC000441 | EF005004 | Non | 9.0
CAPRI | ADFSM632N200NPSCN | EC000441 | EF005049 | Non | 9.0
CAPRI | ADFSM632N200NPSCN | EC000441 | EF005337 | Non | 9.0
CAPRI | ADFSM632N200NPSCN | EC000441 | EF012184 | Non | 9.0
CAPRI | ADFSM632N200NPSCN | EC000441 | EF012547 | Non | 9.0
CAPRI | ADFSM632N200NPSCN | EC000441 | EF024919 | Non | 9.0
CAPRI | ADFSM632N200SSSCN | EC000441 | EF000025 | Non | 9.0
CAPRI | ADFSM632N200SSSCN | EC000441 | EF000084 | Non | 9.0
CAPRI | ADFSM632N200SSSCN | EC000441 | EF000734 | Non | 9.0
CAPRI | ADFSM632N200SSSCN | EC000441 | EF000878 | Non | 9.0
CAPRI | ADFSM632N200SSSCN | EC000441 | EF000881 | Non | 9.0
CAPRI | ADFSM632N200SSSCN | EC000441 | EF001062 | Non | 9.0
CAPRI | ADFSM632N200SSSCN | EC000441 | EF001210 | Non | 9.0
CAPRI | ADFSM632N200SSSCN | EC000441 | EF004191 | Non | 9.0
CAPRI | ADFSM632N200SSSCN | EC000441 | EF004685 | Non | 9.0
CAPRI | ADFSM632N200SSSCN | EC000441 | EF005004 | Non | 9.0
CAPRI | ADFSM632N200SSSCN | EC000441 | EF005049 | Non | 9.0
CAPRI | ADFSM632N200SSSCN | EC000441 | EF005337 | Non | 9.0
CAPRI | ADFSM632N200SSSCN | EC000441 | EF012184 | Non | 9.0
CAPRI | ADFSM632N200SSSCN | EC000441 | EF012547 | Non | 9.0
CAPRI | ADFSM632N200SSSCN | EC000441 | EF024919 | Non | 9.0
CAPRI | ADFSM633M63NPSCN | EC000441 | EF000025 | Non | 9.0
CAPRI | ADFSM633M63NPSCN | EC000441 | EF000084 | Non | 9.0
CAPRI | ADFSM633M63NPSCN | EC000441 | EF000734 | Non | 9.0
CAPRI | ADFSM633M63NPSCN | EC000441 | EF000878 | Non | 9.0
CAPRI | ADFSM633M63NPSCN | EC000441 | EF000881 | Non | 9.0
CAPRI | ADFSM633M63NPSCN | EC000441 | EF001062 | Non | 9.0
CAPRI | ADFSM633M63NPSCN | EC000441 | EF001210 | Non | 9.0
CAPRI | ADFSM633M63NPSCN | EC000441 | EF004191 | Non | 9.0
CAPRI | ADFSM633M63NPSCN | EC000441 | EF004685 | Non | 9.0
CAPRI | ADFSM633M63NPSCN | EC000441 | EF005004 | Non | 9.0
CAPRI | ADFSM633M63NPSCN | EC000441 | EF005049 | Non | 9.0
CAPRI | ADFSM633M63NPSCN | EC000441 | EF005337 | Non | 9.0
CAPRI | ADFSM633M63NPSCN | EC000441 | EF012184 | Non | 9.0
CAPRI | ADFSM633M63NPSCN | EC000441 | EF012547 | Non | 9.0
CAPRI | ADFSM633M63NPSCN | EC000441 | EF024919 | Non | 9.0
CAPRI | ADFSM633M63SSSCN | EC000441 | EF000025 | Non | 9.0
CAPRI | ADFSM633M63SSSCN | EC000441 | EF000084 | Non | 9.0
CAPRI | ADFSM633M63SSSCN | EC000441 | EF000734 | Non | 9.0
CAPRI | ADFSM633M63SSSCN | EC000441 | EF000878 | Non | 9.0
CAPRI | ADFSM633M63SSSCN | EC000441 | EF000881 | Non | 9.0
CAPRI | ADFSM633M63SSSCN | EC000441 | EF001062 | Non | 9.0
CAPRI | ADFSM633M63SSSCN | EC000441 | EF001210 | Non | 9.0
CAPRI | ADFSM633M63SSSCN | EC000441 | EF004191 | Non | 9.0
CAPRI | ADFSM633M63SSSCN | EC000441 | EF004685 | Non | 9.0
CAPRI | ADFSM633M63SSSCN | EC000441 | EF005004 | Non | 9.0
CAPRI | ADFSM633M63SSSCN | EC000441 | EF005049 | Non | 9.0
CAPRI | ADFSM633M63SSSCN | EC000441 | EF005337 | Non | 9.0
CAPRI | ADFSM633M63SSSCN | EC000441 | EF012184 | Non | 9.0
CAPRI | ADFSM633M63SSSCN | EC000441 | EF012547 | Non | 9.0
CAPRI | ADFSM633M63SSSCN | EC000441 | EF024919 | Non | 9.0
CAPRI | ADFSM633N200NPSCN | EC000441 | EF000025 | Non | 9.0
CAPRI | ADFSM633N200NPSCN | EC000441 | EF000084 | Non | 9.0
CAPRI | ADFSM633N200NPSCN | EC000441 | EF000734 | Non | 9.0
CAPRI | ADFSM633N200NPSCN | EC000441 | EF000878 | Non | 9.0
CAPRI | ADFSM633N200NPSCN | EC000441 | EF000881 | Non | 9.0
CAPRI | ADFSM633N200NPSCN | EC000441 | EF001062 | Non | 9.0
CAPRI | ADFSM633N200NPSCN | EC000441 | EF001210 | Non | 9.0
CAPRI | ADFSM633N200NPSCN | EC000441 | EF004191 | Non | 9.0
CAPRI | ADFSM633N200NPSCN | EC000441 | EF004685 | Non | 9.0
CAPRI | ADFSM633N200NPSCN | EC000441 | EF005004 | Non | 9.0
CAPRI | ADFSM633N200NPSCN | EC000441 | EF005049 | Non | 9.0
CAPRI | ADFSM633N200NPSCN | EC000441 | EF005337 | Non | 9.0
CAPRI | ADFSM633N200NPSCN | EC000441 | EF012184 | Non | 9.0
CAPRI | ADFSM633N200NPSCN | EC000441 | EF012547 | Non | 9.0
CAPRI | ADFSM633N200NPSCN | EC000441 | EF024919 | Non | 9.0
CAPRI | ADFSM633N200SSSCN | EC000441 | EF000025 | Non | 9.0
CAPRI | ADFSM633N200SSSCN | EC000441 | EF000084 | Non | 9.0
CAPRI | ADFSM633N200SSSCN | EC000441 | EF000734 | Non | 9.0
CAPRI | ADFSM633N200SSSCN | EC000441 | EF000878 | Non | 9.0
CAPRI | ADFSM633N200SSSCN | EC000441 | EF000881 | Non | 9.0
CAPRI | ADFSM633N200SSSCN | EC000441 | EF001062 | Non | 9.0
CAPRI | ADFSM633N200SSSCN | EC000441 | EF001210 | Non | 9.0
CAPRI | ADFSM633N200SSSCN | EC000441 | EF004191 | Non | 9.0
CAPRI | ADFSM633N200SSSCN | EC000441 | EF004685 | Non | 9.0
CAPRI | ADFSM633N200SSSCN | EC000441 | EF005004 | Non | 9.0
CAPRI | ADFSM633N200SSSCN | EC000441 | EF005049 | Non | 9.0
CAPRI | ADFSM633N200SSSCN | EC000441 | EF005337 | Non | 9.0
CAPRI | ADFSM633N200SSSCN | EC000441 | EF012184 | Non | 9.0
CAPRI | ADFSM633N200SSSCN | EC000441 | EF012547 | Non | 9.0
CAPRI | ADFSM633N200SSSCN | EC000441 | EF024919 | Non | 9.0
CAPRI | ADFSM753M75NPSCN | EC000441 | EF000025 | Non | 9.0
CAPRI | ADFSM753M75NPSCN | EC000441 | EF000084 | Non | 9.0
CAPRI | ADFSM753M75NPSCN | EC000441 | EF000734 | Non | 9.0
CAPRI | ADFSM753M75NPSCN | EC000441 | EF000878 | Non | 9.0
CAPRI | ADFSM753M75NPSCN | EC000441 | EF000881 | Non | 9.0
CAPRI | ADFSM753M75NPSCN | EC000441 | EF001062 | Non | 9.0
CAPRI | ADFSM753M75NPSCN | EC000441 | EF001210 | Non | 9.0
CAPRI | ADFSM753M75NPSCN | EC000441 | EF004191 | Non | 9.0
CAPRI | ADFSM753M75NPSCN | EC000441 | EF004685 | Non | 9.0
CAPRI | ADFSM753M75NPSCN | EC000441 | EF005004 | Non | 9.0
CAPRI | ADFSM753M75NPSCN | EC000441 | EF005049 | Non | 9.0
CAPRI | ADFSM753M75NPSCN | EC000441 | EF005337 | Non | 9.0
CAPRI | ADFSM753M75NPSCN | EC000441 | EF012184 | Non | 9.0
CAPRI | ADFSM753M75NPSCN | EC000441 | EF012547 | Non | 9.0
CAPRI | ADFSM753M75NPSCN | EC000441 | EF024919 | Non | 9.0
CAPRI | ADFSM753M75SSSCN | EC000441 | EF000025 | Non | 9.0
CAPRI | ADFSM753M75SSSCN | EC000441 | EF000084 | Non | 9.0
CAPRI | ADFSM753M75SSSCN | EC000441 | EF000734 | Non | 9.0
CAPRI | ADFSM753M75SSSCN | EC000441 | EF000878 | Non | 9.0
CAPRI | ADFSM753M75SSSCN | EC000441 | EF000881 | Non | 9.0
CAPRI | ADFSM753M75SSSCN | EC000441 | EF001062 | Non | 9.0
CAPRI | ADFSM753M75SSSCN | EC000441 | EF001210 | Non | 9.0
CAPRI | ADFSM753M75SSSCN | EC000441 | EF004191 | Non | 9.0
CAPRI | ADFSM753M75SSSCN | EC000441 | EF004685 | Non | 9.0
CAPRI | ADFSM753M75SSSCN | EC000441 | EF005004 | Non | 9.0
CAPRI | ADFSM753M75SSSCN | EC000441 | EF005049 | Non | 9.0
CAPRI | ADFSM753M75SSSCN | EC000441 | EF005337 | Non | 9.0
CAPRI | ADFSM753M75SSSCN | EC000441 | EF012184 | Non | 9.0
CAPRI | ADFSM753M75SSSCN | EC000441 | EF012547 | Non | 9.0
CAPRI | ADFSM753M75SSSCN | EC000441 | EF024919 | Non | 9.0
CAPRI | ADFSM753N250NPSCN | EC000441 | EF000025 | Non | 9.0
CAPRI | ADFSM753N250NPSCN | EC000441 | EF000084 | Non | 9.0
CAPRI | ADFSM753N250NPSCN | EC000441 | EF000734 | Non | 9.0
CAPRI | ADFSM753N250NPSCN | EC000441 | EF000878 | Non | 9.0
CAPRI | ADFSM753N250NPSCN | EC000441 | EF000881 | Non | 9.0
CAPRI | ADFSM753N250NPSCN | EC000441 | EF001062 | Non | 9.0
CAPRI | ADFSM753N250NPSCN | EC000441 | EF001210 | Non | 9.0
CAPRI | ADFSM753N250NPSCN | EC000441 | EF004191 | Non | 9.0
CAPRI | ADFSM753N250NPSCN | EC000441 | EF004685 | Non | 9.0
CAPRI | ADFSM753N250NPSCN | EC000441 | EF005004 | Non | 9.0
CAPRI | ADFSM753N250NPSCN | EC000441 | EF005049 | Non | 9.0
CAPRI | ADFSM753N250NPSCN | EC000441 | EF005337 | Non | 9.0
CAPRI | ADFSM753N250NPSCN | EC000441 | EF012184 | Non | 9.0
CAPRI | ADFSM753N250NPSCN | EC000441 | EF012547 | Non | 9.0
CAPRI | ADFSM753N250NPSCN | EC000441 | EF024919 | Non | 9.0
CAPRI | ADFSM753N250SSSCN | EC000441 | EF000025 | Non | 9.0
CAPRI | ADFSM753N250SSSCN | EC000441 | EF000084 | Non | 9.0
CAPRI | ADFSM753N250SSSCN | EC000441 | EF000734 | Non | 9.0
CAPRI | ADFSM753N250SSSCN | EC000441 | EF000878 | Non | 9.0
CAPRI | ADFSM753N250SSSCN | EC000441 | EF000881 | Non | 9.0
CAPRI | ADFSM753N250SSSCN | EC000441 | EF001062 | Non | 9.0
CAPRI | ADFSM753N250SSSCN | EC000441 | EF001210 | Non | 9.0
CAPRI | ADFSM753N250SSSCN | EC000441 | EF004191 | Non | 9.0
CAPRI | ADFSM753N250SSSCN | EC000441 | EF004685 | Non | 9.0
CAPRI | ADFSM753N250SSSCN | EC000441 | EF005004 | Non | 9.0
CAPRI | ADFSM753N250SSSCN | EC000441 | EF005049 | Non | 9.0
CAPRI | ADFSM753N250SSSCN | EC000441 | EF005337 | Non | 9.0
CAPRI | ADFSM753N250SSSCN | EC000441 | EF012184 | Non | 9.0
CAPRI | ADFSM753N250SSSCN | EC000441 | EF012547 | Non | 9.0
CAPRI | ADFSM753N250SSSCN | EC000441 | EF024919 | Non | 9.0
CAPRI | ADFSN0501M20NPSCN | EC000441 | EF000025 | Non | 9.0
CAPRI | ADFSN0501M20NPSCN | EC000441 | EF000084 | Non | 9.0
CAPRI | ADFSN0501M20NPSCN | EC000441 | EF000734 | Non | 9.0
CAPRI | ADFSN0501M20NPSCN | EC000441 | EF000878 | Non | 9.0
CAPRI | ADFSN0501M20NPSCN | EC000441 | EF000881 | Non | 9.0
CAPRI | ADFSN0501M20NPSCN | EC000441 | EF001062 | Non | 9.0
CAPRI | ADFSN0501M20NPSCN | EC000441 | EF001210 | Non | 9.0
CAPRI | ADFSN0501M20NPSCN | EC000441 | EF004191 | Non | 9.0
CAPRI | ADFSN0501M20NPSCN | EC000441 | EF004685 | Non | 9.0
CAPRI | ADFSN0501M20NPSCN | EC000441 | EF005004 | Non | 9.0
CAPRI | ADFSN0501M20NPSCN | EC000441 | EF005049 | Non | 9.0
CAPRI | ADFSN0501M20NPSCN | EC000441 | EF005337 | Non | 9.0
CAPRI | ADFSN0501M20NPSCN | EC000441 | EF012184 | Non | 9.0
CAPRI | ADFSN0501M20NPSCN | EC000441 | EF012547 | Non | 9.0
CAPRI | ADFSN0501M20NPSCN | EC000441 | EF024919 | Non | 9.0
CAPRI | ADFSN0501M20SSSCN | EC000441 | EF000025 | Non | 9.0
CAPRI | ADFSN0501M20SSSCN | EC000441 | EF000084 | Non | 9.0
CAPRI | ADFSN0501M20SSSCN | EC000441 | EF000734 | Non | 9.0
CAPRI | ADFSN0501M20SSSCN | EC000441 | EF000878 | Non | 9.0
CAPRI | ADFSN0501M20SSSCN | EC000441 | EF000881 | Non | 9.0
CAPRI | ADFSN0501M20SSSCN | EC000441 | EF001062 | Non | 9.0
CAPRI | ADFSN0501M20SSSCN | EC000441 | EF001210 | Non | 9.0
CAPRI | ADFSN0501M20SSSCN | EC000441 | EF004191 | Non | 9.0
CAPRI | ADFSN0501M20SSSCN | EC000441 | EF004685 | Non | 9.0
CAPRI | ADFSN0501M20SSSCN | EC000441 | EF005004 | Non | 9.0
CAPRI | ADFSN0501M20SSSCN | EC000441 | EF005049 | Non | 9.0
CAPRI | ADFSN0501M20SSSCN | EC000441 | EF005337 | Non | 9.0
CAPRI | ADFSN0501M20SSSCN | EC000441 | EF012184 | Non | 9.0
CAPRI | ADFSN0501M20SSSCN | EC000441 | EF012547 | Non | 9.0
CAPRI | ADFSN0501M20SSSCN | EC000441 | EF024919 | Non | 9.0
CAPRI | ADFSN0501N050NPSCN | EC000441 | EF000025 | Non | 9.0
CAPRI | ADFSN0501N050NPSCN | EC000441 | EF000084 | Non | 9.0
CAPRI | ADFSN0501N050NPSCN | EC000441 | EF000734 | Non | 9.0
CAPRI | ADFSN0501N050NPSCN | EC000441 | EF000878 | Non | 9.0
CAPRI | ADFSN0501N050NPSCN | EC000441 | EF000881 | Non | 9.0
CAPRI | ADFSN0501N050NPSCN | EC000441 | EF001062 | Non | 9.0
CAPRI | ADFSN0501N050NPSCN | EC000441 | EF001210 | Non | 9.0
CAPRI | ADFSN0501N050NPSCN | EC000441 | EF004191 | Non | 9.0
CAPRI | ADFSN0501N050NPSCN | EC000441 | EF004685 | Non | 9.0
CAPRI | ADFSN0501N050NPSCN | EC000441 | EF005004 | Non | 9.0
CAPRI | ADFSN0501N050NPSCN | EC000441 | EF005049 | Non | 9.0
CAPRI | ADFSN0501N050NPSCN | EC000441 | EF005337 | Non | 9.0
CAPRI | ADFSN0501N050NPSCN | EC000441 | EF012184 | Non | 9.0
CAPRI | ADFSN0501N050NPSCN | EC000441 | EF012547 | Non | 9.0
CAPRI | ADFSN0501N050NPSCN | EC000441 | EF024919 | Non | 9.0
CAPRI | ADFSN0501N050SSSCN | EC000441 | EF000025 | Non | 9.0
CAPRI | ADFSN0501N050SSSCN | EC000441 | EF000084 | Non | 9.0
CAPRI | ADFSN0501N050SSSCN | EC000441 | EF000734 | Non | 9.0
CAPRI | ADFSN0501N050SSSCN | EC000441 | EF000878 | Non | 9.0
CAPRI | ADFSN0501N050SSSCN | EC000441 | EF000881 | Non | 9.0
CAPRI | ADFSN0501N050SSSCN | EC000441 | EF001062 | Non | 9.0
CAPRI | ADFSN0501N050SSSCN | EC000441 | EF001210 | Non | 9.0
CAPRI | ADFSN0501N050SSSCN | EC000441 | EF004191 | Non | 9.0
CAPRI | ADFSN0501N050SSSCN | EC000441 | EF004685 | Non | 9.0
CAPRI | ADFSN0501N050SSSCN | EC000441 | EF005004 | Non | 9.0
CAPRI | ADFSN0501N050SSSCN | EC000441 | EF005049 | Non | 9.0
CAPRI | ADFSN0501N050SSSCN | EC000441 | EF005337 | Non | 9.0
CAPRI | ADFSN0501N050SSSCN | EC000441 | EF012184 | Non | 9.0
CAPRI | ADFSN0501N050SSSCN | EC000441 | EF012547 | Non | 9.0
CAPRI | ADFSN0501N050SSSCN | EC000441 | EF024919 | Non | 9.0
CAPRI | ADFSN0502M20NPSCN | EC000441 | EF000025 | Non | 9.0
CAPRI | ADFSN0502M20NPSCN | EC000441 | EF000084 | Non | 9.0
CAPRI | ADFSN0502M20NPSCN | EC000441 | EF000734 | Non | 9.0
CAPRI | ADFSN0502M20NPSCN | EC000441 | EF000878 | Non | 9.0
CAPRI | ADFSN0502M20NPSCN | EC000441 | EF000881 | Non | 9.0
CAPRI | ADFSN0502M20NPSCN | EC000441 | EF001062 | Non | 9.0
CAPRI | ADFSN0502M20NPSCN | EC000441 | EF001210 | Non | 9.0
CAPRI | ADFSN0502M20NPSCN | EC000441 | EF004191 | Non | 9.0
CAPRI | ADFSN0502M20NPSCN | EC000441 | EF004685 | Non | 9.0
CAPRI | ADFSN0502M20NPSCN | EC000441 | EF005004 | Non | 9.0
CAPRI | ADFSN0502M20NPSCN | EC000441 | EF005049 | Non | 9.0
CAPRI | ADFSN0502M20NPSCN | EC000441 | EF005337 | Non | 9.0
CAPRI | ADFSN0502M20NPSCN | EC000441 | EF012184 | Non | 9.0
CAPRI | ADFSN0502M20NPSCN | EC000441 | EF012547 | Non | 9.0
CAPRI | ADFSN0502M20NPSCN | EC000441 | EF024919 | Non | 9.0
CAPRI | ADFSN0502M20SSSCN | EC000441 | EF000025 | Non | 9.0
CAPRI | ADFSN0502M20SSSCN | EC000441 | EF000084 | Non | 9.0
CAPRI | ADFSN0502M20SSSCN | EC000441 | EF000734 | Non | 9.0
CAPRI | ADFSN0502M20SSSCN | EC000441 | EF000878 | Non | 9.0
CAPRI | ADFSN0502M20SSSCN | EC000441 | EF000881 | Non | 9.0
CAPRI | ADFSN0502M20SSSCN | EC000441 | EF001062 | Non | 9.0
CAPRI | ADFSN0502M20SSSCN | EC000441 | EF001210 | Non | 9.0
CAPRI | ADFSN0502M20SSSCN | EC000441 | EF004191 | Non | 9.0
CAPRI | ADFSN0502M20SSSCN | EC000441 | EF004685 | Non | 9.0
CAPRI | ADFSN0502M20SSSCN | EC000441 | EF005004 | Non | 9.0
CAPRI | ADFSN0502M20SSSCN | EC000441 | EF005049 | Non | 9.0
CAPRI | ADFSN0502M20SSSCN | EC000441 | EF005337 | Non | 9.0
CAPRI | ADFSN0502M20SSSCN | EC000441 | EF012184 | Non | 9.0
CAPRI | ADFSN0502M20SSSCN | EC000441 | EF012547 | Non | 9.0
CAPRI | ADFSN0502M20SSSCN | EC000441 | EF024919 | Non | 9.0
CAPRI | ADFSN0502N050NPSCN | EC000441 | EF000025 | Non | 9.0
CAPRI | ADFSN0502N050NPSCN | EC000441 | EF000084 | Non | 9.0
CAPRI | ADFSN0502N050NPSCN | EC000441 | EF000734 | Non | 9.0
CAPRI | ADFSN0502N050NPSCN | EC000441 | EF000878 | Non | 9.0
CAPRI | ADFSN0502N050NPSCN | EC000441 | EF000881 | Non | 9.0
CAPRI | ADFSN0502N050NPSCN | EC000441 | EF001062 | Non | 9.0
CAPRI | ADFSN0502N050NPSCN | EC000441 | EF001210 | Non | 9.0
CAPRI | ADFSN0502N050NPSCN | EC000441 | EF004191 | Non | 9.0
CAPRI | ADFSN0502N050NPSCN | EC000441 | EF004685 | Non | 9.0
CAPRI | ADFSN0502N050NPSCN | EC000441 | EF005004 | Non | 9.0
CAPRI | ADFSN0502N050NPSCN | EC000441 | EF005049 | Non | 9.0
CAPRI | ADFSN0502N050NPSCN | EC000441 | EF005337 | Non | 9.0
CAPRI | ADFSN0502N050NPSCN | EC000441 | EF012184 | Non | 9.0
CAPRI | ADFSN0502N050NPSCN | EC000441 | EF012547 | Non | 9.0
CAPRI | ADFSN0502N050NPSCN | EC000441 | EF024919 | Non | 9.0
CAPRI | ADFSN0502N050SSSCN | EC000441 | EF000025 | Non | 9.0
CAPRI | ADFSN0502N050SSSCN | EC000441 | EF000084 | Non | 9.0
CAPRI | ADFSN0502N050SSSCN | EC000441 | EF000734 | Non | 9.0
CAPRI | ADFSN0502N050SSSCN | EC000441 | EF000878 | Non | 9.0
CAPRI | ADFSN0502N050SSSCN | EC000441 | EF000881 | Non | 9.0
CAPRI | ADFSN0502N050SSSCN | EC000441 | EF001062 | Non | 9.0
CAPRI | ADFSN0502N050SSSCN | EC000441 | EF001210 | Non | 9.0
CAPRI | ADFSN0502N050SSSCN | EC000441 | EF004191 | Non | 9.0
CAPRI | ADFSN0502N050SSSCN | EC000441 | EF004685 | Non | 9.0
CAPRI | ADFSN0502N050SSSCN | EC000441 | EF005004 | Non | 9.0
CAPRI | ADFSN0502N050SSSCN | EC000441 | EF005049 | Non | 9.0
CAPRI | ADFSN0502N050SSSCN | EC000441 | EF005337 | Non | 9.0
CAPRI | ADFSN0502N050SSSCN | EC000441 | EF012184 | Non | 9.0
CAPRI | ADFSN0502N050SSSCN | EC000441 | EF012547 | Non | 9.0
CAPRI | ADFSN0502N050SSSCN | EC000441 | EF024919 | Non | 9.0
CAPRI | ADFSN0503M20NPSCN | EC000441 | EF000025 | Non | 9.0
CAPRI | ADFSN0503M20NPSCN | EC000441 | EF000084 | Non | 9.0
CAPRI | ADFSN0503M20NPSCN | EC000441 | EF000734 | Non | 9.0
CAPRI | ADFSN0503M20NPSCN | EC000441 | EF000878 | Non | 9.0
CAPRI | ADFSN0503M20NPSCN | EC000441 | EF000881 | Non | 9.0
CAPRI | ADFSN0503M20NPSCN | EC000441 | EF001062 | Non | 9.0
CAPRI | ADFSN0503M20NPSCN | EC000441 | EF001210 | Non | 9.0
CAPRI | ADFSN0503M20NPSCN | EC000441 | EF004191 | Non | 9.0
CAPRI | ADFSN0503M20NPSCN | EC000441 | EF004685 | Non | 9.0
CAPRI | ADFSN0503M20NPSCN | EC000441 | EF005004 | Non | 9.0
CAPRI | ADFSN0503M20NPSCN | EC000441 | EF005049 | Non | 9.0
CAPRI | ADFSN0503M20NPSCN | EC000441 | EF005337 | Non | 9.0
CAPRI | ADFSN0503M20NPSCN | EC000441 | EF012184 | Non | 9.0
CAPRI | ADFSN0503M20NPSCN | EC000441 | EF012547 | Non | 9.0
CAPRI | ADFSN0503M20NPSCN | EC000441 | EF024919 | Non | 9.0
CAPRI | ADFSN0503M20SSSCN | EC000441 | EF000025 | Non | 9.0
CAPRI | ADFSN0503M20SSSCN | EC000441 | EF000084 | Non | 9.0
CAPRI | ADFSN0503M20SSSCN | EC000441 | EF000734 | Non | 9.0
CAPRI | ADFSN0503M20SSSCN | EC000441 | EF000878 | Non | 9.0
CAPRI | ADFSN0503M20SSSCN | EC000441 | EF000881 | Non | 9.0
CAPRI | ADFSN0503M20SSSCN | EC000441 | EF001062 | Non | 9.0
CAPRI | ADFSN0503M20SSSCN | EC000441 | EF001210 | Non | 9.0
CAPRI | ADFSN0503M20SSSCN | EC000441 | EF004191 | Non | 9.0
CAPRI | ADFSN0503M20SSSCN | EC000441 | EF004685 | Non | 9.0
CAPRI | ADFSN0503M20SSSCN | EC000441 | EF005004 | Non | 9.0
CAPRI | ADFSN0503M20SSSCN | EC000441 | EF005049 | Non | 9.0
CAPRI | ADFSN0503M20SSSCN | EC000441 | EF005337 | Non | 9.0
CAPRI | ADFSN0503M20SSSCN | EC000441 | EF012184 | Non | 9.0
CAPRI | ADFSN0503M20SSSCN | EC000441 | EF012547 | Non | 9.0
CAPRI | ADFSN0503M20SSSCN | EC000441 | EF024919 | Non | 9.0
CAPRI | ADFSN0503N050NPSCN | EC000441 | EF000025 | Non | 9.0
CAPRI | ADFSN0503N050NPSCN | EC000441 | EF000084 | Non | 9.0
CAPRI | ADFSN0503N050NPSCN | EC000441 | EF000734 | Non | 9.0
CAPRI | ADFSN0503N050NPSCN | EC000441 | EF000878 | Non | 9.0
CAPRI | ADFSN0503N050NPSCN | EC000441 | EF000881 | Non | 9.0
CAPRI | ADFSN0503N050NPSCN | EC000441 | EF001062 | Non | 9.0
CAPRI | ADFSN0503N050NPSCN | EC000441 | EF001210 | Non | 9.0
CAPRI | ADFSN0503N050NPSCN | EC000441 | EF004191 | Non | 9.0
CAPRI | ADFSN0503N050NPSCN | EC000441 | EF004685 | Non | 9.0
CAPRI | ADFSN0503N050NPSCN | EC000441 | EF005004 | Non | 9.0
CAPRI | ADFSN0503N050NPSCN | EC000441 | EF005049 | Non | 9.0
CAPRI | ADFSN0503N050NPSCN | EC000441 | EF005337 | Non | 9.0
CAPRI | ADFSN0503N050NPSCN | EC000441 | EF012184 | Non | 9.0
CAPRI | ADFSN0503N050NPSCN | EC000441 | EF012547 | Non | 9.0
CAPRI | ADFSN0503N050NPSCN | EC000441 | EF024919 | Non | 9.0
CAPRI | ADFSN0503N050SSSCN | EC000441 | EF000025 | Non | 9.0
CAPRI | ADFSN0503N050SSSCN | EC000441 | EF000084 | Non | 9.0
CAPRI | ADFSN0503N050SSSCN | EC000441 | EF000734 | Non | 9.0
CAPRI | ADFSN0503N050SSSCN | EC000441 | EF000878 | Non | 9.0
CAPRI | ADFSN0503N050SSSCN | EC000441 | EF000881 | Non | 9.0
CAPRI | ADFSN0503N050SSSCN | EC000441 | EF001062 | Non | 9.0
CAPRI | ADFSN0503N050SSSCN | EC000441 | EF001210 | Non | 9.0
CAPRI | ADFSN0503N050SSSCN | EC000441 | EF004191 | Non | 9.0
CAPRI | ADFSN0503N050SSSCN | EC000441 | EF004685 | Non | 9.0
CAPRI | ADFSN0503N050SSSCN | EC000441 | EF005004 | Non | 9.0
CAPRI | ADFSN0503N050SSSCN | EC000441 | EF005049 | Non | 9.0
CAPRI | ADFSN0503N050SSSCN | EC000441 | EF005337 | Non | 9.0
CAPRI | ADFSN0503N050SSSCN | EC000441 | EF012184 | Non | 9.0
CAPRI | ADFSN0503N050SSSCN | EC000441 | EF012547 | Non | 9.0
CAPRI | ADFSN0503N050SSSCN | EC000441 | EF024919 | Non | 9.0
CAPRI | ADFSN0752M25NPSCN | EC000441 | EF000025 | Non | 9.0
CAPRI | ADFSN0752M25NPSCN | EC000441 | EF000084 | Non | 9.0
CAPRI | ADFSN0752M25NPSCN | EC000441 | EF000734 | Non | 9.0
CAPRI | ADFSN0752M25NPSCN | EC000441 | EF000878 | Non | 9.0
CAPRI | ADFSN0752M25NPSCN | EC000441 | EF000881 | Non | 9.0
CAPRI | ADFSN0752M25NPSCN | EC000441 | EF001062 | Non | 9.0
CAPRI | ADFSN0752M25NPSCN | EC000441 | EF001210 | Non | 9.0
CAPRI | ADFSN0752M25NPSCN | EC000441 | EF004191 | Non | 9.0
CAPRI | ADFSN0752M25NPSCN | EC000441 | EF004685 | Non | 9.0
CAPRI | ADFSN0752M25NPSCN | EC000441 | EF005004 | Non | 9.0
CAPRI | ADFSN0752M25NPSCN | EC000441 | EF005049 | Non | 9.0
CAPRI | ADFSN0752M25NPSCN | EC000441 | EF005337 | Non | 9.0
CAPRI | ADFSN0752M25NPSCN | EC000441 | EF012184 | Non | 9.0
CAPRI | ADFSN0752M25NPSCN | EC000441 | EF012547 | Non | 9.0
CAPRI | ADFSN0752M25NPSCN | EC000441 | EF024919 | Non | 9.0
CAPRI | ADFSN0752M25SSSCN | EC000441 | EF000025 | Non | 9.0
CAPRI | ADFSN0752M25SSSCN | EC000441 | EF000084 | Non | 9.0
CAPRI | ADFSN0752M25SSSCN | EC000441 | EF000734 | Non | 9.0
CAPRI | ADFSN0752M25SSSCN | EC000441 | EF000878 | Non | 9.0
CAPRI | ADFSN0752M25SSSCN | EC000441 | EF000881 | Non | 9.0
CAPRI | ADFSN0752M25SSSCN | EC000441 | EF001062 | Non | 9.0
CAPRI | ADFSN0752M25SSSCN | EC000441 | EF001210 | Non | 9.0
CAPRI | ADFSN0752M25SSSCN | EC000441 | EF004191 | Non | 9.0
CAPRI | ADFSN0752M25SSSCN | EC000441 | EF004685 | Non | 9.0
CAPRI | ADFSN0752M25SSSCN | EC000441 | EF005004 | Non | 9.0
CAPRI | ADFSN0752M25SSSCN | EC000441 | EF005049 | Non | 9.0
CAPRI | ADFSN0752M25SSSCN | EC000441 | EF005337 | Non | 9.0
CAPRI | ADFSN0752M25SSSCN | EC000441 | EF012184 | Non | 9.0
CAPRI | ADFSN0752M25SSSCN | EC000441 | EF012547 | Non | 9.0
CAPRI | ADFSN0752M25SSSCN | EC000441 | EF024919 | Non | 9.0
CAPRI | ADFSN0752N075NPSCN | EC000441 | EF000025 | Non | 9.0
CAPRI | ADFSN0752N075NPSCN | EC000441 | EF000084 | Non | 9.0
CAPRI | ADFSN0752N075NPSCN | EC000441 | EF000734 | Non | 9.0
CAPRI | ADFSN0752N075NPSCN | EC000441 | EF000878 | Non | 9.0
CAPRI | ADFSN0752N075NPSCN | EC000441 | EF000881 | Non | 9.0
CAPRI | ADFSN0752N075NPSCN | EC000441 | EF001062 | Non | 9.0
CAPRI | ADFSN0752N075NPSCN | EC000441 | EF001210 | Non | 9.0
CAPRI | ADFSN0752N075NPSCN | EC000441 | EF004191 | Non | 9.0
CAPRI | ADFSN0752N075NPSCN | EC000441 | EF004685 | Non | 9.0
CAPRI | ADFSN0752N075NPSCN | EC000441 | EF005004 | Non | 9.0
CAPRI | ADFSN0752N075NPSCN | EC000441 | EF005049 | Non | 9.0
CAPRI | ADFSN0752N075NPSCN | EC000441 | EF005337 | Non | 9.0
CAPRI | ADFSN0752N075NPSCN | EC000441 | EF012184 | Non | 9.0
CAPRI | ADFSN0752N075NPSCN | EC000441 | EF012547 | Non | 9.0
CAPRI | ADFSN0752N075NPSCN | EC000441 | EF024919 | Non | 9.0
CAPRI | ADFSN0752N075SSSCN | EC000441 | EF000025 | Non | 9.0
CAPRI | ADFSN0752N075SSSCN | EC000441 | EF000084 | Non | 9.0
CAPRI | ADFSN0752N075SSSCN | EC000441 | EF000734 | Non | 9.0
CAPRI | ADFSN0752N075SSSCN | EC000441 | EF000878 | Non | 9.0
CAPRI | ADFSN0752N075SSSCN | EC000441 | EF000881 | Non | 9.0
CAPRI | ADFSN0752N075SSSCN | EC000441 | EF001062 | Non | 9.0
CAPRI | ADFSN0752N075SSSCN | EC000441 | EF001210 | Non | 9.0
CAPRI | ADFSN0752N075SSSCN | EC000441 | EF004191 | Non | 9.0
CAPRI | ADFSN0752N075SSSCN | EC000441 | EF004685 | Non | 9.0
CAPRI | ADFSN0752N075SSSCN | EC000441 | EF005004 | Non | 9.0
CAPRI | ADFSN0752N075SSSCN | EC000441 | EF005049 | Non | 9.0
CAPRI | ADFSN0752N075SSSCN | EC000441 | EF005337 | Non | 9.0
CAPRI | ADFSN0752N075SSSCN | EC000441 | EF012184 | Non | 9.0
CAPRI | ADFSN0752N075SSSCN | EC000441 | EF012547 | Non | 9.0
CAPRI | ADFSN0752N075SSSCN | EC000441 | EF024919 | Non | 9.0
CAPRI | ADFSN0753M25NPSCN | EC000441 | EF000025 | Non | 9.0
CAPRI | ADFSN0753M25NPSCN | EC000441 | EF000084 | Non | 9.0
CAPRI | ADFSN0753M25NPSCN | EC000441 | EF000734 | Non | 9.0
CAPRI | ADFSN0753M25NPSCN | EC000441 | EF000878 | Non | 9.0
CAPRI | ADFSN0753M25NPSCN | EC000441 | EF000881 | Non | 9.0
CAPRI | ADFSN0753M25NPSCN | EC000441 | EF001062 | Non | 9.0
CAPRI | ADFSN0753M25NPSCN | EC000441 | EF001210 | Non | 9.0
CAPRI | ADFSN0753M25NPSCN | EC000441 | EF004191 | Non | 9.0
CAPRI | ADFSN0753M25NPSCN | EC000441 | EF004685 | Non | 9.0
CAPRI | ADFSN0753M25NPSCN | EC000441 | EF005004 | Non | 9.0
CAPRI | ADFSN0753M25NPSCN | EC000441 | EF005049 | Non | 9.0
CAPRI | ADFSN0753M25NPSCN | EC000441 | EF005337 | Non | 9.0
CAPRI | ADFSN0753M25NPSCN | EC000441 | EF012184 | Non | 9.0
CAPRI | ADFSN0753M25NPSCN | EC000441 | EF012547 | Non | 9.0
CAPRI | ADFSN0753M25NPSCN | EC000441 | EF024919 | Non | 9.0
CAPRI | ADFSN0753M25SSSCN | EC000441 | EF000025 | Non | 9.0
CAPRI | ADFSN0753M25SSSCN | EC000441 | EF000084 | Non | 9.0
CAPRI | ADFSN0753M25SSSCN | EC000441 | EF000734 | Non | 9.0
CAPRI | ADFSN0753M25SSSCN | EC000441 | EF000878 | Non | 9.0
CAPRI | ADFSN0753M25SSSCN | EC000441 | EF000881 | Non | 9.0
CAPRI | ADFSN0753M25SSSCN | EC000441 | EF001062 | Non | 9.0
CAPRI | ADFSN0753M25SSSCN | EC000441 | EF001210 | Non | 9.0
CAPRI | ADFSN0753M25SSSCN | EC000441 | EF004191 | Non | 9.0
CAPRI | ADFSN0753M25SSSCN | EC000441 | EF004685 | Non | 9.0
CAPRI | ADFSN0753M25SSSCN | EC000441 | EF005004 | Non | 9.0
CAPRI | ADFSN0753M25SSSCN | EC000441 | EF005049 | Non | 9.0
CAPRI | ADFSN0753M25SSSCN | EC000441 | EF005337 | Non | 9.0
CAPRI | ADFSN0753M25SSSCN | EC000441 | EF012184 | Non | 9.0
CAPRI | ADFSN0753M25SSSCN | EC000441 | EF012547 | Non | 9.0
CAPRI | ADFSN0753M25SSSCN | EC000441 | EF024919 | Non | 9.0
CAPRI | ADFSN0753N075NPSCN | EC000441 | EF000025 | Non | 9.0
CAPRI | ADFSN0753N075NPSCN | EC000441 | EF000084 | Non | 9.0
CAPRI | ADFSN0753N075NPSCN | EC000441 | EF000734 | Non | 9.0
CAPRI | ADFSN0753N075NPSCN | EC000441 | EF000878 | Non | 9.0
CAPRI | ADFSN0753N075NPSCN | EC000441 | EF000881 | Non | 9.0
CAPRI | ADFSN0753N075NPSCN | EC000441 | EF001062 | Non | 9.0
CAPRI | ADFSN0753N075NPSCN | EC000441 | EF001210 | Non | 9.0
CAPRI | ADFSN0753N075NPSCN | EC000441 | EF004191 | Non | 9.0
CAPRI | ADFSN0753N075NPSCN | EC000441 | EF004685 | Non | 9.0
CAPRI | ADFSN0753N075NPSCN | EC000441 | EF005004 | Non | 9.0
CAPRI | ADFSN0753N075NPSCN | EC000441 | EF005049 | Non | 9.0
CAPRI | ADFSN0753N075NPSCN | EC000441 | EF005337 | Non | 9.0
CAPRI | ADFSN0753N075NPSCN | EC000441 | EF012184 | Non | 9.0
CAPRI | ADFSN0753N075NPSCN | EC000441 | EF012547 | Non | 9.0
CAPRI | ADFSN0753N075NPSCN | EC000441 | EF024919 | Non | 9.0
CAPRI | ADFSN0753N075SSSCN | EC000441 | EF000025 | Non | 9.0
CAPRI | ADFSN0753N075SSSCN | EC000441 | EF000084 | Non | 9.0
CAPRI | ADFSN0753N075SSSCN | EC000441 | EF000734 | Non | 9.0
CAPRI | ADFSN0753N075SSSCN | EC000441 | EF000878 | Non | 9.0
CAPRI | ADFSN0753N075SSSCN | EC000441 | EF000881 | Non | 9.0
CAPRI | ADFSN0753N075SSSCN | EC000441 | EF001062 | Non | 9.0
CAPRI | ADFSN0753N075SSSCN | EC000441 | EF001210 | Non | 9.0
CAPRI | ADFSN0753N075SSSCN | EC000441 | EF004191 | Non | 9.0
CAPRI | ADFSN0753N075SSSCN | EC000441 | EF004685 | Non | 9.0
CAPRI | ADFSN0753N075SSSCN | EC000441 | EF005004 | Non | 9.0
CAPRI | ADFSN0753N075SSSCN | EC000441 | EF005049 | Non | 9.0
CAPRI | ADFSN0753N075SSSCN | EC000441 | EF005337 | Non | 9.0
CAPRI | ADFSN0753N075SSSCN | EC000441 | EF012184 | Non | 9.0
CAPRI | ADFSN0753N075SSSCN | EC000441 | EF012547 | Non | 9.0
CAPRI | ADFSN0753N075SSSCN | EC000441 | EF024919 | Non | 9.0
CAPRI | ADFSN1002M32NPSCN | EC000441 | EF000025 | Non | 9.0
CAPRI | ADFSN1002M32NPSCN | EC000441 | EF000084 | Non | 9.0
CAPRI | ADFSN1002M32NPSCN | EC000441 | EF000734 | Non | 9.0
CAPRI | ADFSN1002M32NPSCN | EC000441 | EF000878 | Non | 9.0
CAPRI | ADFSN1002M32NPSCN | EC000441 | EF000881 | Non | 9.0
CAPRI | ADFSN1002M32NPSCN | EC000441 | EF001062 | Non | 9.0
CAPRI | ADFSN1002M32NPSCN | EC000441 | EF001210 | Non | 9.0
CAPRI | ADFSN1002M32NPSCN | EC000441 | EF004191 | Non | 9.0
CAPRI | ADFSN1002M32NPSCN | EC000441 | EF004685 | Non | 9.0
CAPRI | ADFSN1002M32NPSCN | EC000441 | EF005004 | Non | 9.0
CAPRI | ADFSN1002M32NPSCN | EC000441 | EF005049 | Non | 9.0
CAPRI | ADFSN1002M32NPSCN | EC000441 | EF005337 | Non | 9.0
CAPRI | ADFSN1002M32NPSCN | EC000441 | EF012184 | Non | 9.0
CAPRI | ADFSN1002M32NPSCN | EC000441 | EF012547 | Non | 9.0
CAPRI | ADFSN1002M32NPSCN | EC000441 | EF024919 | Non | 9.0
CAPRI | ADFSN1002M32SSSCN | EC000441 | EF000025 | Non | 9.0
CAPRI | ADFSN1002M32SSSCN | EC000441 | EF000084 | Non | 9.0
CAPRI | ADFSN1002M32SSSCN | EC000441 | EF000734 | Non | 9.0
CAPRI | ADFSN1002M32SSSCN | EC000441 | EF000878 | Non | 9.0
CAPRI | ADFSN1002M32SSSCN | EC000441 | EF000881 | Non | 9.0
CAPRI | ADFSN1002M32SSSCN | EC000441 | EF001062 | Non | 9.0
CAPRI | ADFSN1002M32SSSCN | EC000441 | EF001210 | Non | 9.0
CAPRI | ADFSN1002M32SSSCN | EC000441 | EF004191 | Non | 9.0
CAPRI | ADFSN1002M32SSSCN | EC000441 | EF004685 | Non | 9.0
CAPRI | ADFSN1002M32SSSCN | EC000441 | EF005004 | Non | 9.0
CAPRI | ADFSN1002M32SSSCN | EC000441 | EF005049 | Non | 9.0
CAPRI | ADFSN1002M32SSSCN | EC000441 | EF005337 | Non | 9.0
CAPRI | ADFSN1002M32SSSCN | EC000441 | EF012184 | Non | 9.0
CAPRI | ADFSN1002M32SSSCN | EC000441 | EF012547 | Non | 9.0
CAPRI | ADFSN1002M32SSSCN | EC000441 | EF024919 | Non | 9.0
CAPRI | ADFSN1002N100NPSCN | EC000441 | EF000025 | Non | 9.0
CAPRI | ADFSN1002N100NPSCN | EC000441 | EF000084 | Non | 9.0
CAPRI | ADFSN1002N100NPSCN | EC000441 | EF000734 | Non | 9.0
CAPRI | ADFSN1002N100NPSCN | EC000441 | EF000878 | Non | 9.0
CAPRI | ADFSN1002N100NPSCN | EC000441 | EF000881 | Non | 9.0
CAPRI | ADFSN1002N100NPSCN | EC000441 | EF001062 | Non | 9.0
CAPRI | ADFSN1002N100NPSCN | EC000441 | EF001210 | Non | 9.0
CAPRI | ADFSN1002N100NPSCN | EC000441 | EF004191 | Non | 9.0
CAPRI | ADFSN1002N100NPSCN | EC000441 | EF004685 | Non | 9.0
CAPRI | ADFSN1002N100NPSCN | EC000441 | EF005004 | Non | 9.0
CAPRI | ADFSN1002N100NPSCN | EC000441 | EF005049 | Non | 9.0
CAPRI | ADFSN1002N100NPSCN | EC000441 | EF005337 | Non | 9.0
CAPRI | ADFSN1002N100NPSCN | EC000441 | EF012184 | Non | 9.0
CAPRI | ADFSN1002N100NPSCN | EC000441 | EF012547 | Non | 9.0
CAPRI | ADFSN1002N100NPSCN | EC000441 | EF024919 | Non | 9.0
CAPRI | ADFSN1002N100SSSCN | EC000441 | EF000025 | Non | 9.0
CAPRI | ADFSN1002N100SSSCN | EC000441 | EF000084 | Non | 9.0
CAPRI | ADFSN1002N100SSSCN | EC000441 | EF000734 | Non | 9.0
CAPRI | ADFSN1002N100SSSCN | EC000441 | EF000878 | Non | 9.0
CAPRI | ADFSN1002N100SSSCN | EC000441 | EF000881 | Non | 9.0
CAPRI | ADFSN1002N100SSSCN | EC000441 | EF001062 | Non | 9.0
CAPRI | ADFSN1002N100SSSCN | EC000441 | EF001210 | Non | 9.0
CAPRI | ADFSN1002N100SSSCN | EC000441 | EF004191 | Non | 9.0
CAPRI | ADFSN1002N100SSSCN | EC000441 | EF004685 | Non | 9.0
CAPRI | ADFSN1002N100SSSCN | EC000441 | EF005004 | Non | 9.0
CAPRI | ADFSN1002N100SSSCN | EC000441 | EF005049 | Non | 9.0
CAPRI | ADFSN1002N100SSSCN | EC000441 | EF005337 | Non | 9.0
CAPRI | ADFSN1002N100SSSCN | EC000441 | EF012184 | Non | 9.0
CAPRI | ADFSN1002N100SSSCN | EC000441 | EF012547 | Non | 9.0
CAPRI | ADFSN1002N100SSSCN | EC000441 | EF024919 | Non | 9.0
CAPRI | ADFSN1003M32NPSCN | EC000441 | EF000025 | Non | 9.0
CAPRI | ADFSN1003M32NPSCN | EC000441 | EF000084 | Non | 9.0
CAPRI | ADFSN1003M32NPSCN | EC000441 | EF000734 | Non | 9.0
CAPRI | ADFSN1003M32NPSCN | EC000441 | EF000878 | Non | 9.0
CAPRI | ADFSN1003M32NPSCN | EC000441 | EF000881 | Non | 9.0
CAPRI | ADFSN1003M32NPSCN | EC000441 | EF001062 | Non | 9.0
CAPRI | ADFSN1003M32NPSCN | EC000441 | EF001210 | Non | 9.0
CAPRI | ADFSN1003M32NPSCN | EC000441 | EF004191 | Non | 9.0
CAPRI | ADFSN1003M32NPSCN | EC000441 | EF004685 | Non | 9.0
CAPRI | ADFSN1003M32NPSCN | EC000441 | EF005004 | Non | 9.0
CAPRI | ADFSN1003M32NPSCN | EC000441 | EF005049 | Non | 9.0
CAPRI | ADFSN1003M32NPSCN | EC000441 | EF005337 | Non | 9.0
CAPRI | ADFSN1003M32NPSCN | EC000441 | EF012184 | Non | 9.0
CAPRI | ADFSN1003M32NPSCN | EC000441 | EF012547 | Non | 9.0
CAPRI | ADFSN1003M32NPSCN | EC000441 | EF024919 | Non | 9.0
CAPRI | ADFSN1003M32SSSCN | EC000441 | EF000025 | Non | 9.0
CAPRI | ADFSN1003M32SSSCN | EC000441 | EF000084 | Non | 9.0
CAPRI | ADFSN1003M32SSSCN | EC000441 | EF000734 | Non | 9.0
CAPRI | ADFSN1003M32SSSCN | EC000441 | EF000878 | Non | 9.0
CAPRI | ADFSN1003M32SSSCN | EC000441 | EF000881 | Non | 9.0
CAPRI | ADFSN1003M32SSSCN | EC000441 | EF001062 | Non | 9.0
CAPRI | ADFSN1003M32SSSCN | EC000441 | EF001210 | Non | 9.0
CAPRI | ADFSN1003M32SSSCN | EC000441 | EF004191 | Non | 9.0
CAPRI | ADFSN1003M32SSSCN | EC000441 | EF004685 | Non | 9.0
CAPRI | ADFSN1003M32SSSCN | EC000441 | EF005004 | Non | 9.0
CAPRI | ADFSN1003M32SSSCN | EC000441 | EF005049 | Non | 9.0
CAPRI | ADFSN1003M32SSSCN | EC000441 | EF005337 | Non | 9.0
CAPRI | ADFSN1003M32SSSCN | EC000441 | EF012184 | Non | 9.0
CAPRI | ADFSN1003M32SSSCN | EC000441 | EF012547 | Non | 9.0
CAPRI | ADFSN1003M32SSSCN | EC000441 | EF024919 | Non | 9.0
CAPRI | ADFSN1003N100NPSCN | EC000441 | EF000025 | Non | 9.0
CAPRI | ADFSN1003N100NPSCN | EC000441 | EF000084 | Non | 9.0
CAPRI | ADFSN1003N100NPSCN | EC000441 | EF000734 | Non | 9.0
CAPRI | ADFSN1003N100NPSCN | EC000441 | EF000878 | Non | 9.0
CAPRI | ADFSN1003N100NPSCN | EC000441 | EF000881 | Non | 9.0
CAPRI | ADFSN1003N100NPSCN | EC000441 | EF001062 | Non | 9.0
CAPRI | ADFSN1003N100NPSCN | EC000441 | EF001210 | Non | 9.0
CAPRI | ADFSN1003N100NPSCN | EC000441 | EF004191 | Non | 9.0
CAPRI | ADFSN1003N100NPSCN | EC000441 | EF004685 | Non | 9.0
CAPRI | ADFSN1003N100NPSCN | EC000441 | EF005004 | Non | 9.0
CAPRI | ADFSN1003N100NPSCN | EC000441 | EF005049 | Non | 9.0
CAPRI | ADFSN1003N100NPSCN | EC000441 | EF005337 | Non | 9.0
CAPRI | ADFSN1003N100NPSCN | EC000441 | EF012184 | Non | 9.0
CAPRI | ADFSN1003N100NPSCN | EC000441 | EF012547 | Non | 9.0
CAPRI | ADFSN1003N100NPSCN | EC000441 | EF024919 | Non | 9.0
CAPRI | ADFSN1003N100SSSCN | EC000441 | EF000025 | Non | 9.0
CAPRI | ADFSN1003N100SSSCN | EC000441 | EF000084 | Non | 9.0
CAPRI | ADFSN1003N100SSSCN | EC000441 | EF000734 | Non | 9.0
CAPRI | ADFSN1003N100SSSCN | EC000441 | EF000878 | Non | 9.0
CAPRI | ADFSN1003N100SSSCN | EC000441 | EF000881 | Non | 9.0
CAPRI | ADFSN1003N100SSSCN | EC000441 | EF001062 | Non | 9.0
CAPRI | ADFSN1003N100SSSCN | EC000441 | EF001210 | Non | 9.0
CAPRI | ADFSN1003N100SSSCN | EC000441 | EF004191 | Non | 9.0
CAPRI | ADFSN1003N100SSSCN | EC000441 | EF004685 | Non | 9.0
CAPRI | ADFSN1003N100SSSCN | EC000441 | EF005004 | Non | 9.0
CAPRI | ADFSN1003N100SSSCN | EC000441 | EF005049 | Non | 9.0
CAPRI | ADFSN1003N100SSSCN | EC000441 | EF005337 | Non | 9.0
CAPRI | ADFSN1003N100SSSCN | EC000441 | EF012184 | Non | 9.0
CAPRI | ADFSN1003N100SSSCN | EC000441 | EF012547 | Non | 9.0
CAPRI | ADFSN1003N100SSSCN | EC000441 | EF024919 | Non | 9.0
CAPRI | ADFSN1252M40NPSCN | EC000441 | EF000025 | Non | 9.0
CAPRI | ADFSN1252M40NPSCN | EC000441 | EF000084 | Non | 9.0
CAPRI | ADFSN1252M40NPSCN | EC000441 | EF000734 | Non | 9.0
CAPRI | ADFSN1252M40NPSCN | EC000441 | EF000878 | Non | 9.0
CAPRI | ADFSN1252M40NPSCN | EC000441 | EF000881 | Non | 9.0
CAPRI | ADFSN1252M40NPSCN | EC000441 | EF001062 | Non | 9.0
CAPRI | ADFSN1252M40NPSCN | EC000441 | EF001210 | Non | 9.0
CAPRI | ADFSN1252M40NPSCN | EC000441 | EF004191 | Non | 9.0
CAPRI | ADFSN1252M40NPSCN | EC000441 | EF004685 | Non | 9.0
CAPRI | ADFSN1252M40NPSCN | EC000441 | EF005004 | Non | 9.0
CAPRI | ADFSN1252M40NPSCN | EC000441 | EF005049 | Non | 9.0
CAPRI | ADFSN1252M40NPSCN | EC000441 | EF005337 | Non | 9.0
CAPRI | ADFSN1252M40NPSCN | EC000441 | EF012184 | Non | 9.0
CAPRI | ADFSN1252M40NPSCN | EC000441 | EF012547 | Non | 9.0
CAPRI | ADFSN1252M40NPSCN | EC000441 | EF024919 | Non | 9.0
CAPRI | ADFSN1252M40SSSCN | EC000441 | EF000025 | Non | 9.0
CAPRI | ADFSN1252M40SSSCN | EC000441 | EF000084 | Non | 9.0
CAPRI | ADFSN1252M40SSSCN | EC000441 | EF000734 | Non | 9.0
CAPRI | ADFSN1252M40SSSCN | EC000441 | EF000878 | Non | 9.0
CAPRI | ADFSN1252M40SSSCN | EC000441 | EF000881 | Non | 9.0
CAPRI | ADFSN1252M40SSSCN | EC000441 | EF001062 | Non | 9.0
CAPRI | ADFSN1252M40SSSCN | EC000441 | EF001210 | Non | 9.0
CAPRI | ADFSN1252M40SSSCN | EC000441 | EF004191 | Non | 9.0
CAPRI | ADFSN1252M40SSSCN | EC000441 | EF004685 | Non | 9.0
CAPRI | ADFSN1252M40SSSCN | EC000441 | EF005004 | Non | 9.0
CAPRI | ADFSN1252M40SSSCN | EC000441 | EF005049 | Non | 9.0
CAPRI | ADFSN1252M40SSSCN | EC000441 | EF005337 | Non | 9.0
CAPRI | ADFSN1252M40SSSCN | EC000441 | EF012184 | Non | 9.0
CAPRI | ADFSN1252M40SSSCN | EC000441 | EF012547 | Non | 9.0
CAPRI | ADFSN1252M40SSSCN | EC000441 | EF024919 | Non | 9.0
CAPRI | ADFSN1252N125NPSCN | EC000441 | EF000025 | Non | 9.0
CAPRI | ADFSN1252N125NPSCN | EC000441 | EF000084 | Non | 9.0
CAPRI | ADFSN1252N125NPSCN | EC000441 | EF000734 | Non | 9.0
CAPRI | ADFSN1252N125NPSCN | EC000441 | EF000878 | Non | 9.0
CAPRI | ADFSN1252N125NPSCN | EC000441 | EF000881 | Non | 9.0
CAPRI | ADFSN1252N125NPSCN | EC000441 | EF001062 | Non | 9.0
CAPRI | ADFSN1252N125NPSCN | EC000441 | EF001210 | Non | 9.0
CAPRI | ADFSN1252N125NPSCN | EC000441 | EF004191 | Non | 9.0
CAPRI | ADFSN1252N125NPSCN | EC000441 | EF004685 | Non | 9.0
CAPRI | ADFSN1252N125NPSCN | EC000441 | EF005004 | Non | 9.0
CAPRI | ADFSN1252N125NPSCN | EC000441 | EF005049 | Non | 9.0
CAPRI | ADFSN1252N125NPSCN | EC000441 | EF005337 | Non | 9.0
CAPRI | ADFSN1252N125NPSCN | EC000441 | EF012184 | Non | 9.0
CAPRI | ADFSN1252N125NPSCN | EC000441 | EF012547 | Non | 9.0
CAPRI | ADFSN1252N125NPSCN | EC000441 | EF024919 | Non | 9.0
CAPRI | ADFSN1252N125SSSCN | EC000441 | EF000025 | Non | 9.0
CAPRI | ADFSN1252N125SSSCN | EC000441 | EF000084 | Non | 9.0
CAPRI | ADFSN1252N125SSSCN | EC000441 | EF000734 | Non | 9.0
CAPRI | ADFSN1252N125SSSCN | EC000441 | EF000878 | Non | 9.0
CAPRI | ADFSN1252N125SSSCN | EC000441 | EF000881 | Non | 9.0
CAPRI | ADFSN1252N125SSSCN | EC000441 | EF001062 | Non | 9.0
CAPRI | ADFSN1252N125SSSCN | EC000441 | EF001210 | Non | 9.0
CAPRI | ADFSN1252N125SSSCN | EC000441 | EF004191 | Non | 9.0
CAPRI | ADFSN1252N125SSSCN | EC000441 | EF004685 | Non | 9.0
CAPRI | ADFSN1252N125SSSCN | EC000441 | EF005004 | Non | 9.0
CAPRI | ADFSN1252N125SSSCN | EC000441 | EF005049 | Non | 9.0
CAPRI | ADFSN1252N125SSSCN | EC000441 | EF005337 | Non | 9.0
CAPRI | ADFSN1252N125SSSCN | EC000441 | EF012184 | Non | 9.0
CAPRI | ADFSN1252N125SSSCN | EC000441 | EF012547 | Non | 9.0
CAPRI | ADFSN1252N125SSSCN | EC000441 | EF024919 | Non | 9.0
CAPRI | ADFSN1253M40NPSCN | EC000441 | EF000025 | Non | 9.0
CAPRI | ADFSN1253M40NPSCN | EC000441 | EF000084 | Non | 9.0
CAPRI | ADFSN1253M40NPSCN | EC000441 | EF000734 | Non | 9.0
CAPRI | ADFSN1253M40NPSCN | EC000441 | EF000878 | Non | 9.0
CAPRI | ADFSN1253M40NPSCN | EC000441 | EF000881 | Non | 9.0
CAPRI | ADFSN1253M40NPSCN | EC000441 | EF001062 | Non | 9.0
CAPRI | ADFSN1253M40NPSCN | EC000441 | EF001210 | Non | 9.0
CAPRI | ADFSN1253M40NPSCN | EC000441 | EF004191 | Non | 9.0
CAPRI | ADFSN1253M40NPSCN | EC000441 | EF004685 | Non | 9.0
CAPRI | ADFSN1253M40NPSCN | EC000441 | EF005004 | Non | 9.0
CAPRI | ADFSN1253M40NPSCN | EC000441 | EF005049 | Non | 9.0
CAPRI | ADFSN1253M40NPSCN | EC000441 | EF005337 | Non | 9.0
CAPRI | ADFSN1253M40NPSCN | EC000441 | EF012184 | Non | 9.0
CAPRI | ADFSN1253M40NPSCN | EC000441 | EF012547 | Non | 9.0
CAPRI | ADFSN1253M40NPSCN | EC000441 | EF024919 | Non | 9.0
CAPRI | ADFSN1253M40SSSCN | EC000441 | EF000025 | Non | 9.0
CAPRI | ADFSN1253M40SSSCN | EC000441 | EF000084 | Non | 9.0
CAPRI | ADFSN1253M40SSSCN | EC000441 | EF000734 | Non | 9.0
CAPRI | ADFSN1253M40SSSCN | EC000441 | EF000878 | Non | 9.0
CAPRI | ADFSN1253M40SSSCN | EC000441 | EF000881 | Non | 9.0
CAPRI | ADFSN1253M40SSSCN | EC000441 | EF001062 | Non | 9.0
CAPRI | ADFSN1253M40SSSCN | EC000441 | EF001210 | Non | 9.0
CAPRI | ADFSN1253M40SSSCN | EC000441 | EF004191 | Non | 9.0
CAPRI | ADFSN1253M40SSSCN | EC000441 | EF004685 | Non | 9.0
CAPRI | ADFSN1253M40SSSCN | EC000441 | EF005004 | Non | 9.0
CAPRI | ADFSN1253M40SSSCN | EC000441 | EF005049 | Non | 9.0
CAPRI | ADFSN1253M40SSSCN | EC000441 | EF005337 | Non | 9.0
CAPRI | ADFSN1253M40SSSCN | EC000441 | EF012184 | Non | 9.0
CAPRI | ADFSN1253M40SSSCN | EC000441 | EF012547 | Non | 9.0
CAPRI | ADFSN1253M40SSSCN | EC000441 | EF024919 | Non | 9.0
CAPRI | ADFSN1253N125NPSCN | EC000441 | EF000025 | Non | 9.0
CAPRI | ADFSN1253N125NPSCN | EC000441 | EF000084 | Non | 9.0
CAPRI | ADFSN1253N125NPSCN | EC000441 | EF000734 | Non | 9.0
CAPRI | ADFSN1253N125NPSCN | EC000441 | EF000878 | Non | 9.0
CAPRI | ADFSN1253N125NPSCN | EC000441 | EF000881 | Non | 9.0
CAPRI | ADFSN1253N125NPSCN | EC000441 | EF001062 | Non | 9.0
CAPRI | ADFSN1253N125NPSCN | EC000441 | EF001210 | Non | 9.0
CAPRI | ADFSN1253N125NPSCN | EC000441 | EF004191 | Non | 9.0
CAPRI | ADFSN1253N125NPSCN | EC000441 | EF004685 | Non | 9.0
CAPRI | ADFSN1253N125NPSCN | EC000441 | EF005004 | Non | 9.0
CAPRI | ADFSN1253N125NPSCN | EC000441 | EF005049 | Non | 9.0
CAPRI | ADFSN1253N125NPSCN | EC000441 | EF005337 | Non | 9.0
CAPRI | ADFSN1253N125NPSCN | EC000441 | EF012184 | Non | 9.0
CAPRI | ADFSN1253N125NPSCN | EC000441 | EF012547 | Non | 9.0
CAPRI | ADFSN1253N125NPSCN | EC000441 | EF024919 | Non | 9.0
CAPRI | ADFSN1253N125SSSCN | EC000441 | EF000025 | Non | 9.0
CAPRI | ADFSN1253N125SSSCN | EC000441 | EF000084 | Non | 9.0
CAPRI | ADFSN1253N125SSSCN | EC000441 | EF000734 | Non | 9.0
CAPRI | ADFSN1253N125SSSCN | EC000441 | EF000878 | Non | 9.0
CAPRI | ADFSN1253N125SSSCN | EC000441 | EF000881 | Non | 9.0
CAPRI | ADFSN1253N125SSSCN | EC000441 | EF001062 | Non | 9.0
CAPRI | ADFSN1253N125SSSCN | EC000441 | EF001210 | Non | 9.0
CAPRI | ADFSN1253N125SSSCN | EC000441 | EF004191 | Non | 9.0
CAPRI | ADFSN1253N125SSSCN | EC000441 | EF004685 | Non | 9.0
CAPRI | ADFSN1253N125SSSCN | EC000441 | EF005004 | Non | 9.0
CAPRI | ADFSN1253N125SSSCN | EC000441 | EF005049 | Non | 9.0
CAPRI | ADFSN1253N125SSSCN | EC000441 | EF005337 | Non | 9.0
CAPRI | ADFSN1253N125SSSCN | EC000441 | EF012184 | Non | 9.0
CAPRI | ADFSN1253N125SSSCN | EC000441 | EF012547 | Non | 9.0
CAPRI | ADFSN1253N125SSSCN | EC000441 | EF024919 | Non | 9.0
CAPRI | ADFSN1501M50NPSCN | EC000441 | EF000025 | Non | 9.0
CAPRI | ADFSN1501M50NPSCN | EC000441 | EF000084 | Non | 9.0
CAPRI | ADFSN1501M50NPSCN | EC000441 | EF000734 | Non | 9.0
CAPRI | ADFSN1501M50NPSCN | EC000441 | EF000878 | Non | 9.0
CAPRI | ADFSN1501M50NPSCN | EC000441 | EF000881 | Non | 9.0
CAPRI | ADFSN1501M50NPSCN | EC000441 | EF001062 | Non | 9.0
CAPRI | ADFSN1501M50NPSCN | EC000441 | EF001210 | Non | 9.0
CAPRI | ADFSN1501M50NPSCN | EC000441 | EF004191 | Non | 9.0
CAPRI | ADFSN1501M50NPSCN | EC000441 | EF004685 | Non | 9.0
CAPRI | ADFSN1501M50NPSCN | EC000441 | EF005004 | Non | 9.0
CAPRI | ADFSN1501M50NPSCN | EC000441 | EF005049 | Non | 9.0
CAPRI | ADFSN1501M50NPSCN | EC000441 | EF005337 | Non | 9.0
CAPRI | ADFSN1501M50NPSCN | EC000441 | EF012184 | Non | 9.0
CAPRI | ADFSN1501M50NPSCN | EC000441 | EF012547 | Non | 9.0
CAPRI | ADFSN1501M50NPSCN | EC000441 | EF024919 | Non | 9.0
CAPRI | ADFSN1501M50SSSCN | EC000441 | EF000025 | Non | 9.0
CAPRI | ADFSN1501M50SSSCN | EC000441 | EF000084 | Non | 9.0
CAPRI | ADFSN1501M50SSSCN | EC000441 | EF000734 | Non | 9.0
CAPRI | ADFSN1501M50SSSCN | EC000441 | EF000878 | Non | 9.0
CAPRI | ADFSN1501M50SSSCN | EC000441 | EF000881 | Non | 9.0
CAPRI | ADFSN1501M50SSSCN | EC000441 | EF001062 | Non | 9.0
CAPRI | ADFSN1501M50SSSCN | EC000441 | EF001210 | Non | 9.0
CAPRI | ADFSN1501M50SSSCN | EC000441 | EF004191 | Non | 9.0
CAPRI | ADFSN1501M50SSSCN | EC000441 | EF004685 | Non | 9.0
CAPRI | ADFSN1501M50SSSCN | EC000441 | EF005004 | Non | 9.0
CAPRI | ADFSN1501M50SSSCN | EC000441 | EF005049 | Non | 9.0
CAPRI | ADFSN1501M50SSSCN | EC000441 | EF005337 | Non | 9.0
CAPRI | ADFSN1501M50SSSCN | EC000441 | EF012184 | Non | 9.0
CAPRI | ADFSN1501M50SSSCN | EC000441 | EF012547 | Non | 9.0
CAPRI | ADFSN1501M50SSSCN | EC000441 | EF024919 | Non | 9.0
CAPRI | ADFSN1501N150NPSCN | EC000441 | EF000025 | Non | 9.0
CAPRI | ADFSN1501N150NPSCN | EC000441 | EF000084 | Non | 9.0
CAPRI | ADFSN1501N150NPSCN | EC000441 | EF000734 | Non | 9.0
CAPRI | ADFSN1501N150NPSCN | EC000441 | EF000878 | Non | 9.0
CAPRI | ADFSN1501N150NPSCN | EC000441 | EF000881 | Non | 9.0
CAPRI | ADFSN1501N150NPSCN | EC000441 | EF001062 | Non | 9.0
CAPRI | ADFSN1501N150NPSCN | EC000441 | EF001210 | Non | 9.0
CAPRI | ADFSN1501N150NPSCN | EC000441 | EF004191 | Non | 9.0
CAPRI | ADFSN1501N150NPSCN | EC000441 | EF004685 | Non | 9.0
CAPRI | ADFSN1501N150NPSCN | EC000441 | EF005004 | Non | 9.0
CAPRI | ADFSN1501N150NPSCN | EC000441 | EF005049 | Non | 9.0
CAPRI | ADFSN1501N150NPSCN | EC000441 | EF005337 | Non | 9.0
CAPRI | ADFSN1501N150NPSCN | EC000441 | EF012184 | Non | 9.0
CAPRI | ADFSN1501N150NPSCN | EC000441 | EF012547 | Non | 9.0
CAPRI | ADFSN1501N150NPSCN | EC000441 | EF024919 | Non | 9.0
CAPRI | ADFSN1501N150SSSCN | EC000441 | EF000025 | Non | 9.0
CAPRI | ADFSN1501N150SSSCN | EC000441 | EF000084 | Non | 9.0
CAPRI | ADFSN1501N150SSSCN | EC000441 | EF000734 | Non | 9.0
CAPRI | ADFSN1501N150SSSCN | EC000441 | EF000878 | Non | 9.0
CAPRI | ADFSN1501N150SSSCN | EC000441 | EF000881 | Non | 9.0
CAPRI | ADFSN1501N150SSSCN | EC000441 | EF001062 | Non | 9.0
CAPRI | ADFSN1501N150SSSCN | EC000441 | EF001210 | Non | 9.0
CAPRI | ADFSN1501N150SSSCN | EC000441 | EF004191 | Non | 9.0
CAPRI | ADFSN1501N150SSSCN | EC000441 | EF004685 | Non | 9.0
CAPRI | ADFSN1501N150SSSCN | EC000441 | EF005004 | Non | 9.0
CAPRI | ADFSN1501N150SSSCN | EC000441 | EF005049 | Non | 9.0
CAPRI | ADFSN1501N150SSSCN | EC000441 | EF005337 | Non | 9.0
CAPRI | ADFSN1501N150SSSCN | EC000441 | EF012184 | Non | 9.0
CAPRI | ADFSN1501N150SSSCN | EC000441 | EF012547 | Non | 9.0
CAPRI | ADFSN1501N150SSSCN | EC000441 | EF024919 | Non | 9.0
CAPRI | ADFSN2002M63NPSCN | EC000441 | EF000025 | Non | 9.0
CAPRI | ADFSN2002M63NPSCN | EC000441 | EF000084 | Non | 9.0
CAPRI | ADFSN2002M63NPSCN | EC000441 | EF000734 | Non | 9.0
CAPRI | ADFSN2002M63NPSCN | EC000441 | EF000878 | Non | 9.0
CAPRI | ADFSN2002M63NPSCN | EC000441 | EF000881 | Non | 9.0
CAPRI | ADFSN2002M63NPSCN | EC000441 | EF001062 | Non | 9.0
CAPRI | ADFSN2002M63NPSCN | EC000441 | EF001210 | Non | 9.0
CAPRI | ADFSN2002M63NPSCN | EC000441 | EF004191 | Non | 9.0
CAPRI | ADFSN2002M63NPSCN | EC000441 | EF004685 | Non | 9.0
CAPRI | ADFSN2002M63NPSCN | EC000441 | EF005004 | Non | 9.0
CAPRI | ADFSN2002M63NPSCN | EC000441 | EF005049 | Non | 9.0
CAPRI | ADFSN2002M63NPSCN | EC000441 | EF005337 | Non | 9.0
CAPRI | ADFSN2002M63NPSCN | EC000441 | EF012184 | Non | 9.0
CAPRI | ADFSN2002M63NPSCN | EC000441 | EF012547 | Non | 9.0
CAPRI | ADFSN2002M63NPSCN | EC000441 | EF024919 | Non | 9.0
CAPRI | ADFSN2002M63SSSCN | EC000441 | EF000025 | Non | 9.0
CAPRI | ADFSN2002M63SSSCN | EC000441 | EF000084 | Non | 9.0
CAPRI | ADFSN2002M63SSSCN | EC000441 | EF000734 | Non | 9.0
CAPRI | ADFSN2002M63SSSCN | EC000441 | EF000878 | Non | 9.0
CAPRI | ADFSN2002M63SSSCN | EC000441 | EF000881 | Non | 9.0
CAPRI | ADFSN2002M63SSSCN | EC000441 | EF001062 | Non | 9.0
CAPRI | ADFSN2002M63SSSCN | EC000441 | EF001210 | Non | 9.0
CAPRI | ADFSN2002M63SSSCN | EC000441 | EF004191 | Non | 9.0
CAPRI | ADFSN2002M63SSSCN | EC000441 | EF004685 | Non | 9.0
CAPRI | ADFSN2002M63SSSCN | EC000441 | EF005004 | Non | 9.0
CAPRI | ADFSN2002M63SSSCN | EC000441 | EF005049 | Non | 9.0
CAPRI | ADFSN2002M63SSSCN | EC000441 | EF005337 | Non | 9.0
CAPRI | ADFSN2002M63SSSCN | EC000441 | EF012184 | Non | 9.0
CAPRI | ADFSN2002M63SSSCN | EC000441 | EF012547 | Non | 9.0
CAPRI | ADFSN2002M63SSSCN | EC000441 | EF024919 | Non | 9.0
CAPRI | ADFSN2002N200NPSCN | EC000441 | EF000025 | Non | 9.0
CAPRI | ADFSN2002N200NPSCN | EC000441 | EF000084 | Non | 9.0
CAPRI | ADFSN2002N200NPSCN | EC000441 | EF000734 | Non | 9.0
CAPRI | ADFSN2002N200NPSCN | EC000441 | EF000878 | Non | 9.0
CAPRI | ADFSN2002N200NPSCN | EC000441 | EF000881 | Non | 9.0
CAPRI | ADFSN2002N200NPSCN | EC000441 | EF001062 | Non | 9.0
CAPRI | ADFSN2002N200NPSCN | EC000441 | EF001210 | Non | 9.0
CAPRI | ADFSN2002N200NPSCN | EC000441 | EF004191 | Non | 9.0
CAPRI | ADFSN2002N200NPSCN | EC000441 | EF004685 | Non | 9.0
CAPRI | ADFSN2002N200NPSCN | EC000441 | EF005004 | Non | 9.0
CAPRI | ADFSN2002N200NPSCN | EC000441 | EF005049 | Non | 9.0
CAPRI | ADFSN2002N200NPSCN | EC000441 | EF005337 | Non | 9.0
CAPRI | ADFSN2002N200NPSCN | EC000441 | EF012184 | Non | 9.0
CAPRI | ADFSN2002N200NPSCN | EC000441 | EF012547 | Non | 9.0
CAPRI | ADFSN2002N200NPSCN | EC000441 | EF024919 | Non | 9.0
CAPRI | ADFSN2002N200SSSCN | EC000441 | EF000025 | Non | 9.0
CAPRI | ADFSN2002N200SSSCN | EC000441 | EF000084 | Non | 9.0
CAPRI | ADFSN2002N200SSSCN | EC000441 | EF000734 | Non | 9.0
CAPRI | ADFSN2002N200SSSCN | EC000441 | EF000878 | Non | 9.0
CAPRI | ADFSN2002N200SSSCN | EC000441 | EF000881 | Non | 9.0
CAPRI | ADFSN2002N200SSSCN | EC000441 | EF001062 | Non | 9.0
CAPRI | ADFSN2002N200SSSCN | EC000441 | EF001210 | Non | 9.0
CAPRI | ADFSN2002N200SSSCN | EC000441 | EF004191 | Non | 9.0
CAPRI | ADFSN2002N200SSSCN | EC000441 | EF004685 | Non | 9.0
CAPRI | ADFSN2002N200SSSCN | EC000441 | EF005004 | Non | 9.0
CAPRI | ADFSN2002N200SSSCN | EC000441 | EF005049 | Non | 9.0
CAPRI | ADFSN2002N200SSSCN | EC000441 | EF005337 | Non | 9.0
CAPRI | ADFSN2002N200SSSCN | EC000441 | EF012184 | Non | 9.0
CAPRI | ADFSN2002N200SSSCN | EC000441 | EF012547 | Non | 9.0
CAPRI | ADFSN2002N200SSSCN | EC000441 | EF024919 | Non | 9.0
CAPRI | ADFSN2003M63NPSCN | EC000441 | EF000025 | Non | 9.0
CAPRI | ADFSN2003M63NPSCN | EC000441 | EF000084 | Non | 9.0
CAPRI | ADFSN2003M63NPSCN | EC000441 | EF000734 | Non | 9.0
CAPRI | ADFSN2003M63NPSCN | EC000441 | EF000878 | Non | 9.0
CAPRI | ADFSN2003M63NPSCN | EC000441 | EF000881 | Non | 9.0
CAPRI | ADFSN2003M63NPSCN | EC000441 | EF001062 | Non | 9.0
CAPRI | ADFSN2003M63NPSCN | EC000441 | EF001210 | Non | 9.0
CAPRI | ADFSN2003M63NPSCN | EC000441 | EF004191 | Non | 9.0
CAPRI | ADFSN2003M63NPSCN | EC000441 | EF004685 | Non | 9.0
CAPRI | ADFSN2003M63NPSCN | EC000441 | EF005004 | Non | 9.0
CAPRI | ADFSN2003M63NPSCN | EC000441 | EF005049 | Non | 9.0
CAPRI | ADFSN2003M63NPSCN | EC000441 | EF005337 | Non | 9.0
CAPRI | ADFSN2003M63NPSCN | EC000441 | EF012184 | Non | 9.0
CAPRI | ADFSN2003M63NPSCN | EC000441 | EF012547 | Non | 9.0
CAPRI | ADFSN2003M63NPSCN | EC000441 | EF024919 | Non | 9.0
CAPRI | ADFSN2003M63SSSCN | EC000441 | EF000025 | Non | 9.0
CAPRI | ADFSN2003M63SSSCN | EC000441 | EF000084 | Non | 9.0
CAPRI | ADFSN2003M63SSSCN | EC000441 | EF000734 | Non | 9.0
CAPRI | ADFSN2003M63SSSCN | EC000441 | EF000878 | Non | 9.0
CAPRI | ADFSN2003M63SSSCN | EC000441 | EF000881 | Non | 9.0
CAPRI | ADFSN2003M63SSSCN | EC000441 | EF001062 | Non | 9.0
CAPRI | ADFSN2003M63SSSCN | EC000441 | EF001210 | Non | 9.0
CAPRI | ADFSN2003M63SSSCN | EC000441 | EF004191 | Non | 9.0
CAPRI | ADFSN2003M63SSSCN | EC000441 | EF004685 | Non | 9.0
CAPRI | ADFSN2003M63SSSCN | EC000441 | EF005004 | Non | 9.0
CAPRI | ADFSN2003M63SSSCN | EC000441 | EF005049 | Non | 9.0
CAPRI | ADFSN2003M63SSSCN | EC000441 | EF005337 | Non | 9.0
CAPRI | ADFSN2003M63SSSCN | EC000441 | EF012184 | Non | 9.0
CAPRI | ADFSN2003M63SSSCN | EC000441 | EF012547 | Non | 9.0
CAPRI | ADFSN2003M63SSSCN | EC000441 | EF024919 | Non | 9.0
CAPRI | ADFSN2003N200NPSCN | EC000441 | EF000025 | Non | 9.0
CAPRI | ADFSN2003N200NPSCN | EC000441 | EF000084 | Non | 9.0
CAPRI | ADFSN2003N200NPSCN | EC000441 | EF000734 | Non | 9.0
CAPRI | ADFSN2003N200NPSCN | EC000441 | EF000878 | Non | 9.0
CAPRI | ADFSN2003N200NPSCN | EC000441 | EF000881 | Non | 9.0
CAPRI | ADFSN2003N200NPSCN | EC000441 | EF001062 | Non | 9.0
CAPRI | ADFSN2003N200NPSCN | EC000441 | EF001210 | Non | 9.0
CAPRI | ADFSN2003N200NPSCN | EC000441 | EF004191 | Non | 9.0
CAPRI | ADFSN2003N200NPSCN | EC000441 | EF004685 | Non | 9.0
CAPRI | ADFSN2003N200NPSCN | EC000441 | EF005004 | Non | 9.0
CAPRI | ADFSN2003N200NPSCN | EC000441 | EF005049 | Non | 9.0
CAPRI | ADFSN2003N200NPSCN | EC000441 | EF005337 | Non | 9.0
CAPRI | ADFSN2003N200NPSCN | EC000441 | EF012184 | Non | 9.0
CAPRI | ADFSN2003N200NPSCN | EC000441 | EF012547 | Non | 9.0
CAPRI | ADFSN2003N200NPSCN | EC000441 | EF024919 | Non | 9.0
CAPRI | ADFSN2003N200SSSCN | EC000441 | EF000025 | Non | 9.0
CAPRI | ADFSN2003N200SSSCN | EC000441 | EF000084 | Non | 9.0
CAPRI | ADFSN2003N200SSSCN | EC000441 | EF000734 | Non | 9.0
CAPRI | ADFSN2003N200SSSCN | EC000441 | EF000878 | Non | 9.0
CAPRI | ADFSN2003N200SSSCN | EC000441 | EF000881 | Non | 9.0
CAPRI | ADFSN2003N200SSSCN | EC000441 | EF001062 | Non | 9.0
CAPRI | ADFSN2003N200SSSCN | EC000441 | EF001210 | Non | 9.0
CAPRI | ADFSN2003N200SSSCN | EC000441 | EF004191 | Non | 9.0
CAPRI | ADFSN2003N200SSSCN | EC000441 | EF004685 | Non | 9.0
CAPRI | ADFSN2003N200SSSCN | EC000441 | EF005004 | Non | 9.0
CAPRI | ADFSN2003N200SSSCN | EC000441 | EF005049 | Non | 9.0
CAPRI | ADFSN2003N200SSSCN | EC000441 | EF005337 | Non | 9.0
CAPRI | ADFSN2003N200SSSCN | EC000441 | EF012184 | Non | 9.0
CAPRI | ADFSN2003N200SSSCN | EC000441 | EF012547 | Non | 9.0
CAPRI | ADFSN2003N200SSSCN | EC000441 | EF024919 | Non | 9.0
CAPRI | ADFSN2502M75NPSCN | EC000441 | EF000025 | Non | 9.0
CAPRI | ADFSN2502M75NPSCN | EC000441 | EF000084 | Non | 9.0
CAPRI | ADFSN2502M75NPSCN | EC000441 | EF000734 | Non | 9.0
CAPRI | ADFSN2502M75NPSCN | EC000441 | EF000878 | Non | 9.0
CAPRI | ADFSN2502M75NPSCN | EC000441 | EF000881 | Non | 9.0
CAPRI | ADFSN2502M75NPSCN | EC000441 | EF001062 | Non | 9.0
CAPRI | ADFSN2502M75NPSCN | EC000441 | EF001210 | Non | 9.0
CAPRI | ADFSN2502M75NPSCN | EC000441 | EF004191 | Non | 9.0
CAPRI | ADFSN2502M75NPSCN | EC000441 | EF004685 | Non | 9.0
CAPRI | ADFSN2502M75NPSCN | EC000441 | EF005004 | Non | 9.0
CAPRI | ADFSN2502M75NPSCN | EC000441 | EF005049 | Non | 9.0
CAPRI | ADFSN2502M75NPSCN | EC000441 | EF005337 | Non | 9.0
CAPRI | ADFSN2502M75NPSCN | EC000441 | EF012184 | Non | 9.0
CAPRI | ADFSN2502M75NPSCN | EC000441 | EF012547 | Non | 9.0
CAPRI | ADFSN2502M75NPSCN | EC000441 | EF024919 | Non | 9.0
CAPRI | ADFSN2502M75SSSCN | EC000441 | EF000025 | Non | 9.0
CAPRI | ADFSN2502M75SSSCN | EC000441 | EF000084 | Non | 9.0
CAPRI | ADFSN2502M75SSSCN | EC000441 | EF000734 | Non | 9.0
CAPRI | ADFSN2502M75SSSCN | EC000441 | EF000878 | Non | 9.0
CAPRI | ADFSN2502M75SSSCN | EC000441 | EF000881 | Non | 9.0
CAPRI | ADFSN2502M75SSSCN | EC000441 | EF001062 | Non | 9.0
CAPRI | ADFSN2502M75SSSCN | EC000441 | EF001210 | Non | 9.0
CAPRI | ADFSN2502M75SSSCN | EC000441 | EF004191 | Non | 9.0
CAPRI | ADFSN2502M75SSSCN | EC000441 | EF004685 | Non | 9.0
CAPRI | ADFSN2502M75SSSCN | EC000441 | EF005004 | Non | 9.0
CAPRI | ADFSN2502M75SSSCN | EC000441 | EF005049 | Non | 9.0
CAPRI | ADFSN2502M75SSSCN | EC000441 | EF005337 | Non | 9.0
CAPRI | ADFSN2502M75SSSCN | EC000441 | EF012184 | Non | 9.0
CAPRI | ADFSN2502M75SSSCN | EC000441 | EF012547 | Non | 9.0
CAPRI | ADFSN2502M75SSSCN | EC000441 | EF024919 | Non | 9.0
CAPRI | ADFSN2502N250NPSCN | EC000441 | EF000025 | Non | 9.0
CAPRI | ADFSN2502N250NPSCN | EC000441 | EF000084 | Non | 9.0
CAPRI | ADFSN2502N250NPSCN | EC000441 | EF000734 | Non | 9.0
CAPRI | ADFSN2502N250NPSCN | EC000441 | EF000878 | Non | 9.0
CAPRI | ADFSN2502N250NPSCN | EC000441 | EF000881 | Non | 9.0
CAPRI | ADFSN2502N250NPSCN | EC000441 | EF001062 | Non | 9.0
CAPRI | ADFSN2502N250NPSCN | EC000441 | EF001210 | Non | 9.0
CAPRI | ADFSN2502N250NPSCN | EC000441 | EF004191 | Non | 9.0
CAPRI | ADFSN2502N250NPSCN | EC000441 | EF004685 | Non | 9.0
CAPRI | ADFSN2502N250NPSCN | EC000441 | EF005004 | Non | 9.0
CAPRI | ADFSN2502N250NPSCN | EC000441 | EF005049 | Non | 9.0
CAPRI | ADFSN2502N250NPSCN | EC000441 | EF005337 | Non | 9.0
CAPRI | ADFSN2502N250NPSCN | EC000441 | EF012184 | Non | 9.0
CAPRI | ADFSN2502N250NPSCN | EC000441 | EF012547 | Non | 9.0
CAPRI | ADFSN2502N250NPSCN | EC000441 | EF024919 | Non | 9.0
CAPRI | ADFSN2502N250SSSCN | EC000441 | EF000025 | Non | 9.0
CAPRI | ADFSN2502N250SSSCN | EC000441 | EF000084 | Non | 9.0
CAPRI | ADFSN2502N250SSSCN | EC000441 | EF000734 | Non | 9.0
CAPRI | ADFSN2502N250SSSCN | EC000441 | EF000878 | Non | 9.0
CAPRI | ADFSN2502N250SSSCN | EC000441 | EF000881 | Non | 9.0
CAPRI | ADFSN2502N250SSSCN | EC000441 | EF001062 | Non | 9.0
CAPRI | ADFSN2502N250SSSCN | EC000441 | EF001210 | Non | 9.0
CAPRI | ADFSN2502N250SSSCN | EC000441 | EF004191 | Non | 9.0
CAPRI | ADFSN2502N250SSSCN | EC000441 | EF004685 | Non | 9.0
CAPRI | ADFSN2502N250SSSCN | EC000441 | EF005004 | Non | 9.0
CAPRI | ADFSN2502N250SSSCN | EC000441 | EF005049 | Non | 9.0
CAPRI | ADFSN2502N250SSSCN | EC000441 | EF005337 | Non | 9.0
CAPRI | ADFSN2502N250SSSCN | EC000441 | EF012184 | Non | 9.0
CAPRI | ADFSN2502N250SSSCN | EC000441 | EF012547 | Non | 9.0
CAPRI | ADFSN2502N250SSSCN | EC000441 | EF024919 | Non | 9.0
CAPRI | ADFSN2503M75NPSCN | EC000441 | EF000025 | Non | 9.0
CAPRI | ADFSN2503M75NPSCN | EC000441 | EF000084 | Non | 9.0
CAPRI | ADFSN2503M75NPSCN | EC000441 | EF000734 | Non | 9.0
CAPRI | ADFSN2503M75NPSCN | EC000441 | EF000878 | Non | 9.0
CAPRI | ADFSN2503M75NPSCN | EC000441 | EF000881 | Non | 9.0
CAPRI | ADFSN2503M75NPSCN | EC000441 | EF001062 | Non | 9.0
CAPRI | ADFSN2503M75NPSCN | EC000441 | EF001210 | Non | 9.0
CAPRI | ADFSN2503M75NPSCN | EC000441 | EF004191 | Non | 9.0
CAPRI | ADFSN2503M75NPSCN | EC000441 | EF004685 | Non | 9.0
CAPRI | ADFSN2503M75NPSCN | EC000441 | EF005004 | Non | 9.0
CAPRI | ADFSN2503M75NPSCN | EC000441 | EF005049 | Non | 9.0
CAPRI | ADFSN2503M75NPSCN | EC000441 | EF005337 | Non | 9.0
CAPRI | ADFSN2503M75NPSCN | EC000441 | EF012184 | Non | 9.0
CAPRI | ADFSN2503M75NPSCN | EC000441 | EF012547 | Non | 9.0
CAPRI | ADFSN2503M75NPSCN | EC000441 | EF024919 | Non | 9.0
CAPRI | ADFSN2503M75SSSCN | EC000441 | EF000025 | Non | 9.0
CAPRI | ADFSN2503M75SSSCN | EC000441 | EF000084 | Non | 9.0
CAPRI | ADFSN2503M75SSSCN | EC000441 | EF000734 | Non | 9.0
CAPRI | ADFSN2503M75SSSCN | EC000441 | EF000878 | Non | 9.0
CAPRI | ADFSN2503M75SSSCN | EC000441 | EF000881 | Non | 9.0
CAPRI | ADFSN2503M75SSSCN | EC000441 | EF001062 | Non | 9.0
CAPRI | ADFSN2503M75SSSCN | EC000441 | EF001210 | Non | 9.0
CAPRI | ADFSN2503M75SSSCN | EC000441 | EF004191 | Non | 9.0
CAPRI | ADFSN2503M75SSSCN | EC000441 | EF004685 | Non | 9.0
CAPRI | ADFSN2503M75SSSCN | EC000441 | EF005004 | Non | 9.0
CAPRI | ADFSN2503M75SSSCN | EC000441 | EF005049 | Non | 9.0
CAPRI | ADFSN2503M75SSSCN | EC000441 | EF005337 | Non | 9.0
CAPRI | ADFSN2503M75SSSCN | EC000441 | EF012184 | Non | 9.0
CAPRI | ADFSN2503M75SSSCN | EC000441 | EF012547 | Non | 9.0
CAPRI | ADFSN2503M75SSSCN | EC000441 | EF024919 | Non | 9.0
CAPRI | ADFSN2503N250NPSCN | EC000441 | EF000025 | Non | 9.0
CAPRI | ADFSN2503N250NPSCN | EC000441 | EF000084 | Non | 9.0
CAPRI | ADFSN2503N250NPSCN | EC000441 | EF000734 | Non | 9.0
CAPRI | ADFSN2503N250NPSCN | EC000441 | EF000878 | Non | 9.0
CAPRI | ADFSN2503N250NPSCN | EC000441 | EF000881 | Non | 9.0
CAPRI | ADFSN2503N250NPSCN | EC000441 | EF001062 | Non | 9.0
CAPRI | ADFSN2503N250NPSCN | EC000441 | EF001210 | Non | 9.0
CAPRI | ADFSN2503N250NPSCN | EC000441 | EF004191 | Non | 9.0
CAPRI | ADFSN2503N250NPSCN | EC000441 | EF004685 | Non | 9.0
CAPRI | ADFSN2503N250NPSCN | EC000441 | EF005004 | Non | 9.0
CAPRI | ADFSN2503N250NPSCN | EC000441 | EF005049 | Non | 9.0
CAPRI | ADFSN2503N250NPSCN | EC000441 | EF005337 | Non | 9.0
CAPRI | ADFSN2503N250NPSCN | EC000441 | EF012184 | Non | 9.0
CAPRI | ADFSN2503N250NPSCN | EC000441 | EF012547 | Non | 9.0
CAPRI | ADFSN2503N250NPSCN | EC000441 | EF024919 | Non | 9.0
CAPRI | ADFSN2503N250SSSCN | EC000441 | EF000025 | Non | 9.0
CAPRI | ADFSN2503N250SSSCN | EC000441 | EF000084 | Non | 9.0
CAPRI | ADFSN2503N250SSSCN | EC000441 | EF000734 | Non | 9.0
CAPRI | ADFSN2503N250SSSCN | EC000441 | EF000878 | Non | 9.0
CAPRI | ADFSN2503N250SSSCN | EC000441 | EF000881 | Non | 9.0
CAPRI | ADFSN2503N250SSSCN | EC000441 | EF001062 | Non | 9.0
CAPRI | ADFSN2503N250SSSCN | EC000441 | EF001210 | Non | 9.0
CAPRI | ADFSN2503N250SSSCN | EC000441 | EF004191 | Non | 9.0
CAPRI | ADFSN2503N250SSSCN | EC000441 | EF004685 | Non | 9.0
CAPRI | ADFSN2503N250SSSCN | EC000441 | EF005004 | Non | 9.0
CAPRI | ADFSN2503N250SSSCN | EC000441 | EF005049 | Non | 9.0
CAPRI | ADFSN2503N250SSSCN | EC000441 | EF005337 | Non | 9.0
CAPRI | ADFSN2503N250SSSCN | EC000441 | EF012184 | Non | 9.0
CAPRI | ADFSN2503N250SSSCN | EC000441 | EF012547 | Non | 9.0
CAPRI | ADFSN2503N250SSSCN | EC000441 | EF024919 | Non | 9.0
CAPRI | CAP036819 | EC002601 | EF000003 | EV000383 | 9.0
CAPRI | CAP036819 | EC002601 | EF000007 | EV000236 | 9.0
CAPRI | CAP036819 | EC002601 | EF000008 | 67 | 9.0
CAPRI | CAP036819 | EC002601 | EF000010 | EV002646 | 9.0
CAPRI | CAP036819 | EC002601 | EF000051 | EV000167 | 9.0
CAPRI | CAP036819 | EC002601 | EF000551 | 67 | 9.0
CAPRI | CAP036819 | EC002601 | EF000767 | EV009799 | 9.0
CAPRI | CAP036819 | EC002601 | EF001438 | 67 | 9.0
CAPRI | CAP036819 | EC002601 | EF002169 | EV000139 | 9.0
CAPRI | CAP036819 | EC002601 | EF004508 | EV000766 | 9.0
CAPRI | CAP036819 | EC002601 | EF005457 | 55 | 9.0
CAPRI | CAP036819 | EC002601 | EF009208 | Oui | 9.0
CAPRI | CAP036819 | EC002601 | EF009763 | Non | 9.0
CAPRI | CAP070904 | EC000938 | EF001206 | Oui | 9.0
CAPRI | CAP070904 | EC000938 | EF001257 | EV000154 | 9.0
CAPRI | CAP070904 | EC000938 | EF002169 | EV000149 | 9.0
CAPRI | CAP070904 | EC000938 | EF004663 | Non | 9.0
CAPRI | CAP070904 | EC000938 | EF005703 | EV003695 | 9.0
CAPRI | CAP070904 | EC000938 | EF005704 | EV003695 | 9.0
CAPRI | CAP070904 | EC000938 | EF006443 | 9 | 9.0
CAPRI | CAP070904 | EC000938 | EF006447 | 7 | 9.0
CAPRI | CAP070970 | EC000938 | EF001206 | Non | 9.0
CAPRI | CAP070970 | EC000938 | EF001257 | EV000402 | 9.0
CAPRI | CAP070970 | EC000938 | EF002169 | EV000139 | 9.0
CAPRI | CAP070970 | EC000938 | EF004663 | Non | 9.0
CAPRI | CAP070970 | EC000938 | EF005703 | EV003695 | 9.0
CAPRI | CAP070970 | EC000938 | EF005704 | EV003695 | 9.0
CAPRI | CAP070970 | EC000938 | EF006443 | 9 | 9.0
CAPRI | CAP070970 | EC000938 | EF006447 | 7 | 9.0
CAPRI | CAP090704 | EC000938 | EF001206 | Oui | 9.0
CAPRI | CAP090704 | EC000938 | EF001257 | EV000154 | 9.0
CAPRI | CAP090704 | EC000938 | EF002169 | EV000149 | 9.0
CAPRI | CAP090704 | EC000938 | EF004663 | Non | 9.0
CAPRI | CAP090704 | EC000938 | EF005703 | EV003695 | 9.0
CAPRI | CAP090704 | EC000938 | EF005704 | EV003695 | 9.0
CAPRI | CAP090704 | EC000938 | EF006443 | 7 | 9.0
CAPRI | CAP090704 | EC000938 | EF006447 | 9 | 9.0
CAPRI | CAP090709 | EC000938 | EF001206 | Non | 9.0
CAPRI | CAP090709 | EC000938 | EF001257 | EV006908 | 9.0
CAPRI | CAP090709 | EC000938 | EF002169 | EV000166 | 9.0
CAPRI | CAP090709 | EC000938 | EF004663 | Non | 9.0
CAPRI | CAP090709 | EC000938 | EF005703 | EV003695 | 9.0
CAPRI | CAP090709 | EC000938 | EF005704 | EV003695 | 9.0
CAPRI | CAP090709 | EC000938 | EF006443 | 7 | 9.0
CAPRI | CAP090709 | EC000938 | EF006447 | 9 | 9.0
CAPRI | CAP090770 | EC000938 | EF001206 | Non | 9.0
CAPRI | CAP090770 | EC000938 | EF001257 | EV000402 | 9.0
CAPRI | CAP090770 | EC000938 | EF002169 | EV000139 | 9.0
CAPRI | CAP090770 | EC000938 | EF004663 | Non | 9.0
CAPRI | CAP090770 | EC000938 | EF005703 | EV003695 | 9.0
CAPRI | CAP090770 | EC000938 | EF005704 | EV003695 | 9.0
CAPRI | CAP090770 | EC000938 | EF006443 | 7 | 9.0
CAPRI | CAP090770 | EC000938 | EF006447 | 9 | 9.0
CAPRI | CAP091104 | EC000938 | EF001206 | Oui | 9.0
CAPRI | CAP091104 | EC000938 | EF001257 | EV000154 | 9.0
CAPRI | CAP091104 | EC000938 | EF002169 | EV000149 | 9.0
CAPRI | CAP091104 | EC000938 | EF004663 | Non | 9.0
CAPRI | CAP091104 | EC000938 | EF005703 | EV003695 | 9.0
CAPRI | CAP091104 | EC000938 | EF005704 | EV003695 | 9.0
CAPRI | CAP091104 | EC000938 | EF006443 | 11 | 9.0
CAPRI | CAP091104 | EC000938 | EF006447 | 9 | 9.0
CAPRI | CAP091160 | EC000938 | EF001206 | Non | 9.0
CAPRI | CAP091160 | EC000938 | EF001257 | EV000402 | 9.0
CAPRI | CAP091160 | EC000938 | EF002169 | EV000139 | 9.0
CAPRI | CAP091160 | EC000938 | EF004663 | Non | 9.0
CAPRI | CAP091160 | EC000938 | EF005703 | EV003695 | 9.0
CAPRI | CAP091160 | EC000938 | EF005704 | EV003695 | 9.0
CAPRI | CAP091160 | EC000938 | EF006443 | 11 | 9.0
CAPRI | CAP091160 | EC000938 | EF006447 | 9 | 9.0
CAPRI | CAP091170 | EC000938 | EF001206 | Non | 9.0
CAPRI | CAP091170 | EC000938 | EF001257 | EV000402 | 9.0
CAPRI | CAP091170 | EC000938 | EF002169 | EV000139 | 9.0
CAPRI | CAP091170 | EC000938 | EF004663 | Non | 9.0
CAPRI | CAP091170 | EC000938 | EF005703 | EV003695 | 9.0
CAPRI | CAP091170 | EC000938 | EF005704 | EV003695 | 9.0
CAPRI | CAP091170 | EC000938 | EF006443 | 11 | 9.0
CAPRI | CAP091170 | EC000938 | EF006447 | 9 | 9.0
CAPRI | CAP091304 | EC000938 | EF001206 | Oui | 9.0
CAPRI | CAP091304 | EC000938 | EF001257 | EV000154 | 9.0
CAPRI | CAP091304 | EC000938 | EF002169 | EV000149 | 9.0
CAPRI | CAP091304 | EC000938 | EF004663 | Non | 9.0
CAPRI | CAP091304 | EC000938 | EF005703 | EV003695 | 9.0
CAPRI | CAP091304 | EC000938 | EF005704 | EV003695 | 9.0
CAPRI | CAP091304 | EC000938 | EF006443 | 13 | 9.0
CAPRI | CAP091304 | EC000938 | EF006447 | 9 | 9.0
CAPRI | CAP110704 | EC000938 | EF001206 | Oui | 9.0
CAPRI | CAP110704 | EC000938 | EF001257 | EV000154 | 9.0
CAPRI | CAP110704 | EC000938 | EF002169 | EV000149 | 9.0
CAPRI | CAP110704 | EC000938 | EF004663 | Non | 9.0
CAPRI | CAP110704 | EC000938 | EF005703 | EV003695 | 9.0
CAPRI | CAP110704 | EC000938 | EF005704 | EV003695 | 9.0
CAPRI | CAP110704 | EC000938 | EF006443 | 7 | 9.0
CAPRI | CAP110704 | EC000938 | EF006447 | 11 | 9.0
CAPRI | CAP110709 | EC000938 | EF001206 | Non | 9.0
CAPRI | CAP110709 | EC000938 | EF001257 | EV006908 | 9.0
CAPRI | CAP110709 | EC000938 | EF002169 | EV000166 | 9.0
CAPRI | CAP110709 | EC000938 | EF004663 | Non | 9.0
CAPRI | CAP110709 | EC000938 | EF005703 | EV003695 | 9.0
CAPRI | CAP110709 | EC000938 | EF005704 | EV003695 | 9.0
CAPRI | CAP110709 | EC000938 | EF006443 | 7 | 9.0
CAPRI | CAP110709 | EC000938 | EF006447 | 11 | 9.0
CAPRI | CAP110770 | EC000938 | EF001206 | Non | 9.0
CAPRI | CAP110770 | EC000938 | EF001257 | EV000402 | 9.0
CAPRI | CAP110770 | EC000938 | EF002169 | EV000139 | 9.0
CAPRI | CAP110770 | EC000938 | EF004663 | Non | 9.0
CAPRI | CAP110770 | EC000938 | EF005703 | EV003695 | 9.0
CAPRI | CAP110770 | EC000938 | EF005704 | EV003695 | 9.0
CAPRI | CAP110770 | EC000938 | EF006443 | 7 | 9.0
CAPRI | CAP110770 | EC000938 | EF006447 | 11 | 9.0
CAPRI | CAP110904 | EC000938 | EF001206 | Oui | 9.0
CAPRI | CAP110904 | EC000938 | EF001257 | EV000154 | 9.0
CAPRI | CAP110904 | EC000938 | EF002169 | EV000149 | 9.0
CAPRI | CAP110904 | EC000938 | EF004663 | Non | 9.0
CAPRI | CAP110904 | EC000938 | EF005703 | EV003695 | 9.0
CAPRI | CAP110904 | EC000938 | EF005704 | EV003695 | 9.0
CAPRI | CAP110904 | EC000938 | EF006443 | 9 | 9.0
CAPRI | CAP110904 | EC000938 | EF006447 | 11 | 9.0
CAPRI | CAP110909 | EC000938 | EF001206 | Non | 9.0
CAPRI | CAP110909 | EC000938 | EF001257 | EV006908 | 9.0
CAPRI | CAP110909 | EC000938 | EF002169 | EV000166 | 9.0
CAPRI | CAP110909 | EC000938 | EF004663 | Non | 9.0
CAPRI | CAP110909 | EC000938 | EF005703 | EV003695 | 9.0
CAPRI | CAP110909 | EC000938 | EF005704 | EV003695 | 9.0
CAPRI | CAP110909 | EC000938 | EF006443 | 9 | 9.0
CAPRI | CAP110909 | EC000938 | EF006447 | 11 | 9.0
CAPRI | CAP110970 | EC000938 | EF001206 | Non | 9.0
CAPRI | CAP110970 | EC000938 | EF001257 | EV000402 | 9.0
CAPRI | CAP110970 | EC000938 | EF002169 | EV000139 | 9.0
CAPRI | CAP110970 | EC000938 | EF004663 | Non | 9.0
CAPRI | CAP110970 | EC000938 | EF005703 | EV003695 | 9.0
CAPRI | CAP110970 | EC000938 | EF005704 | EV003695 | 9.0
CAPRI | CAP110970 | EC000938 | EF006443 | 9 | 9.0
CAPRI | CAP110970 | EC000938 | EF006447 | 11 | 9.0
CAPRI | CAP111304 | EC000938 | EF001206 | Oui | 9.0
CAPRI | CAP111304 | EC000938 | EF001257 | EV000154 | 9.0
CAPRI | CAP111304 | EC000938 | EF002169 | EV000149 | 9.0
CAPRI | CAP111304 | EC000938 | EF004663 | Non | 9.0
CAPRI | CAP111304 | EC000938 | EF005703 | EV003695 | 9.0
CAPRI | CAP111304 | EC000938 | EF005704 | EV003695 | 9.0
CAPRI | CAP111304 | EC000938 | EF006443 | 13 | 9.0
CAPRI | CAP111304 | EC000938 | EF006447 | 11 | 9.0
CAPRI | CAP111309 | EC000938 | EF001206 | Non | 9.0
CAPRI | CAP111309 | EC000938 | EF001257 | EV006908 | 9.0
CAPRI | CAP111309 | EC000938 | EF002169 | EV000166 | 9.0
CAPRI | CAP111309 | EC000938 | EF004663 | Non | 9.0
CAPRI | CAP111309 | EC000938 | EF005703 | EV003695 | 9.0
CAPRI | CAP111309 | EC000938 | EF005704 | EV003695 | 9.0
CAPRI | CAP111309 | EC000938 | EF006443 | 13 | 9.0
CAPRI | CAP111309 | EC000938 | EF006447 | 11 | 9.0
CAPRI | CAP111360 | EC000938 | EF001206 | Non | 9.0
CAPRI | CAP111360 | EC000938 | EF001257 | EV000402 | 9.0
CAPRI | CAP111360 | EC000938 | EF002169 | EV000139 | 9.0
CAPRI | CAP111360 | EC000938 | EF004663 | Non | 9.0
CAPRI | CAP111360 | EC000938 | EF005703 | EV003695 | 9.0
CAPRI | CAP111360 | EC000938 | EF005704 | EV003695 | 9.0
CAPRI | CAP111360 | EC000938 | EF006443 | 13 | 9.0
CAPRI | CAP111360 | EC000938 | EF006447 | 11 | 9.0
CAPRI | CAP111370 | EC000938 | EF001206 | Non | 9.0
CAPRI | CAP111370 | EC000938 | EF001257 | EV000402 | 9.0
CAPRI | CAP111370 | EC000938 | EF002169 | EV000139 | 9.0
CAPRI | CAP111370 | EC000938 | EF004663 | Non | 9.0
CAPRI | CAP111370 | EC000938 | EF005703 | EV003695 | 9.0
CAPRI | CAP111370 | EC000938 | EF005704 | EV003695 | 9.0
CAPRI | CAP111370 | EC000938 | EF006443 | 13 | 9.0
CAPRI | CAP111370 | EC000938 | EF006447 | 11 | 9.0
CAPRI | CAP111604 | EC000938 | EF001206 | Oui | 9.0
CAPRI | CAP111604 | EC000938 | EF001257 | EV000154 | 9.0
CAPRI | CAP111604 | EC000938 | EF002169 | EV000149 | 9.0
CAPRI | CAP111604 | EC000938 | EF004663 | Non | 9.0
CAPRI | CAP111604 | EC000938 | EF005703 | EV003695 | 9.0
CAPRI | CAP111604 | EC000938 | EF005704 | EV003695 | 9.0
CAPRI | CAP111604 | EC000938 | EF006443 | 16 | 9.0
CAPRI | CAP111604 | EC000938 | EF006447 | 11 | 9.0
CAPRI | CAP130709 | EC000938 | EF001206 | Non | 9.0
CAPRI | CAP130709 | EC000938 | EF001257 | EV006908 | 9.0
CAPRI | CAP130709 | EC000938 | EF002169 | EV000166 | 9.0
CAPRI | CAP130709 | EC000938 | EF004663 | Non | 9.0
CAPRI | CAP130709 | EC000938 | EF005703 | EV003695 | 9.0
CAPRI | CAP130709 | EC000938 | EF005704 | EV003695 | 9.0
CAPRI | CAP130709 | EC000938 | EF006443 | 7 | 9.0
CAPRI | CAP130709 | EC000938 | EF006447 | 13 | 9.0
CAPRI | CAP130770 | EC000938 | EF001206 | Non | 9.0
CAPRI | CAP130770 | EC000938 | EF001257 | EV000402 | 9.0
CAPRI | CAP130770 | EC000938 | EF002169 | EV000139 | 9.0
CAPRI | CAP130770 | EC000938 | EF004663 | Non | 9.0
CAPRI | CAP130770 | EC000938 | EF005703 | EV003695 | 9.0
CAPRI | CAP130770 | EC000938 | EF005704 | EV003695 | 9.0
CAPRI | CAP130770 | EC000938 | EF006443 | 7 | 9.0
CAPRI | CAP130770 | EC000938 | EF006447 | 13 | 9.0
CAPRI | CAP130904 | EC000938 | EF001206 | Oui | 9.0
CAPRI | CAP130904 | EC000938 | EF001257 | EV000154 | 9.0
CAPRI | CAP130904 | EC000938 | EF002169 | EV000149 | 9.0
CAPRI | CAP130904 | EC000938 | EF004663 | Non | 9.0
CAPRI | CAP130904 | EC000938 | EF005703 | EV003695 | 9.0
CAPRI | CAP130904 | EC000938 | EF005704 | EV003695 | 9.0
CAPRI | CAP130904 | EC000938 | EF006443 | 9 | 9.0
CAPRI | CAP130904 | EC000938 | EF006447 | 13 | 9.0
CAPRI | CAP130909 | EC000938 | EF001206 | Non | 9.0
CAPRI | CAP130909 | EC000938 | EF001257 | EV006908 | 9.0
CAPRI | CAP130909 | EC000938 | EF002169 | EV000166 | 9.0
CAPRI | CAP130909 | EC000938 | EF004663 | Non | 9.0
CAPRI | CAP130909 | EC000938 | EF005703 | EV003695 | 9.0
CAPRI | CAP130909 | EC000938 | EF005704 | EV003695 | 9.0
CAPRI | CAP130909 | EC000938 | EF006443 | 9 | 9.0
CAPRI | CAP130909 | EC000938 | EF006447 | 13 | 9.0
CAPRI | CAP130970 | EC000938 | EF001206 | Non | 9.0
CAPRI | CAP130970 | EC000938 | EF001257 | EV000402 | 9.0
CAPRI | CAP130970 | EC000938 | EF002169 | EV000139 | 9.0
CAPRI | CAP130970 | EC000938 | EF004663 | Non | 9.0
CAPRI | CAP130970 | EC000938 | EF005703 | EV003695 | 9.0
CAPRI | CAP130970 | EC000938 | EF005704 | EV003695 | 9.0
CAPRI | CAP130970 | EC000938 | EF006443 | 9 | 9.0
CAPRI | CAP130970 | EC000938 | EF006447 | 13 | 9.0
CAPRI | CAP131104 | EC000938 | EF001206 | Oui | 9.0
CAPRI | CAP131104 | EC000938 | EF001257 | EV000154 | 9.0
CAPRI | CAP131104 | EC000938 | EF002169 | EV000149 | 9.0
CAPRI | CAP131104 | EC000938 | EF004663 | Non | 9.0
CAPRI | CAP131104 | EC000938 | EF005703 | EV003695 | 9.0
CAPRI | CAP131104 | EC000938 | EF005704 | EV003695 | 9.0
CAPRI | CAP131104 | EC000938 | EF006443 | 11 | 9.0
CAPRI | CAP131104 | EC000938 | EF006447 | 13 | 9.0
CAPRI | CAP131109 | EC000938 | EF001206 | Non | 9.0
CAPRI | CAP131109 | EC000938 | EF001257 | EV006908 | 9.0
CAPRI | CAP131109 | EC000938 | EF002169 | EV000166 | 9.0
CAPRI | CAP131109 | EC000938 | EF004663 | Non | 9.0
CAPRI | CAP131109 | EC000938 | EF005703 | EV003695 | 9.0
CAPRI | CAP131109 | EC000938 | EF005704 | EV003695 | 9.0
CAPRI | CAP131109 | EC000938 | EF006443 | 11 | 9.0
CAPRI | CAP131109 | EC000938 | EF006447 | 13 | 9.0
CAPRI | CAP131170 | EC000938 | EF001206 | Non | 9.0
CAPRI | CAP131170 | EC000938 | EF001257 | EV000402 | 9.0
CAPRI | CAP131170 | EC000938 | EF002169 | EV000139 | 9.0
CAPRI | CAP131170 | EC000938 | EF004663 | Non | 9.0
CAPRI | CAP131170 | EC000938 | EF005703 | EV003695 | 9.0
CAPRI | CAP131170 | EC000938 | EF005704 | EV003695 | 9.0
CAPRI | CAP131170 | EC000938 | EF006443 | 11 | 9.0
CAPRI | CAP131170 | EC000938 | EF006447 | 13 | 9.0
CAPRI | CAP131204 | EC000938 | EF001206 | Oui | 9.0
CAPRI | CAP131204 | EC000938 | EF001257 | EV000154 | 9.0
CAPRI | CAP131204 | EC000938 | EF002169 | EV000149 | 9.0
CAPRI | CAP131204 | EC000938 | EF004663 | Non | 9.0
CAPRI | CAP131204 | EC000938 | EF005702 | EV004591 | 9.0
CAPRI | CAP131204 | EC000938 | EF005703 | EV003695 | 9.0
CAPRI | CAP131204 | EC000938 | EF005704 | EV003714 | 9.0
CAPRI | CAP131204 | EC000938 | EF006443 | 13 | 9.0
CAPRI | CAP131604 | EC000938 | EF001206 | Oui | 9.0
CAPRI | CAP131604 | EC000938 | EF001257 | EV000154 | 9.0
CAPRI | CAP131604 | EC000938 | EF002169 | EV000149 | 9.0
CAPRI | CAP131604 | EC000938 | EF004663 | Non | 9.0
CAPRI | CAP131604 | EC000938 | EF005703 | EV003695 | 9.0
CAPRI | CAP131604 | EC000938 | EF005704 | EV003695 | 9.0
CAPRI | CAP131604 | EC000938 | EF006443 | 16 | 9.0
CAPRI | CAP131604 | EC000938 | EF006447 | 13 | 9.0
CAPRI | CAP131609 | EC000938 | EF001206 | Non | 9.0
CAPRI | CAP131609 | EC000938 | EF001257 | EV006908 | 9.0
CAPRI | CAP131609 | EC000938 | EF002169 | EV000166 | 9.0
CAPRI | CAP131609 | EC000938 | EF004663 | Non | 9.0
CAPRI | CAP131609 | EC000938 | EF005703 | EV003695 | 9.0
CAPRI | CAP131609 | EC000938 | EF005704 | EV003695 | 9.0
CAPRI | CAP131609 | EC000938 | EF006443 | 16 | 9.0
CAPRI | CAP131609 | EC000938 | EF006447 | 13 | 9.0
CAPRI | CAP131660 | EC000938 | EF001206 | Non | 9.0
CAPRI | CAP131660 | EC000938 | EF001257 | EV000402 | 9.0
CAPRI | CAP131660 | EC000938 | EF002169 | EV000139 | 9.0
CAPRI | CAP131660 | EC000938 | EF004663 | Non | 9.0
CAPRI | CAP131660 | EC000938 | EF005703 | EV003695 | 9.0
CAPRI | CAP131660 | EC000938 | EF005704 | EV003695 | 9.0
CAPRI | CAP131660 | EC000938 | EF006443 | 16 | 9.0
CAPRI | CAP131660 | EC000938 | EF006447 | 13 | 9.0
CAPRI | CAP131670 | EC000938 | EF001206 | Non | 9.0
CAPRI | CAP131670 | EC000938 | EF001257 | EV000402 | 9.0
CAPRI | CAP131670 | EC000938 | EF002169 | EV000139 | 9.0
CAPRI | CAP131670 | EC000938 | EF004663 | Non | 9.0
CAPRI | CAP131670 | EC000938 | EF005703 | EV003695 | 9.0
CAPRI | CAP131670 | EC000938 | EF005704 | EV003695 | 9.0
CAPRI | CAP131670 | EC000938 | EF006443 | 16 | 9.0
CAPRI | CAP131670 | EC000938 | EF006447 | 13 | 9.0
CAPRI | CAP132104 | EC000938 | EF001206 | Oui | 9.0
CAPRI | CAP132104 | EC000938 | EF001257 | EV000154 | 9.0
CAPRI | CAP132104 | EC000938 | EF002169 | EV000149 | 9.0
CAPRI | CAP132104 | EC000938 | EF004663 | Non | 9.0
CAPRI | CAP132104 | EC000938 | EF005703 | EV003695 | 9.0
CAPRI | CAP132104 | EC000938 | EF005704 | EV003695 | 9.0
CAPRI | CAP132104 | EC000938 | EF006443 | 21 | 9.0
CAPRI | CAP132104 | EC000938 | EF006447 | 13 | 9.0
CAPRI | CAP133404 | EC000938 | EF001206 | Oui | 9.0
CAPRI | CAP133404 | EC000938 | EF001257 | EV000154 | 9.0
CAPRI | CAP133404 | EC000938 | EF002169 | EV000149 | 9.0
CAPRI | CAP133404 | EC000938 | EF004663 | Non | 9.0
CAPRI | CAP133404 | EC000938 | EF005702 | EV003502 | 9.0
CAPRI | CAP133404 | EC000938 | EF005703 | EV003695 | 9.0
CAPRI | CAP133404 | EC000938 | EF005704 | EV003714 | 9.0
CAPRI | CAP133404 | EC000938 | EF006443 | 13 | 9.0
CAPRI | CAP160904 | EC000938 | EF001206 | Oui | 9.0
CAPRI | CAP160904 | EC000938 | EF001257 | EV000154 | 9.0
CAPRI | CAP160904 | EC000938 | EF002169 | EV000149 | 9.0
CAPRI | CAP160904 | EC000938 | EF004663 | Non | 9.0
CAPRI | CAP160904 | EC000938 | EF005703 | EV003695 | 9.0
CAPRI | CAP160904 | EC000938 | EF005704 | EV003695 | 9.0
CAPRI | CAP160904 | EC000938 | EF006443 | 9 | 9.0
CAPRI | CAP160904 | EC000938 | EF006447 | 16 | 9.0
CAPRI | CAP160909 | EC000938 | EF001206 | Non | 9.0
CAPRI | CAP160909 | EC000938 | EF001257 | EV006908 | 9.0
CAPRI | CAP160909 | EC000938 | EF002169 | EV000166 | 9.0
CAPRI | CAP160909 | EC000938 | EF004663 | Non | 9.0
CAPRI | CAP160909 | EC000938 | EF005703 | EV003695 | 9.0
CAPRI | CAP160909 | EC000938 | EF005704 | EV003695 | 9.0
CAPRI | CAP160909 | EC000938 | EF006443 | 9 | 9.0
CAPRI | CAP160909 | EC000938 | EF006447 | 16 | 9.0
CAPRI | CAP160970 | EC000938 | EF001206 | Non | 9.0
CAPRI | CAP160970 | EC000938 | EF001257 | EV000402 | 9.0
CAPRI | CAP160970 | EC000938 | EF002169 | EV000139 | 9.0
CAPRI | CAP160970 | EC000938 | EF004663 | Non | 9.0
CAPRI | CAP160970 | EC000938 | EF005703 | EV003695 | 9.0
CAPRI | CAP160970 | EC000938 | EF005704 | EV003695 | 9.0
CAPRI | CAP160970 | EC000938 | EF006443 | 9 | 9.0
CAPRI | CAP160970 | EC000938 | EF006447 | 16 | 9.0
CAPRI | CAP161104 | EC000938 | EF001206 | Oui | 9.0
CAPRI | CAP161104 | EC000938 | EF001257 | EV000154 | 9.0
CAPRI | CAP161104 | EC000938 | EF002169 | EV000149 | 9.0
CAPRI | CAP161104 | EC000938 | EF004663 | Non | 9.0
CAPRI | CAP161104 | EC000938 | EF005703 | EV003695 | 9.0
CAPRI | CAP161104 | EC000938 | EF005704 | EV003695 | 9.0
CAPRI | CAP161104 | EC000938 | EF006443 | 11 | 9.0
CAPRI | CAP161104 | EC000938 | EF006447 | 16 | 9.0
CAPRI | CAP161109 | EC000938 | EF001206 | Non | 9.0
CAPRI | CAP161109 | EC000938 | EF001257 | EV006908 | 9.0
CAPRI | CAP161109 | EC000938 | EF002169 | EV000166 | 9.0
CAPRI | CAP161109 | EC000938 | EF004663 | Non | 9.0
CAPRI | CAP161109 | EC000938 | EF005703 | EV003695 | 9.0
CAPRI | CAP161109 | EC000938 | EF005704 | EV003695 | 9.0
CAPRI | CAP161109 | EC000938 | EF006443 | 11 | 9.0
CAPRI | CAP161109 | EC000938 | EF006447 | 16 | 9.0
CAPRI | CAP161170 | EC000938 | EF001206 | Non | 9.0
CAPRI | CAP161170 | EC000938 | EF001257 | EV000402 | 9.0
CAPRI | CAP161170 | EC000938 | EF002169 | EV000139 | 9.0
CAPRI | CAP161170 | EC000938 | EF004663 | Non | 9.0
CAPRI | CAP161170 | EC000938 | EF005703 | EV003695 | 9.0
CAPRI | CAP161170 | EC000938 | EF005704 | EV003695 | 9.0
CAPRI | CAP161170 | EC000938 | EF006443 | 11 | 9.0
CAPRI | CAP161170 | EC000938 | EF006447 | 16 | 9.0
CAPRI | CAP161304 | EC000938 | EF001206 | Oui | 9.0
CAPRI | CAP161304 | EC000938 | EF001257 | EV000154 | 9.0
CAPRI | CAP161304 | EC000938 | EF002169 | EV000149 | 9.0
CAPRI | CAP161304 | EC000938 | EF004663 | Non | 9.0
CAPRI | CAP161304 | EC000938 | EF005703 | EV003695 | 9.0
CAPRI | CAP161304 | EC000938 | EF005704 | EV003695 | 9.0
CAPRI | CAP161304 | EC000938 | EF006443 | 13 | 9.0
CAPRI | CAP161304 | EC000938 | EF006447 | 16 | 9.0
CAPRI | CAP161309 | EC000938 | EF001206 | Non | 9.0
CAPRI | CAP161309 | EC000938 | EF001257 | EV006908 | 9.0
CAPRI | CAP161309 | EC000938 | EF002169 | EV000166 | 9.0
CAPRI | CAP161309 | EC000938 | EF004663 | Non | 9.0
CAPRI | CAP161309 | EC000938 | EF005703 | EV003695 | 9.0
CAPRI | CAP161309 | EC000938 | EF005704 | EV003695 | 9.0
CAPRI | CAP161309 | EC000938 | EF006443 | 13 | 9.0
CAPRI | CAP161309 | EC000938 | EF006447 | 16 | 9.0
CAPRI | CAP161370 | EC000938 | EF001206 | Non | 9.0
CAPRI | CAP161370 | EC000938 | EF001257 | EV000402 | 9.0
CAPRI | CAP161370 | EC000938 | EF002169 | EV000139 | 9.0
CAPRI | CAP161370 | EC000938 | EF004663 | Non | 9.0
CAPRI | CAP161370 | EC000938 | EF005703 | EV003695 | 9.0
CAPRI | CAP161370 | EC000938 | EF005704 | EV003695 | 9.0
CAPRI | CAP161370 | EC000938 | EF006443 | 13 | 9.0
CAPRI | CAP161370 | EC000938 | EF006447 | 16 | 9.0
CAPRI | CAP162104 | EC000938 | EF001206 | Oui | 9.0
CAPRI | CAP162104 | EC000938 | EF001257 | EV000154 | 9.0
CAPRI | CAP162104 | EC000938 | EF002169 | EV000149 | 9.0
CAPRI | CAP162104 | EC000938 | EF004663 | Non | 9.0
CAPRI | CAP162104 | EC000938 | EF005703 | EV003695 | 9.0
CAPRI | CAP162104 | EC000938 | EF005704 | EV003695 | 9.0
CAPRI | CAP162104 | EC000938 | EF006443 | 21 | 9.0
CAPRI | CAP162104 | EC000938 | EF006447 | 16 | 9.0
CAPRI | CAP162109 | EC000938 | EF001206 | Non | 9.0
CAPRI | CAP162109 | EC000938 | EF001257 | EV006908 | 9.0
CAPRI | CAP162109 | EC000938 | EF002169 | EV000166 | 9.0
CAPRI | CAP162109 | EC000938 | EF004663 | Non | 9.0
CAPRI | CAP162109 | EC000938 | EF005703 | EV003695 | 9.0
CAPRI | CAP162109 | EC000938 | EF005704 | EV003695 | 9.0
CAPRI | CAP162109 | EC000938 | EF006443 | 21 | 9.0
CAPRI | CAP162109 | EC000938 | EF006447 | 16 | 9.0
CAPRI | CAP162160 | EC000938 | EF001206 | Non | 9.0
CAPRI | CAP162160 | EC000938 | EF001257 | EV000402 | 9.0
CAPRI | CAP162160 | EC000938 | EF002169 | EV000139 | 9.0
CAPRI | CAP162160 | EC000938 | EF004663 | Non | 9.0
CAPRI | CAP162160 | EC000938 | EF005703 | EV003695 | 9.0
CAPRI | CAP162160 | EC000938 | EF005704 | EV003695 | 9.0
CAPRI | CAP162160 | EC000938 | EF006443 | 21 | 9.0
CAPRI | CAP162160 | EC000938 | EF006447 | 16 | 9.0
CAPRI | CAP162170 | EC000938 | EF001206 | Non | 9.0
CAPRI | CAP162170 | EC000938 | EF001257 | EV000402 | 9.0
CAPRI | CAP162170 | EC000938 | EF002169 | EV000139 | 9.0
CAPRI | CAP162170 | EC000938 | EF004663 | Non | 9.0
CAPRI | CAP162170 | EC000938 | EF005703 | EV003695 | 9.0
CAPRI | CAP162170 | EC000938 | EF005704 | EV003695 | 9.0
CAPRI | CAP162170 | EC000938 | EF006443 | 21 | 9.0
CAPRI | CAP162170 | EC000938 | EF006447 | 16 | 9.0
CAPRI | CAP169074 | EC000441 | EF000007 | EV003888 | 9.0
CAPRI | CAP169074 | EC000441 | EF000010 | EV000164 | 9.0
CAPRI | CAP169074 | EC000441 | EF000025 | Oui | 9.0
CAPRI | CAP169074 | EC000441 | EF000084 | Oui | 9.0
CAPRI | CAP169074 | EC000441 | EF000139 | EV000191 | 9.0
CAPRI | CAP169074 | EC000441 | EF000177 | 15 mm | 9.0
CAPRI | CAP169074 | EC000441 | EF000368 | 6,5 mm | 9.0
CAPRI | CAP169074 | EC000441 | EF000734 | Non | 9.0
CAPRI | CAP169074 | EC000441 | EF000878 | Oui | 9.0
CAPRI | CAP169074 | EC000441 | EF000881 | Oui | 9.0
CAPRI | CAP169074 | EC000441 | EF001062 | Oui | 9.0
CAPRI | CAP169074 | EC000441 | EF001210 | Non | 9.0
CAPRI | CAP169074 | EC000441 | EF001217 | EV009696 | 9.0
CAPRI | CAP169074 | EC000441 | EF001257 | EV000149 | 9.0
CAPRI | CAP169074 | EC000441 | EF001742 | -20 °C | 9.0
CAPRI | CAP169074 | EC000441 | EF001742 | 80 °C | 9.0
CAPRI | CAP169074 | EC000441 | EF001758 | EV003695 | 9.0
CAPRI | CAP169074 | EC000441 | EF002169 | EV000914 | 9.0
CAPRI | CAP169074 | EC000441 | EF003712 | 1,27 mm | 9.0
CAPRI | CAP169074 | EC000441 | EF004191 | Non | 9.0
CAPRI | CAP169074 | EC000441 | EF004685 | Non | 9.0
CAPRI | CAP169074 | EC000441 | EF005004 | Non | 9.0
CAPRI | CAP169074 | EC000441 | EF005049 | Non | 9.0
CAPRI | CAP169074 | EC000441 | EF005268 | 16,5 mm | 9.0
CAPRI | CAP169074 | EC000441 | EF005337 | Non | 9.0
CAPRI | CAP169074 | EC000441 | EF005466 | 3 mm | 9.0
CAPRI | CAP169074 | EC000441 | EF005466 | 6,5 mm | 9.0
CAPRI | CAP169074 | EC000441 | EF005474 | EV006422 | 9.0
CAPRI | CAP169074 | EC000441 | EF005474 | EV006619 | 9.0
CAPRI | CAP169074 | EC000441 | EF005728 | EV000494 | 9.0
CAPRI | CAP169074 | EC000441 | EF007839 | 7 | 9.0
CAPRI | CAP169074 | EC000441 | EF008404 | EV000494 | 9.0
CAPRI | CAP169074 | EC000441 | EF012184 | Non | 9.0
CAPRI | CAP169074 | EC000441 | EF012547 | Non | 9.0
CAPRI | CAP169074 | EC000441 | EF024919 | Non | 9.0
CAPRI | CAP169094 | EC000441 | EF000007 | EV003888 | 9.0
CAPRI | CAP169094 | EC000441 | EF000010 | EV000164 | 9.0
CAPRI | CAP169094 | EC000441 | EF000025 | Oui | 9.0
CAPRI | CAP169094 | EC000441 | EF000084 | Oui | 9.0
CAPRI | CAP169094 | EC000441 | EF000139 | EV000191 | 9.0
CAPRI | CAP169094 | EC000441 | EF000177 | 20 mm | 9.0
CAPRI | CAP169094 | EC000441 | EF000368 | 6,5 mm | 9.0
CAPRI | CAP169094 | EC000441 | EF000734 | Non | 9.0
CAPRI | CAP169094 | EC000441 | EF000878 | Oui | 9.0
CAPRI | CAP169094 | EC000441 | EF000881 | Oui | 9.0
CAPRI | CAP169094 | EC000441 | EF001062 | Oui | 9.0
CAPRI | CAP169094 | EC000441 | EF001210 | Non | 9.0
CAPRI | CAP169094 | EC000441 | EF001217 | EV009696 | 9.0
CAPRI | CAP169094 | EC000441 | EF001257 | EV000149 | 9.0
CAPRI | CAP169094 | EC000441 | EF001742 | -20 °C | 9.0
CAPRI | CAP169094 | EC000441 | EF001742 | 80 °C | 9.0
CAPRI | CAP169094 | EC000441 | EF001758 | EV003695 | 9.0
CAPRI | CAP169094 | EC000441 | EF002169 | EV000914 | 9.0
CAPRI | CAP169094 | EC000441 | EF003712 | 1,41 mm | 9.0
CAPRI | CAP169094 | EC000441 | EF004191 | Non | 9.0
CAPRI | CAP169094 | EC000441 | EF004685 | Non | 9.0
CAPRI | CAP169094 | EC000441 | EF005004 | Non | 9.0
CAPRI | CAP169094 | EC000441 | EF005049 | Non | 9.0
CAPRI | CAP169094 | EC000441 | EF005268 | 22 mm | 9.0
CAPRI | CAP169094 | EC000441 | EF005337 | Non | 9.0
CAPRI | CAP169094 | EC000441 | EF005466 | 10 mm | 9.0
CAPRI | CAP169094 | EC000441 | EF005466 | 4,5 mm | 9.0
CAPRI | CAP169094 | EC000441 | EF005474 | EV006422 | 9.0
CAPRI | CAP169094 | EC000441 | EF005474 | EV006619 | 9.0
CAPRI | CAP169094 | EC000441 | EF005728 | EV000494 | 9.0
CAPRI | CAP169094 | EC000441 | EF007839 | 9 | 9.0
CAPRI | CAP169094 | EC000441 | EF008404 | EV000494 | 9.0
CAPRI | CAP169094 | EC000441 | EF012184 | Non | 9.0
CAPRI | CAP169094 | EC000441 | EF012547 | Non | 9.0
CAPRI | CAP169094 | EC000441 | EF024919 | Non | 9.0
CAPRI | CAP169114 | EC000441 | EF000007 | EV003888 | 9.0
CAPRI | CAP169114 | EC000441 | EF000010 | EV000164 | 9.0
CAPRI | CAP169114 | EC000441 | EF000025 | Oui | 9.0
CAPRI | CAP169114 | EC000441 | EF000084 | Oui | 9.0
CAPRI | CAP169114 | EC000441 | EF000139 | EV000191 | 9.0
CAPRI | CAP169114 | EC000441 | EF000177 | 24 mm | 9.0
CAPRI | CAP169114 | EC000441 | EF000368 | 6,5 mm | 9.0
CAPRI | CAP169114 | EC000441 | EF000734 | Non | 9.0
CAPRI | CAP169114 | EC000441 | EF000878 | Oui | 9.0
CAPRI | CAP169114 | EC000441 | EF000881 | Oui | 9.0
CAPRI | CAP169114 | EC000441 | EF001062 | Oui | 9.0
CAPRI | CAP169114 | EC000441 | EF001210 | Non | 9.0
CAPRI | CAP169114 | EC000441 | EF001217 | EV009696 | 9.0
CAPRI | CAP169114 | EC000441 | EF001257 | EV000149 | 9.0
CAPRI | CAP169114 | EC000441 | EF001742 | -20 °C | 9.0
CAPRI | CAP169114 | EC000441 | EF001742 | 80 °C | 9.0
CAPRI | CAP169114 | EC000441 | EF001758 | EV003695 | 9.0
CAPRI | CAP169114 | EC000441 | EF002169 | EV000914 | 9.0
CAPRI | CAP169114 | EC000441 | EF003712 | 1,41 mm | 9.0
CAPRI | CAP169114 | EC000441 | EF004191 | Non | 9.0
CAPRI | CAP169114 | EC000441 | EF004685 | Non | 9.0
CAPRI | CAP169114 | EC000441 | EF005004 | Non | 9.0
CAPRI | CAP169114 | EC000441 | EF005049 | Non | 9.0
CAPRI | CAP169114 | EC000441 | EF005268 | 26,4 mm | 9.0
CAPRI | CAP169114 | EC000441 | EF005337 | Non | 9.0
CAPRI | CAP169114 | EC000441 | EF005466 | 13 mm | 9.0
CAPRI | CAP169114 | EC000441 | EF005466 | 6 mm | 9.0
CAPRI | CAP169114 | EC000441 | EF005474 | EV006422 | 9.0
CAPRI | CAP169114 | EC000441 | EF005474 | EV006619 | 9.0
CAPRI | CAP169114 | EC000441 | EF005728 | EV000494 | 9.0
CAPRI | CAP169114 | EC000441 | EF007839 | 11 | 9.0
CAPRI | CAP169114 | EC000441 | EF008404 | EV000494 | 9.0
CAPRI | CAP169114 | EC000441 | EF012184 | Non | 9.0
CAPRI | CAP169114 | EC000441 | EF012547 | Non | 9.0
CAPRI | CAP169114 | EC000441 | EF024919 | Non | 9.0
CAPRI | CAP169134 | EC000441 | EF000007 | EV003888 | 9.0
CAPRI | CAP169134 | EC000441 | EF000010 | EV000164 | 9.0
CAPRI | CAP169134 | EC000441 | EF000025 | Oui | 9.0
CAPRI | CAP169134 | EC000441 | EF000084 | Oui | 9.0
CAPRI | CAP169134 | EC000441 | EF000139 | EV000191 | 9.0
CAPRI | CAP169134 | EC000441 | EF000177 | 24 mm | 9.0
CAPRI | CAP169134 | EC000441 | EF000368 | 6,5 mm | 9.0
CAPRI | CAP169134 | EC000441 | EF000734 | Non | 9.0
CAPRI | CAP169134 | EC000441 | EF000878 | Oui | 9.0
CAPRI | CAP169134 | EC000441 | EF000881 | Oui | 9.0
CAPRI | CAP169134 | EC000441 | EF001062 | Oui | 9.0
CAPRI | CAP169134 | EC000441 | EF001210 | Non | 9.0
CAPRI | CAP169134 | EC000441 | EF001217 | EV009696 | 9.0
CAPRI | CAP169134 | EC000441 | EF001257 | EV000149 | 9.0
CAPRI | CAP169134 | EC000441 | EF001742 | -20 °C | 9.0
CAPRI | CAP169134 | EC000441 | EF001742 | 80 °C | 9.0
CAPRI | CAP169134 | EC000441 | EF001758 | EV003695 | 9.0
CAPRI | CAP169134 | EC000441 | EF002169 | EV000914 | 9.0
CAPRI | CAP169134 | EC000441 | EF003712 | 1,41 mm | 9.0
CAPRI | CAP169134 | EC000441 | EF004191 | Non | 9.0
CAPRI | CAP169134 | EC000441 | EF004685 | Non | 9.0
CAPRI | CAP169134 | EC000441 | EF005004 | Non | 9.0
CAPRI | CAP169134 | EC000441 | EF005049 | Non | 9.0
CAPRI | CAP169134 | EC000441 | EF005268 | 26,4 mm | 9.0
CAPRI | CAP169134 | EC000441 | EF005337 | Non | 9.0
CAPRI | CAP169134 | EC000441 | EF005466 | 13 mm | 9.0
CAPRI | CAP169134 | EC000441 | EF005466 | 6 mm | 9.0
CAPRI | CAP169134 | EC000441 | EF005474 | EV006422 | 9.0
CAPRI | CAP169134 | EC000441 | EF005474 | EV006619 | 9.0
CAPRI | CAP169134 | EC000441 | EF005728 | EV000494 | 9.0
CAPRI | CAP169134 | EC000441 | EF007839 | 13 | 9.0
CAPRI | CAP169134 | EC000441 | EF008404 | EV000494 | 9.0
CAPRI | CAP169134 | EC000441 | EF012184 | Non | 9.0
CAPRI | CAP169134 | EC000441 | EF012547 | Non | 9.0
CAPRI | CAP169134 | EC000441 | EF024919 | Non | 9.0
CAPRI | CAP169164 | EC000441 | EF000007 | EV003888 | 9.0
CAPRI | CAP169164 | EC000441 | EF000010 | EV000164 | 9.0
CAPRI | CAP169164 | EC000441 | EF000025 | Oui | 9.0
CAPRI | CAP169164 | EC000441 | EF000084 | Oui | 9.0
CAPRI | CAP169164 | EC000441 | EF000139 | EV000191 | 9.0
CAPRI | CAP169164 | EC000441 | EF000177 | 30 mm | 9.0
CAPRI | CAP169164 | EC000441 | EF000368 | 7 mm | 9.0
CAPRI | CAP169164 | EC000441 | EF000734 | Non | 9.0
CAPRI | CAP169164 | EC000441 | EF000878 | Oui | 9.0
CAPRI | CAP169164 | EC000441 | EF000881 | Oui | 9.0
CAPRI | CAP169164 | EC000441 | EF001062 | Oui | 9.0
CAPRI | CAP169164 | EC000441 | EF001210 | Non | 9.0
CAPRI | CAP169164 | EC000441 | EF001217 | EV009696 | 9.0
CAPRI | CAP169164 | EC000441 | EF001257 | EV000149 | 9.0
CAPRI | CAP169164 | EC000441 | EF001742 | -20 °C | 9.0
CAPRI | CAP169164 | EC000441 | EF001742 | 80 °C | 9.0
CAPRI | CAP169164 | EC000441 | EF001758 | EV003695 | 9.0
CAPRI | CAP169164 | EC000441 | EF002169 | EV000914 | 9.0
CAPRI | CAP169164 | EC000441 | EF003712 | 1,41 mm | 9.0
CAPRI | CAP169164 | EC000441 | EF004191 | Non | 9.0
CAPRI | CAP169164 | EC000441 | EF004685 | Non | 9.0
CAPRI | CAP169164 | EC000441 | EF005004 | Non | 9.0
CAPRI | CAP169164 | EC000441 | EF005049 | Non | 9.0
CAPRI | CAP169164 | EC000441 | EF005268 | 33 mm | 9.0
CAPRI | CAP169164 | EC000441 | EF005337 | Non | 9.0
CAPRI | CAP169164 | EC000441 | EF005466 | 10 mm | 9.0
CAPRI | CAP169164 | EC000441 | EF005466 | 18 mm | 9.0
CAPRI | CAP169164 | EC000441 | EF005474 | EV006422 | 9.0
CAPRI | CAP169164 | EC000441 | EF005474 | EV006619 | 9.0
CAPRI | CAP169164 | EC000441 | EF005728 | EV000494 | 9.0
CAPRI | CAP169164 | EC000441 | EF007839 | 16 | 9.0
CAPRI | CAP169164 | EC000441 | EF008404 | EV000494 | 9.0
CAPRI | CAP169164 | EC000441 | EF012184 | Non | 9.0
CAPRI | CAP169164 | EC000441 | EF012547 | Non | 9.0
CAPRI | CAP169164 | EC000441 | EF024919 | Non | 9.0
CAPRI | CAP169194 | EC000441 | EF000007 | EV003888 | 9.0
CAPRI | CAP169194 | EC000441 | EF000010 | EV000164 | 9.0
CAPRI | CAP169194 | EC000441 | EF000025 | Oui | 9.0
CAPRI | CAP169194 | EC000441 | EF000084 | Oui | 9.0
CAPRI | CAP169194 | EC000441 | EF000139 | EV000191 | 9.0
CAPRI | CAP169194 | EC000441 | EF000177 | 30 mm | 9.0
CAPRI | CAP169194 | EC000441 | EF000368 | 8 mm | 9.0
CAPRI | CAP169194 | EC000441 | EF000734 | Non | 9.0
CAPRI | CAP169194 | EC000441 | EF000878 | Oui | 9.0
CAPRI | CAP169194 | EC000441 | EF000881 | Oui | 9.0
CAPRI | CAP169194 | EC000441 | EF001062 | Oui | 9.0
CAPRI | CAP169194 | EC000441 | EF001210 | Non | 9.0
CAPRI | CAP169194 | EC000441 | EF001217 | EV009696 | 9.0
CAPRI | CAP169194 | EC000441 | EF001257 | EV000149 | 9.0
CAPRI | CAP169194 | EC000441 | EF001742 | -20 °C | 9.0
CAPRI | CAP169194 | EC000441 | EF001742 | 80 °C | 9.0
CAPRI | CAP169194 | EC000441 | EF001758 | EV003695 | 9.0
CAPRI | CAP169194 | EC000441 | EF002169 | EV000914 | 9.0
CAPRI | CAP169194 | EC000441 | EF003712 | 1,587 mm | 9.0
CAPRI | CAP169194 | EC000441 | EF004191 | Non | 9.0
CAPRI | CAP169194 | EC000441 | EF004685 | Non | 9.0
CAPRI | CAP169194 | EC000441 | EF005004 | Non | 9.0
CAPRI | CAP169194 | EC000441 | EF005049 | Non | 9.0
CAPRI | CAP169194 | EC000441 | EF005268 | 33 mm | 9.0
CAPRI | CAP169194 | EC000441 | EF005337 | Non | 9.0
CAPRI | CAP169194 | EC000441 | EF005466 | 10 mm | 9.0
CAPRI | CAP169194 | EC000441 | EF005466 | 18 mm | 9.0
CAPRI | CAP169194 | EC000441 | EF005474 | EV006422 | 9.0
CAPRI | CAP169194 | EC000441 | EF005474 | EV006619 | 9.0
CAPRI | CAP169194 | EC000441 | EF005728 | EV000494 | 9.0
CAPRI | CAP169194 | EC000441 | EF007839 | 21 | 9.0
CAPRI | CAP169194 | EC000441 | EF008404 | EV000494 | 9.0
CAPRI | CAP169194 | EC000441 | EF012184 | Non | 9.0
CAPRI | CAP169194 | EC000441 | EF012547 | Non | 9.0
CAPRI | CAP169194 | EC000441 | EF024919 | Non | 9.0
CAPRI | CAP169214 | EC000441 | EF000007 | EV003888 | 9.0
CAPRI | CAP169214 | EC000441 | EF000010 | EV000164 | 9.0
CAPRI | CAP169214 | EC000441 | EF000025 | Oui | 9.0
CAPRI | CAP169214 | EC000441 | EF000084 | Oui | 9.0
CAPRI | CAP169214 | EC000441 | EF000139 | EV000191 | 9.0
CAPRI | CAP169214 | EC000441 | EF000177 | 38 mm | 9.0
CAPRI | CAP169214 | EC000441 | EF000368 | 8 mm | 9.0
CAPRI | CAP169214 | EC000441 | EF000734 | Non | 9.0
CAPRI | CAP169214 | EC000441 | EF000878 | Oui | 9.0
CAPRI | CAP169214 | EC000441 | EF000881 | Oui | 9.0
CAPRI | CAP169214 | EC000441 | EF001062 | Oui | 9.0
CAPRI | CAP169214 | EC000441 | EF001210 | Non | 9.0
CAPRI | CAP169214 | EC000441 | EF001217 | EV009696 | 9.0
CAPRI | CAP169214 | EC000441 | EF001257 | EV000149 | 9.0
CAPRI | CAP169214 | EC000441 | EF001742 | -20 °C | 9.0
CAPRI | CAP169214 | EC000441 | EF001742 | 80 °C | 9.0
CAPRI | CAP169214 | EC000441 | EF001758 | EV003695 | 9.0
CAPRI | CAP169214 | EC000441 | EF002169 | EV000914 | 9.0
CAPRI | CAP169214 | EC000441 | EF003712 | 1,587 mm | 9.0
CAPRI | CAP169214 | EC000441 | EF004191 | Non | 9.0
CAPRI | CAP169214 | EC000441 | EF004685 | Non | 9.0
CAPRI | CAP169214 | EC000441 | EF005004 | Non | 9.0
CAPRI | CAP169214 | EC000441 | EF005049 | Non | 9.0
CAPRI | CAP169214 | EC000441 | EF005268 | 41,8 mm | 9.0
CAPRI | CAP169214 | EC000441 | EF005337 | Non | 9.0
CAPRI | CAP169214 | EC000441 | EF005466 | 16 mm | 9.0
CAPRI | CAP169214 | EC000441 | EF005466 | 24,5 mm | 9.0
CAPRI | CAP169214 | EC000441 | EF005474 | EV006422 | 9.0
CAPRI | CAP169214 | EC000441 | EF005474 | EV006619 | 9.0
CAPRI | CAP169214 | EC000441 | EF005728 | EV000494 | 9.0
CAPRI | CAP169214 | EC000441 | EF007839 | 21 | 9.0
CAPRI | CAP169214 | EC000441 | EF008404 | EV000494 | 9.0
CAPRI | CAP169214 | EC000441 | EF012184 | Non | 9.0
CAPRI | CAP169214 | EC000441 | EF012547 | Non | 9.0
CAPRI | CAP169214 | EC000441 | EF024919 | Non | 9.0
CAPRI | CAP169284 | EC000441 | EF000007 | EV003888 | 9.0
CAPRI | CAP169284 | EC000441 | EF000010 | EV000164 | 9.0
CAPRI | CAP169284 | EC000441 | EF000025 | Oui | 9.0
CAPRI | CAP169284 | EC000441 | EF000084 | Oui | 9.0
CAPRI | CAP169284 | EC000441 | EF000139 | EV000191 | 9.0
CAPRI | CAP169284 | EC000441 | EF000177 | 38 mm | 9.0
CAPRI | CAP169284 | EC000441 | EF000368 | 8 mm | 9.0
CAPRI | CAP169284 | EC000441 | EF000734 | Non | 9.0
CAPRI | CAP169284 | EC000441 | EF000878 | Oui | 9.0
CAPRI | CAP169284 | EC000441 | EF000881 | Oui | 9.0
CAPRI | CAP169284 | EC000441 | EF001062 | Oui | 9.0
CAPRI | CAP169284 | EC000441 | EF001210 | Non | 9.0
CAPRI | CAP169284 | EC000441 | EF001217 | EV009696 | 9.0
CAPRI | CAP169284 | EC000441 | EF001257 | EV000149 | 9.0
CAPRI | CAP169284 | EC000441 | EF001742 | -20 °C | 9.0
CAPRI | CAP169284 | EC000441 | EF001742 | 80 °C | 9.0
CAPRI | CAP169284 | EC000441 | EF001758 | EV003695 | 9.0
CAPRI | CAP169284 | EC000441 | EF002169 | EV000914 | 9.0
CAPRI | CAP169284 | EC000441 | EF003712 | 1,587 mm | 9.0
CAPRI | CAP169284 | EC000441 | EF004191 | Non | 9.0
CAPRI | CAP169284 | EC000441 | EF004685 | Non | 9.0
CAPRI | CAP169284 | EC000441 | EF005004 | Non | 9.0
CAPRI | CAP169284 | EC000441 | EF005049 | Non | 9.0
CAPRI | CAP169284 | EC000441 | EF005268 | 41,8 mm | 9.0
CAPRI | CAP169284 | EC000441 | EF005337 | Non | 9.0
CAPRI | CAP169284 | EC000441 | EF005466 | 16 mm | 9.0
CAPRI | CAP169284 | EC000441 | EF005466 | 24,5 mm | 9.0
CAPRI | CAP169284 | EC000441 | EF005474 | EV006422 | 9.0
CAPRI | CAP169284 | EC000441 | EF005474 | EV006619 | 9.0
CAPRI | CAP169284 | EC000441 | EF005728 | EV000494 | 9.0
CAPRI | CAP169284 | EC000441 | EF007839 | 29 | 9.0
CAPRI | CAP169284 | EC000441 | EF008404 | EV000494 | 9.0
CAPRI | CAP169284 | EC000441 | EF012184 | Non | 9.0
CAPRI | CAP169284 | EC000441 | EF012547 | Non | 9.0
CAPRI | CAP169284 | EC000441 | EF024919 | Non | 9.0
CAPRI | CAP169294 | EC000441 | EF000007 | EV003888 | 9.0
CAPRI | CAP169294 | EC000441 | EF000010 | EV000164 | 9.0
CAPRI | CAP169294 | EC000441 | EF000025 | Oui | 9.0
CAPRI | CAP169294 | EC000441 | EF000084 | Oui | 9.0
CAPRI | CAP169294 | EC000441 | EF000139 | EV000191 | 9.0
CAPRI | CAP169294 | EC000441 | EF000177 | 47 mm | 9.0
CAPRI | CAP169294 | EC000441 | EF000368 | 8 mm | 9.0
CAPRI | CAP169294 | EC000441 | EF000734 | Non | 9.0
CAPRI | CAP169294 | EC000441 | EF000878 | Oui | 9.0
CAPRI | CAP169294 | EC000441 | EF000881 | Oui | 9.0
CAPRI | CAP169294 | EC000441 | EF001062 | Oui | 9.0
CAPRI | CAP169294 | EC000441 | EF001210 | Non | 9.0
CAPRI | CAP169294 | EC000441 | EF001217 | EV009696 | 9.0
CAPRI | CAP169294 | EC000441 | EF001257 | EV000149 | 9.0
CAPRI | CAP169294 | EC000441 | EF001742 | -20 °C | 9.0
CAPRI | CAP169294 | EC000441 | EF001742 | 80 °C | 9.0
CAPRI | CAP169294 | EC000441 | EF001758 | EV003695 | 9.0
CAPRI | CAP169294 | EC000441 | EF002169 | EV000914 | 9.0
CAPRI | CAP169294 | EC000441 | EF003712 | 1,587 mm | 9.0
CAPRI | CAP169294 | EC000441 | EF004191 | Non | 9.0
CAPRI | CAP169294 | EC000441 | EF004685 | Non | 9.0
CAPRI | CAP169294 | EC000441 | EF005004 | Non | 9.0
CAPRI | CAP169294 | EC000441 | EF005049 | Non | 9.0
CAPRI | CAP169294 | EC000441 | EF005268 | 51,7 mm | 9.0
CAPRI | CAP169294 | EC000441 | EF005337 | Non | 9.0
CAPRI | CAP169294 | EC000441 | EF005466 | 22 mm | 9.0
CAPRI | CAP169294 | EC000441 | EF005466 | 32 mm | 9.0
CAPRI | CAP169294 | EC000441 | EF005474 | EV006422 | 9.0
CAPRI | CAP169294 | EC000441 | EF005474 | EV006619 | 9.0
CAPRI | CAP169294 | EC000441 | EF005728 | EV000494 | 9.0
CAPRI | CAP169294 | EC000441 | EF007839 | 29 | 9.0
CAPRI | CAP169294 | EC000441 | EF008404 | EV000494 | 9.0
CAPRI | CAP169294 | EC000441 | EF012184 | Non | 9.0
CAPRI | CAP169294 | EC000441 | EF012547 | Non | 9.0
CAPRI | CAP169294 | EC000441 | EF024919 | Non | 9.0
CAPRI | CAP169364 | EC000441 | EF000007 | EV003888 | 9.0
CAPRI | CAP169364 | EC000441 | EF000010 | EV000164 | 9.0
CAPRI | CAP169364 | EC000441 | EF000025 | Oui | 9.0
CAPRI | CAP169364 | EC000441 | EF000084 | Oui | 9.0
CAPRI | CAP169364 | EC000441 | EF000139 | EV000191 | 9.0
CAPRI | CAP169364 | EC000441 | EF000177 | 57 mm | 9.0
CAPRI | CAP169364 | EC000441 | EF000368 | 9 mm | 9.0
CAPRI | CAP169364 | EC000441 | EF000734 | Non | 9.0
CAPRI | CAP169364 | EC000441 | EF000878 | Oui | 9.0
CAPRI | CAP169364 | EC000441 | EF000881 | Oui | 9.0
CAPRI | CAP169364 | EC000441 | EF001062 | Oui | 9.0
CAPRI | CAP169364 | EC000441 | EF001210 | Non | 9.0
CAPRI | CAP169364 | EC000441 | EF001217 | EV009696 | 9.0
CAPRI | CAP169364 | EC000441 | EF001257 | EV000149 | 9.0
CAPRI | CAP169364 | EC000441 | EF001742 | -20 °C | 9.0
CAPRI | CAP169364 | EC000441 | EF001742 | 80 °C | 9.0
CAPRI | CAP169364 | EC000441 | EF001758 | EV003695 | 9.0
CAPRI | CAP169364 | EC000441 | EF002169 | EV000914 | 9.0
CAPRI | CAP169364 | EC000441 | EF003712 | 1,587 mm | 9.0
CAPRI | CAP169364 | EC000441 | EF004191 | Non | 9.0
CAPRI | CAP169364 | EC000441 | EF004685 | Non | 9.0
CAPRI | CAP169364 | EC000441 | EF005004 | Non | 9.0
CAPRI | CAP169364 | EC000441 | EF005049 | Non | 9.0
CAPRI | CAP169364 | EC000441 | EF005268 | 62,7 mm | 9.0
CAPRI | CAP169364 | EC000441 | EF005337 | Non | 9.0
CAPRI | CAP169364 | EC000441 | EF005466 | 29 mm | 9.0
CAPRI | CAP169364 | EC000441 | EF005466 | 40,5 mm | 9.0
CAPRI | CAP169364 | EC000441 | EF005474 | EV006422 | 9.0
CAPRI | CAP169364 | EC000441 | EF005474 | EV006619 | 9.0
CAPRI | CAP169364 | EC000441 | EF005728 | EV000494 | 9.0
CAPRI | CAP169364 | EC000441 | EF007839 | 36 | 9.0
CAPRI | CAP169364 | EC000441 | EF008404 | EV000494 | 9.0
CAPRI | CAP169364 | EC000441 | EF012184 | Non | 9.0
CAPRI | CAP169364 | EC000441 | EF012547 | Non | 9.0
CAPRI | CAP169364 | EC000441 | EF024919 | Non | 9.0
CAPRI | CAP169484 | EC000441 | EF000007 | EV003888 | 9.0
CAPRI | CAP169484 | EC000441 | EF000010 | EV000164 | 9.0
CAPRI | CAP169484 | EC000441 | EF000025 | Oui | 9.0
CAPRI | CAP169484 | EC000441 | EF000084 | Oui | 9.0
CAPRI | CAP169484 | EC000441 | EF000139 | EV000191 | 9.0
CAPRI | CAP169484 | EC000441 | EF000177 | 75 mm | 9.0
CAPRI | CAP169484 | EC000441 | EF000368 | 10 mm | 9.0
CAPRI | CAP169484 | EC000441 | EF000734 | Non | 9.0
CAPRI | CAP169484 | EC000441 | EF000878 | Oui | 9.0
CAPRI | CAP169484 | EC000441 | EF000881 | Oui | 9.0
CAPRI | CAP169484 | EC000441 | EF001062 | Oui | 9.0
CAPRI | CAP169484 | EC000441 | EF001210 | Non | 9.0
CAPRI | CAP169484 | EC000441 | EF001217 | EV009696 | 9.0
CAPRI | CAP169484 | EC000441 | EF001257 | EV000149 | 9.0
CAPRI | CAP169484 | EC000441 | EF001742 | -20 °C | 9.0
CAPRI | CAP169484 | EC000441 | EF001742 | 80 °C | 9.0
CAPRI | CAP169484 | EC000441 | EF001758 | EV003695 | 9.0
CAPRI | CAP169484 | EC000441 | EF002169 | EV000914 | 9.0
CAPRI | CAP169484 | EC000441 | EF003712 | 1,588 mm | 9.0
CAPRI | CAP169484 | EC000441 | EF004191 | Non | 9.0
CAPRI | CAP169484 | EC000441 | EF004685 | Non | 9.0
CAPRI | CAP169484 | EC000441 | EF005004 | Non | 9.0
CAPRI | CAP169484 | EC000441 | EF005049 | Non | 9.0
CAPRI | CAP169484 | EC000441 | EF005268 | 82,5 mm | 9.0
CAPRI | CAP169484 | EC000441 | EF005337 | Non | 9.0
CAPRI | CAP169484 | EC000441 | EF005466 | 37 mm | 9.0
CAPRI | CAP169484 | EC000441 | EF005466 | 53 mm | 9.0
CAPRI | CAP169484 | EC000441 | EF005474 | EV006422 | 9.0
CAPRI | CAP169484 | EC000441 | EF005474 | EV006619 | 9.0
CAPRI | CAP169484 | EC000441 | EF005728 | EV000494 | 9.0
CAPRI | CAP169484 | EC000441 | EF007839 | 48 | 9.0
CAPRI | CAP169484 | EC000441 | EF008404 | EV000494 | 9.0
CAPRI | CAP169484 | EC000441 | EF012184 | Non | 9.0
CAPRI | CAP169484 | EC000441 | EF012547 | Non | 9.0
CAPRI | CAP169484 | EC000441 | EF024919 | Non | 9.0
CAPRI | CAP169494 | EC000441 | EF000007 | EV003888 | 9.0
CAPRI | CAP169494 | EC000441 | EF000010 | EV000164 | 9.0
CAPRI | CAP169494 | EC000441 | EF000025 | Oui | 9.0
CAPRI | CAP169494 | EC000441 | EF000084 | Oui | 9.0
CAPRI | CAP169494 | EC000441 | EF000139 | EV000191 | 9.0
CAPRI | CAP169494 | EC000441 | EF000177 | 75 mm | 9.0
CAPRI | CAP169494 | EC000441 | EF000368 | 10 mm | 9.0
CAPRI | CAP169494 | EC000441 | EF000734 | Non | 9.0
CAPRI | CAP169494 | EC000441 | EF000878 | Oui | 9.0
CAPRI | CAP169494 | EC000441 | EF000881 | Oui | 9.0
CAPRI | CAP169494 | EC000441 | EF001062 | Oui | 9.0
CAPRI | CAP169494 | EC000441 | EF001210 | Non | 9.0
CAPRI | CAP169494 | EC000441 | EF001217 | EV009696 | 9.0
CAPRI | CAP169494 | EC000441 | EF001257 | EV000149 | 9.0
CAPRI | CAP169494 | EC000441 | EF001742 | -20 °C | 9.0
CAPRI | CAP169494 | EC000441 | EF001742 | 80 °C | 9.0
CAPRI | CAP169494 | EC000441 | EF001758 | EV003695 | 9.0
CAPRI | CAP169494 | EC000441 | EF002169 | EV000914 | 9.0
CAPRI | CAP169494 | EC000441 | EF003712 | 2,309 mm | 9.0
CAPRI | CAP169494 | EC000441 | EF004191 | Non | 9.0
CAPRI | CAP169494 | EC000441 | EF004685 | Non | 9.0
CAPRI | CAP169494 | EC000441 | EF005004 | Non | 9.0
CAPRI | CAP169494 | EC000441 | EF005049 | Non | 9.0
CAPRI | CAP169494 | EC000441 | EF005268 | 82,5 mm | 9.0
CAPRI | CAP169494 | EC000441 | EF005337 | Non | 9.0
CAPRI | CAP169494 | EC000441 | EF005466 | 37 mm | 9.0
CAPRI | CAP169494 | EC000441 | EF005466 | 53 mm | 9.0
CAPRI | CAP169494 | EC000441 | EF005474 | EV006422 | 9.0
CAPRI | CAP169494 | EC000441 | EF005474 | EV006619 | 9.0
CAPRI | CAP169494 | EC000441 | EF005728 | EV000494 | 9.0
CAPRI | CAP169494 | EC000441 | EF007839 | 48 NFC | 9.0
CAPRI | CAP169494 | EC000441 | EF008404 | EV000494 | 9.0
CAPRI | CAP169494 | EC000441 | EF012184 | Non | 9.0
CAPRI | CAP169494 | EC000441 | EF012547 | Non | 9.0
CAPRI | CAP169494 | EC000441 | EF024919 | Non | 9.0
CAPRI | CAP170804 | EC000441 | EF000007 | EV003888 | 9.0
CAPRI | CAP170804 | EC000441 | EF000010 | EV000164 | 9.0
CAPRI | CAP170804 | EC000441 | EF000025 | Oui | 9.0
CAPRI | CAP170804 | EC000441 | EF000084 | Oui | 9.0
CAPRI | CAP170804 | EC000441 | EF000139 | EV000191 | 9.0
CAPRI | CAP170804 | EC000441 | EF000177 | 10 mm | 9.0
CAPRI | CAP170804 | EC000441 | EF000368 | 6 mm | 9.0
CAPRI | CAP170804 | EC000441 | EF000734 | Non | 9.0
CAPRI | CAP170804 | EC000441 | EF000878 | Oui | 9.0
CAPRI | CAP170804 | EC000441 | EF000881 | Non | 9.0
CAPRI | CAP170804 | EC000441 | EF001062 | Non | 9.0
CAPRI | CAP170804 | EC000441 | EF001210 | Non | 9.0
CAPRI | CAP170804 | EC000441 | EF001217 | EV009696 | 9.0
CAPRI | CAP170804 | EC000441 | EF001257 | EV000149 | 9.0
CAPRI | CAP170804 | EC000441 | EF001742 | 100 °C | 9.0
CAPRI | CAP170804 | EC000441 | EF001742 | -20 °C | 9.0
CAPRI | CAP170804 | EC000441 | EF001758 | EV003712 | 9.0
CAPRI | CAP170804 | EC000441 | EF002169 | EV000914 | 9.0
CAPRI | CAP170804 | EC000441 | EF003712 | 1,25 mm | 9.0
CAPRI | CAP170804 | EC000441 | EF004191 | Non | 9.0
CAPRI | CAP170804 | EC000441 | EF004685 | Non | 9.0
CAPRI | CAP170804 | EC000441 | EF005004 | Non | 9.0
CAPRI | CAP170804 | EC000441 | EF005049 | Non | 9.0
CAPRI | CAP170804 | EC000441 | EF005268 | 11 mm | 9.0
CAPRI | CAP170804 | EC000441 | EF005337 | Non | 9.0
CAPRI | CAP170804 | EC000441 | EF005466 | 3 mm | 9.0
CAPRI | CAP170804 | EC000441 | EF005466 | 5,3 mm | 9.0
CAPRI | CAP170804 | EC000441 | EF005474 | EV006422 | 9.0
CAPRI | CAP170804 | EC000441 | EF005728 | EV000494 | 9.0
CAPRI | CAP170804 | EC000441 | EF007839 | 8 | 9.0
CAPRI | CAP170804 | EC000441 | EF008404 | EV000494 | 9.0
CAPRI | CAP170804 | EC000441 | EF012184 | Non | 9.0
CAPRI | CAP170804 | EC000441 | EF012547 | Non | 9.0
CAPRI | CAP170804 | EC000441 | EF024919 | Non | 9.0
CAPRI | CAP171004 | EC000441 | EF000007 | EV003888 | 9.0
CAPRI | CAP171004 | EC000441 | EF000010 | EV000164 | 9.0
CAPRI | CAP171004 | EC000441 | EF000025 | Oui | 9.0
CAPRI | CAP171004 | EC000441 | EF000084 | Oui | 9.0
CAPRI | CAP171004 | EC000441 | EF000139 | EV000191 | 9.0
CAPRI | CAP171004 | EC000441 | EF000177 | 12 mm | 9.0
CAPRI | CAP171004 | EC000441 | EF000368 | 6 mm | 9.0
CAPRI | CAP171004 | EC000441 | EF000734 | Non | 9.0
CAPRI | CAP171004 | EC000441 | EF000878 | Oui | 9.0
CAPRI | CAP171004 | EC000441 | EF000881 | Non | 9.0
CAPRI | CAP171004 | EC000441 | EF001062 | Non | 9.0
CAPRI | CAP171004 | EC000441 | EF001210 | Non | 9.0
CAPRI | CAP171004 | EC000441 | EF001217 | EV009696 | 9.0
CAPRI | CAP171004 | EC000441 | EF001257 | EV000149 | 9.0
CAPRI | CAP171004 | EC000441 | EF001742 | 100 °C | 9.0
CAPRI | CAP171004 | EC000441 | EF001742 | -20 °C | 9.0
CAPRI | CAP171004 | EC000441 | EF001758 | EV003712 | 9.0
CAPRI | CAP171004 | EC000441 | EF002169 | EV000914 | 9.0
CAPRI | CAP171004 | EC000441 | EF003712 | 1,5 mm | 9.0
CAPRI | CAP171004 | EC000441 | EF004191 | Non | 9.0
CAPRI | CAP171004 | EC000441 | EF004685 | Non | 9.0
CAPRI | CAP171004 | EC000441 | EF005004 | Non | 9.0
CAPRI | CAP171004 | EC000441 | EF005049 | Non | 9.0
CAPRI | CAP171004 | EC000441 | EF005268 | 13,2 mm | 9.0
CAPRI | CAP171004 | EC000441 | EF005337 | Non | 9.0
CAPRI | CAP171004 | EC000441 | EF005466 | 3,5 mm | 9.0
CAPRI | CAP171004 | EC000441 | EF005466 | 6,5 mm | 9.0
CAPRI | CAP171004 | EC000441 | EF005474 | EV006422 | 9.0
CAPRI | CAP171004 | EC000441 | EF005728 | EV000494 | 9.0
CAPRI | CAP171004 | EC000441 | EF007839 | 10 | 9.0
CAPRI | CAP171004 | EC000441 | EF008404 | EV000494 | 9.0
CAPRI | CAP171004 | EC000441 | EF012184 | Non | 9.0
CAPRI | CAP171004 | EC000441 | EF012547 | Non | 9.0
CAPRI | CAP171004 | EC000441 | EF024919 | Non | 9.0
CAPRI | CAP180504 | EC004689 | EF000215 | EV017547 | 9.0
CAPRI | CAP180504 | EC004689 | EF002390 | 3,0 mm | 9.0
CAPRI | CAP180504 | EC004689 | EF002390 | 6,5 mm | 9.0
CAPRI | CAP180504 | EC004689 | EF013236 | Oui | 9.0
CAPRI | CAP180504 | EC004689 | EF013237 | Oui | 9.0
CAPRI | CAP180605 | EC004689 | EF000215 | EV017547 | 9.0
CAPRI | CAP180605 | EC004689 | EF002390 | 10,0 mm | 9.0
CAPRI | CAP180605 | EC004689 | EF002390 | 4,5 mm | 9.0
CAPRI | CAP180605 | EC004689 | EF013236 | Oui | 9.0
CAPRI | CAP180605 | EC004689 | EF013237 | Oui | 9.0
CAPRI | CAP180706 | EC004689 | EF000215 | EV017547 | 9.0
CAPRI | CAP180706 | EC004689 | EF002390 | 13,0 mm | 9.0
CAPRI | CAP180706 | EC004689 | EF002390 | 6,0 mm | 9.0
CAPRI | CAP180706 | EC004689 | EF013236 | Oui | 9.0
CAPRI | CAP180706 | EC004689 | EF013237 | Oui | 9.0
CAPRI | CAP180751 | EC002316 | EF005865 | EV003695 | 9.0
CAPRI | CAP180751 | EC002316 | EF007808 | 7 | 9.0
CAPRI | CAP180807 | EC004689 | EF000215 | EV017547 | 9.0
CAPRI | CAP180807 | EC004689 | EF002390 | 10,0 mm | 9.0
CAPRI | CAP180807 | EC004689 | EF002390 | 18,0 mm | 9.0
CAPRI | CAP180807 | EC004689 | EF013236 | Oui | 9.0
CAPRI | CAP180807 | EC004689 | EF013237 | Oui | 9.0
CAPRI | CAP180908 | EC004689 | EF000215 | EV017547 | 9.0
CAPRI | CAP180908 | EC004689 | EF002390 | 16,0 mm | 9.0
CAPRI | CAP180908 | EC004689 | EF002390 | 24,5 mm | 9.0
CAPRI | CAP180908 | EC004689 | EF013236 | Oui | 9.0
CAPRI | CAP180908 | EC004689 | EF013237 | Oui | 9.0
CAPRI | CAP180951 | EC002316 | EF005865 | EV003695 | 9.0
CAPRI | CAP180951 | EC002316 | EF007808 | 9 | 9.0
CAPRI | CAP181009 | EC004689 | EF000215 | EV017547 | 9.0
CAPRI | CAP181009 | EC004689 | EF002390 | 22,0 mm | 9.0
CAPRI | CAP181009 | EC004689 | EF002390 | 32,0 mm | 9.0
CAPRI | CAP181009 | EC004689 | EF013236 | Oui | 9.0
CAPRI | CAP181009 | EC004689 | EF013237 | Oui | 9.0
CAPRI | CAP181110 | EC004689 | EF000215 | EV017547 | 9.0
CAPRI | CAP181110 | EC004689 | EF002390 | 29,0 mm | 9.0
CAPRI | CAP181110 | EC004689 | EF002390 | 40,5 mm | 9.0
CAPRI | CAP181110 | EC004689 | EF013236 | Oui | 9.0
CAPRI | CAP181110 | EC004689 | EF013237 | Oui | 9.0
CAPRI | CAP181151 | EC002316 | EF005865 | EV003695 | 9.0
CAPRI | CAP181151 | EC002316 | EF007808 | 11 | 9.0
CAPRI | CAP181351 | EC002316 | EF005865 | EV003695 | 9.0
CAPRI | CAP181351 | EC002316 | EF007808 | 13 | 9.0
CAPRI | CAP181651 | EC002316 | EF005865 | EV003695 | 9.0
CAPRI | CAP181651 | EC002316 | EF007808 | 16 | 9.0
CAPRI | CAP182151 | EC002316 | EF005865 | EV003695 | 9.0
CAPRI | CAP182151 | EC002316 | EF007808 | 21 | 9.0
CAPRI | CAP186072 | EC000441 | EF000007 | EV003888 | 9.0
CAPRI | CAP186072 | EC000441 | EF000010 | EV000164 | 9.0
CAPRI | CAP186072 | EC000441 | EF000025 | Oui | 9.0
CAPRI | CAP186072 | EC000441 | EF000084 | Oui | 9.0
CAPRI | CAP186072 | EC000441 | EF000139 | EV000191 | 9.0
CAPRI | CAP186072 | EC000441 | EF000177 | 15 mm | 9.0
CAPRI | CAP186072 | EC000441 | EF000368 | 6,5 mm | 9.0
CAPRI | CAP186072 | EC000441 | EF000734 | Non | 9.0
CAPRI | CAP186072 | EC000441 | EF000878 | Oui | 9.0
CAPRI | CAP186072 | EC000441 | EF000881 | Oui | 9.0
CAPRI | CAP186072 | EC000441 | EF001062 | Oui | 9.0
CAPRI | CAP186072 | EC000441 | EF001210 | Non | 9.0
CAPRI | CAP186072 | EC000441 | EF001217 | EV009696 | 9.0
CAPRI | CAP186072 | EC000441 | EF001257 | EV000149 | 9.0
CAPRI | CAP186072 | EC000441 | EF001742 | -20 °C | 9.0
CAPRI | CAP186072 | EC000441 | EF001742 | 80 °C | 9.0
CAPRI | CAP186072 | EC000441 | EF001758 | EV003695 | 9.0
CAPRI | CAP186072 | EC000441 | EF002169 | EV000914 | 9.0
CAPRI | CAP186072 | EC000441 | EF003712 | 1,27 mm | 9.0
CAPRI | CAP186072 | EC000441 | EF004191 | Non | 9.0
CAPRI | CAP186072 | EC000441 | EF004685 | Non | 9.0
CAPRI | CAP186072 | EC000441 | EF005004 | Non | 9.0
CAPRI | CAP186072 | EC000441 | EF005049 | Oui | 9.0
CAPRI | CAP186072 | EC000441 | EF005268 | 16,5 mm | 9.0
CAPRI | CAP186072 | EC000441 | EF005337 | Non | 9.0
CAPRI | CAP186072 | EC000441 | EF005466 | 3 mm | 9.0
CAPRI | CAP186072 | EC000441 | EF005466 | 6,5 mm | 9.0
CAPRI | CAP186072 | EC000441 | EF005474 | EV006422 | 9.0
CAPRI | CAP186072 | EC000441 | EF005474 | EV006619 | 9.0
CAPRI | CAP186072 | EC000441 | EF005728 | EV000494 | 9.0
CAPRI | CAP186072 | EC000441 | EF007839 | 7 | 9.0
CAPRI | CAP186072 | EC000441 | EF008404 | EV000494 | 9.0
CAPRI | CAP186072 | EC000441 | EF012184 | Non | 9.0
CAPRI | CAP186072 | EC000441 | EF012547 | Non | 9.0
CAPRI | CAP186072 | EC000441 | EF024919 | Non | 9.0
CAPRI | CAP186074 | EC000441 | EF000007 | EV003888 | 9.0
CAPRI | CAP186074 | EC000441 | EF000010 | EV000164 | 9.0
CAPRI | CAP186074 | EC000441 | EF000025 | Oui | 9.0
CAPRI | CAP186074 | EC000441 | EF000084 | Oui | 9.0
CAPRI | CAP186074 | EC000441 | EF000139 | EV000191 | 9.0
CAPRI | CAP186074 | EC000441 | EF000177 | 15 mm | 9.0
CAPRI | CAP186074 | EC000441 | EF000368 | 6,5 mm | 9.0
CAPRI | CAP186074 | EC000441 | EF000734 | Non | 9.0
CAPRI | CAP186074 | EC000441 | EF000878 | Oui | 9.0
CAPRI | CAP186074 | EC000441 | EF000881 | Oui | 9.0
CAPRI | CAP186074 | EC000441 | EF001062 | Oui | 9.0
CAPRI | CAP186074 | EC000441 | EF001210 | Non | 9.0
CAPRI | CAP186074 | EC000441 | EF001217 | EV009696 | 9.0
CAPRI | CAP186074 | EC000441 | EF001257 | EV000149 | 9.0
CAPRI | CAP186074 | EC000441 | EF001742 | -20 °C | 9.0
CAPRI | CAP186074 | EC000441 | EF001742 | 80 °C | 9.0
CAPRI | CAP186074 | EC000441 | EF001758 | EV003695 | 9.0
CAPRI | CAP186074 | EC000441 | EF002169 | EV000914 | 9.0
CAPRI | CAP186074 | EC000441 | EF003712 | 1,27 mm | 9.0
CAPRI | CAP186074 | EC000441 | EF004191 | Non | 9.0
CAPRI | CAP186074 | EC000441 | EF004685 | Non | 9.0
CAPRI | CAP186074 | EC000441 | EF005004 | Non | 9.0
CAPRI | CAP186074 | EC000441 | EF005049 | Non | 9.0
CAPRI | CAP186074 | EC000441 | EF005268 | 16,5 mm | 9.0
CAPRI | CAP186074 | EC000441 | EF005337 | Non | 9.0
CAPRI | CAP186074 | EC000441 | EF005466 | 3 mm | 9.0
CAPRI | CAP186074 | EC000441 | EF005466 | 6,5 mm | 9.0
CAPRI | CAP186074 | EC000441 | EF005474 | EV006422 | 9.0
CAPRI | CAP186074 | EC000441 | EF005474 | EV006619 | 9.0
CAPRI | CAP186074 | EC000441 | EF005728 | EV000494 | 9.0
CAPRI | CAP186074 | EC000441 | EF007839 | 7 | 9.0
CAPRI | CAP186074 | EC000441 | EF008404 | EV000494 | 9.0
CAPRI | CAP186074 | EC000441 | EF012184 | Non | 9.0
CAPRI | CAP186074 | EC000441 | EF012547 | Non | 9.0
CAPRI | CAP186074 | EC000441 | EF024919 | Non | 9.0
CAPRI | CAP186079 | EC000441 | EF000007 | EV000294 | 9.0
CAPRI | CAP186079 | EC000441 | EF000010 | EV000164 | 9.0
CAPRI | CAP186079 | EC000441 | EF000025 | Oui | 9.0
CAPRI | CAP186079 | EC000441 | EF000084 | Oui | 9.0
CAPRI | CAP186079 | EC000441 | EF000139 | EV006034 | 9.0
CAPRI | CAP186079 | EC000441 | EF000177 | 15 mm | 9.0
CAPRI | CAP186079 | EC000441 | EF000368 | 6,5 mm | 9.0
CAPRI | CAP186079 | EC000441 | EF000734 | Non | 9.0
CAPRI | CAP186079 | EC000441 | EF000878 | Oui | 9.0
CAPRI | CAP186079 | EC000441 | EF000881 | Oui | 9.0
CAPRI | CAP186079 | EC000441 | EF001062 | Oui | 9.0
CAPRI | CAP186079 | EC000441 | EF001210 | Non | 9.0
CAPRI | CAP186079 | EC000441 | EF001217 | EV009696 | 9.0
CAPRI | CAP186079 | EC000441 | EF001257 | EV006908 | 9.0
CAPRI | CAP186079 | EC000441 | EF001742 | -20 °C | 9.0
CAPRI | CAP186079 | EC000441 | EF001742 | 80 °C | 9.0
CAPRI | CAP186079 | EC000441 | EF001758 | EV003695 | 9.0
CAPRI | CAP186079 | EC000441 | EF002169 | EV000914 | 9.0
CAPRI | CAP186079 | EC000441 | EF003712 | 1,27 mm | 9.0
CAPRI | CAP186079 | EC000441 | EF004191 | Non | 9.0
CAPRI | CAP186079 | EC000441 | EF004685 | Non | 9.0
CAPRI | CAP186079 | EC000441 | EF005004 | Non | 9.0
CAPRI | CAP186079 | EC000441 | EF005049 | Non | 9.0
CAPRI | CAP186079 | EC000441 | EF005268 | 16,5 mm | 9.0
CAPRI | CAP186079 | EC000441 | EF005337 | Non | 9.0
CAPRI | CAP186079 | EC000441 | EF005466 | 3 mm | 9.0
CAPRI | CAP186079 | EC000441 | EF005466 | 6,5 mm | 9.0
CAPRI | CAP186079 | EC000441 | EF005474 | EV006422 | 9.0
CAPRI | CAP186079 | EC000441 | EF005474 | EV006619 | 9.0
CAPRI | CAP186079 | EC000441 | EF005728 | EV000494 | 9.0
CAPRI | CAP186079 | EC000441 | EF007839 | 7 | 9.0
CAPRI | CAP186079 | EC000441 | EF008404 | EV000494 | 9.0
CAPRI | CAP186079 | EC000441 | EF012184 | Non | 9.0
CAPRI | CAP186079 | EC000441 | EF012547 | Non | 9.0
CAPRI | CAP186079 | EC000441 | EF024919 | Non | 9.0
CAPRI | CAP186092 | EC000441 | EF000007 | EV003888 | 9.0
CAPRI | CAP186092 | EC000441 | EF000010 | EV000164 | 9.0
CAPRI | CAP186092 | EC000441 | EF000025 | Oui | 9.0
CAPRI | CAP186092 | EC000441 | EF000084 | Oui | 9.0
CAPRI | CAP186092 | EC000441 | EF000139 | EV000191 | 9.0
CAPRI | CAP186092 | EC000441 | EF000177 | 20 mm | 9.0
CAPRI | CAP186092 | EC000441 | EF000368 | 6,5 mm | 9.0
CAPRI | CAP186092 | EC000441 | EF000734 | Non | 9.0
CAPRI | CAP186092 | EC000441 | EF000878 | Oui | 9.0
CAPRI | CAP186092 | EC000441 | EF000881 | Oui | 9.0
CAPRI | CAP186092 | EC000441 | EF001062 | Oui | 9.0
CAPRI | CAP186092 | EC000441 | EF001210 | Non | 9.0
CAPRI | CAP186092 | EC000441 | EF001217 | EV009696 | 9.0
CAPRI | CAP186092 | EC000441 | EF001257 | EV000149 | 9.0
CAPRI | CAP186092 | EC000441 | EF001742 | -20 °C | 9.0
CAPRI | CAP186092 | EC000441 | EF001742 | 80 °C | 9.0
CAPRI | CAP186092 | EC000441 | EF001758 | EV003695 | 9.0
CAPRI | CAP186092 | EC000441 | EF002169 | EV000914 | 9.0
CAPRI | CAP186092 | EC000441 | EF003712 | 1,41 mm | 9.0
CAPRI | CAP186092 | EC000441 | EF004191 | Non | 9.0
CAPRI | CAP186092 | EC000441 | EF004685 | Non | 9.0
CAPRI | CAP186092 | EC000441 | EF005004 | Non | 9.0
CAPRI | CAP186092 | EC000441 | EF005049 | Oui | 9.0
CAPRI | CAP186092 | EC000441 | EF005268 | 22 mm | 9.0
CAPRI | CAP186092 | EC000441 | EF005337 | Non | 9.0
CAPRI | CAP186092 | EC000441 | EF005466 | 10 mm | 9.0
CAPRI | CAP186092 | EC000441 | EF005466 | 4,5 mm | 9.0
CAPRI | CAP186092 | EC000441 | EF005474 | EV006422 | 9.0
CAPRI | CAP186092 | EC000441 | EF005474 | EV006619 | 9.0
CAPRI | CAP186092 | EC000441 | EF005728 | EV000494 | 9.0
CAPRI | CAP186092 | EC000441 | EF007839 | 9 | 9.0
CAPRI | CAP186092 | EC000441 | EF008404 | EV000494 | 9.0
CAPRI | CAP186092 | EC000441 | EF012184 | Non | 9.0
CAPRI | CAP186092 | EC000441 | EF012547 | Non | 9.0
CAPRI | CAP186092 | EC000441 | EF024919 | Non | 9.0
CAPRI | CAP186094 | EC000441 | EF000007 | EV003888 | 9.0
CAPRI | CAP186094 | EC000441 | EF000010 | EV000164 | 9.0
CAPRI | CAP186094 | EC000441 | EF000025 | Oui | 9.0
CAPRI | CAP186094 | EC000441 | EF000084 | Oui | 9.0
CAPRI | CAP186094 | EC000441 | EF000139 | EV000191 | 9.0
CAPRI | CAP186094 | EC000441 | EF000177 | 20 mm | 9.0
CAPRI | CAP186094 | EC000441 | EF000368 | 6,5 mm | 9.0
CAPRI | CAP186094 | EC000441 | EF000734 | Non | 9.0
CAPRI | CAP186094 | EC000441 | EF000878 | Oui | 9.0
CAPRI | CAP186094 | EC000441 | EF000881 | Oui | 9.0
CAPRI | CAP186094 | EC000441 | EF001062 | Oui | 9.0
CAPRI | CAP186094 | EC000441 | EF001210 | Non | 9.0
CAPRI | CAP186094 | EC000441 | EF001217 | EV009696 | 9.0
CAPRI | CAP186094 | EC000441 | EF001257 | EV000149 | 9.0
CAPRI | CAP186094 | EC000441 | EF001742 | -20 °C | 9.0
CAPRI | CAP186094 | EC000441 | EF001742 | 80 °C | 9.0
CAPRI | CAP186094 | EC000441 | EF001758 | EV003695 | 9.0
CAPRI | CAP186094 | EC000441 | EF002169 | EV000914 | 9.0
CAPRI | CAP186094 | EC000441 | EF003712 | 1,41 mm | 9.0
CAPRI | CAP186094 | EC000441 | EF004191 | Non | 9.0
CAPRI | CAP186094 | EC000441 | EF004685 | Non | 9.0
CAPRI | CAP186094 | EC000441 | EF005004 | Non | 9.0
CAPRI | CAP186094 | EC000441 | EF005049 | Non | 9.0
CAPRI | CAP186094 | EC000441 | EF005268 | 22 mm | 9.0
CAPRI | CAP186094 | EC000441 | EF005337 | Non | 9.0
CAPRI | CAP186094 | EC000441 | EF005466 | 10 mm | 9.0
CAPRI | CAP186094 | EC000441 | EF005466 | 4,5 mm | 9.0
CAPRI | CAP186094 | EC000441 | EF005474 | EV006422 | 9.0
CAPRI | CAP186094 | EC000441 | EF005474 | EV006619 | 9.0
CAPRI | CAP186094 | EC000441 | EF005728 | EV000494 | 9.0
CAPRI | CAP186094 | EC000441 | EF007839 | 9 | 9.0
CAPRI | CAP186094 | EC000441 | EF008404 | EV000494 | 9.0
CAPRI | CAP186094 | EC000441 | EF012184 | Non | 9.0
CAPRI | CAP186094 | EC000441 | EF012547 | Non | 9.0
CAPRI | CAP186094 | EC000441 | EF024919 | Non | 9.0
CAPRI | CAP186099 | EC000441 | EF000007 | EV000294 | 9.0
CAPRI | CAP186099 | EC000441 | EF000010 | EV000164 | 9.0
CAPRI | CAP186099 | EC000441 | EF000025 | Oui | 9.0
CAPRI | CAP186099 | EC000441 | EF000084 | Oui | 9.0
CAPRI | CAP186099 | EC000441 | EF000139 | EV006034 | 9.0
CAPRI | CAP186099 | EC000441 | EF000177 | 20 mm | 9.0
CAPRI | CAP186099 | EC000441 | EF000368 | 6,5 mm | 9.0
CAPRI | CAP186099 | EC000441 | EF000734 | Non | 9.0
CAPRI | CAP186099 | EC000441 | EF000878 | Oui | 9.0
CAPRI | CAP186099 | EC000441 | EF000881 | Oui | 9.0
CAPRI | CAP186099 | EC000441 | EF001062 | Oui | 9.0
CAPRI | CAP186099 | EC000441 | EF001210 | Non | 9.0
CAPRI | CAP186099 | EC000441 | EF001217 | EV009696 | 9.0
CAPRI | CAP186099 | EC000441 | EF001257 | EV006908 | 9.0
CAPRI | CAP186099 | EC000441 | EF001742 | -20 °C | 9.0
CAPRI | CAP186099 | EC000441 | EF001742 | 80 °C | 9.0
CAPRI | CAP186099 | EC000441 | EF001758 | EV003695 | 9.0
CAPRI | CAP186099 | EC000441 | EF002169 | EV000914 | 9.0
CAPRI | CAP186099 | EC000441 | EF003712 | 1,41 mm | 9.0
CAPRI | CAP186099 | EC000441 | EF004191 | Non | 9.0
CAPRI | CAP186099 | EC000441 | EF004685 | Non | 9.0
CAPRI | CAP186099 | EC000441 | EF005004 | Non | 9.0
CAPRI | CAP186099 | EC000441 | EF005049 | Non | 9.0
CAPRI | CAP186099 | EC000441 | EF005268 | 22 mm | 9.0
CAPRI | CAP186099 | EC000441 | EF005337 | Non | 9.0
CAPRI | CAP186099 | EC000441 | EF005466 | 10 mm | 9.0
CAPRI | CAP186099 | EC000441 | EF005466 | 4,5 mm | 9.0
CAPRI | CAP186099 | EC000441 | EF005474 | EV006422 | 9.0
CAPRI | CAP186099 | EC000441 | EF005474 | EV006619 | 9.0
CAPRI | CAP186099 | EC000441 | EF005728 | EV000494 | 9.0
CAPRI | CAP186099 | EC000441 | EF007839 | 9 | 9.0
CAPRI | CAP186099 | EC000441 | EF008404 | EV000494 | 9.0
CAPRI | CAP186099 | EC000441 | EF012184 | Non | 9.0
CAPRI | CAP186099 | EC000441 | EF012547 | Non | 9.0
CAPRI | CAP186099 | EC000441 | EF024919 | Non | 9.0
CAPRI | CAP186112 | EC000441 | EF000007 | EV003888 | 9.0
CAPRI | CAP186112 | EC000441 | EF000010 | EV000164 | 9.0
CAPRI | CAP186112 | EC000441 | EF000025 | Oui | 9.0
CAPRI | CAP186112 | EC000441 | EF000084 | Oui | 9.0
CAPRI | CAP186112 | EC000441 | EF000139 | EV000191 | 9.0
CAPRI | CAP186112 | EC000441 | EF000177 | 24 mm | 9.0
CAPRI | CAP186112 | EC000441 | EF000368 | 6,5 mm | 9.0
CAPRI | CAP186112 | EC000441 | EF000734 | Non | 9.0
CAPRI | CAP186112 | EC000441 | EF000878 | Oui | 9.0
CAPRI | CAP186112 | EC000441 | EF000881 | Oui | 9.0
CAPRI | CAP186112 | EC000441 | EF001062 | Oui | 9.0
CAPRI | CAP186112 | EC000441 | EF001210 | Non | 9.0
CAPRI | CAP186112 | EC000441 | EF001217 | EV009696 | 9.0
CAPRI | CAP186112 | EC000441 | EF001257 | EV000149 | 9.0
CAPRI | CAP186112 | EC000441 | EF001742 | -20 °C | 9.0
CAPRI | CAP186112 | EC000441 | EF001742 | 80 °C | 9.0
CAPRI | CAP186112 | EC000441 | EF001758 | EV003695 | 9.0
CAPRI | CAP186112 | EC000441 | EF002169 | EV000914 | 9.0
CAPRI | CAP186112 | EC000441 | EF003712 | 1,41 mm | 9.0
CAPRI | CAP186112 | EC000441 | EF004191 | Non | 9.0
CAPRI | CAP186112 | EC000441 | EF004685 | Non | 9.0
CAPRI | CAP186112 | EC000441 | EF005004 | Non | 9.0
CAPRI | CAP186112 | EC000441 | EF005049 | Oui | 9.0
CAPRI | CAP186112 | EC000441 | EF005268 | 26,4 mm | 9.0
CAPRI | CAP186112 | EC000441 | EF005337 | Non | 9.0
CAPRI | CAP186112 | EC000441 | EF005466 | 13 mm | 9.0
CAPRI | CAP186112 | EC000441 | EF005466 | 6 mm | 9.0
CAPRI | CAP186112 | EC000441 | EF005474 | EV006422 | 9.0
CAPRI | CAP186112 | EC000441 | EF005474 | EV006619 | 9.0
CAPRI | CAP186112 | EC000441 | EF005728 | EV000494 | 9.0
CAPRI | CAP186112 | EC000441 | EF007839 | 11 | 9.0
CAPRI | CAP186112 | EC000441 | EF008404 | EV000494 | 9.0
CAPRI | CAP186112 | EC000441 | EF012184 | Non | 9.0
CAPRI | CAP186112 | EC000441 | EF012547 | Non | 9.0
CAPRI | CAP186112 | EC000441 | EF024919 | Non | 9.0
CAPRI | CAP186114 | EC000441 | EF000007 | EV003888 | 9.0
CAPRI | CAP186114 | EC000441 | EF000010 | EV000164 | 9.0
CAPRI | CAP186114 | EC000441 | EF000025 | Oui | 9.0
CAPRI | CAP186114 | EC000441 | EF000084 | Oui | 9.0
CAPRI | CAP186114 | EC000441 | EF000139 | EV000191 | 9.0
CAPRI | CAP186114 | EC000441 | EF000177 | 24 mm | 9.0
CAPRI | CAP186114 | EC000441 | EF000368 | 6,5 mm | 9.0
CAPRI | CAP186114 | EC000441 | EF000734 | Non | 9.0
CAPRI | CAP186114 | EC000441 | EF000878 | Oui | 9.0
CAPRI | CAP186114 | EC000441 | EF000881 | Oui | 9.0
CAPRI | CAP186114 | EC000441 | EF001062 | Oui | 9.0
CAPRI | CAP186114 | EC000441 | EF001210 | Non | 9.0
CAPRI | CAP186114 | EC000441 | EF001217 | EV009696 | 9.0
CAPRI | CAP186114 | EC000441 | EF001257 | EV000149 | 9.0
CAPRI | CAP186114 | EC000441 | EF001742 | -20 °C | 9.0
CAPRI | CAP186114 | EC000441 | EF001742 | 80 °C | 9.0
CAPRI | CAP186114 | EC000441 | EF001758 | EV003695 | 9.0
CAPRI | CAP186114 | EC000441 | EF002169 | EV000914 | 9.0
CAPRI | CAP186114 | EC000441 | EF003712 | 1,41 mm | 9.0
CAPRI | CAP186114 | EC000441 | EF004191 | Non | 9.0
CAPRI | CAP186114 | EC000441 | EF004685 | Non | 9.0
CAPRI | CAP186114 | EC000441 | EF005004 | Non | 9.0
CAPRI | CAP186114 | EC000441 | EF005049 | Non | 9.0
CAPRI | CAP186114 | EC000441 | EF005268 | 26,4 mm | 9.0
CAPRI | CAP186114 | EC000441 | EF005337 | Non | 9.0
CAPRI | CAP186114 | EC000441 | EF005466 | 13 mm | 9.0
CAPRI | CAP186114 | EC000441 | EF005466 | 6 mm | 9.0
CAPRI | CAP186114 | EC000441 | EF005474 | EV006422 | 9.0
CAPRI | CAP186114 | EC000441 | EF005474 | EV006619 | 9.0
CAPRI | CAP186114 | EC000441 | EF005728 | EV000494 | 9.0
CAPRI | CAP186114 | EC000441 | EF007839 | 11 | 9.0
CAPRI | CAP186114 | EC000441 | EF008404 | EV000494 | 9.0
CAPRI | CAP186114 | EC000441 | EF012184 | Non | 9.0
CAPRI | CAP186114 | EC000441 | EF012547 | Non | 9.0
CAPRI | CAP186114 | EC000441 | EF024919 | Non | 9.0
CAPRI | CAP186119 | EC000441 | EF000007 | EV000294 | 9.0
CAPRI | CAP186119 | EC000441 | EF000010 | EV000164 | 9.0
CAPRI | CAP186119 | EC000441 | EF000025 | Oui | 9.0
CAPRI | CAP186119 | EC000441 | EF000084 | Oui | 9.0
CAPRI | CAP186119 | EC000441 | EF000139 | EV006034 | 9.0
CAPRI | CAP186119 | EC000441 | EF000177 | 24 mm | 9.0
CAPRI | CAP186119 | EC000441 | EF000368 | 6,5 mm | 9.0
CAPRI | CAP186119 | EC000441 | EF000734 | Non | 9.0
CAPRI | CAP186119 | EC000441 | EF000878 | Oui | 9.0
CAPRI | CAP186119 | EC000441 | EF000881 | Oui | 9.0
CAPRI | CAP186119 | EC000441 | EF001062 | Oui | 9.0
CAPRI | CAP186119 | EC000441 | EF001210 | Non | 9.0
CAPRI | CAP186119 | EC000441 | EF001217 | EV009696 | 9.0
CAPRI | CAP186119 | EC000441 | EF001257 | EV006908 | 9.0
CAPRI | CAP186119 | EC000441 | EF001742 | -20 °C | 9.0
CAPRI | CAP186119 | EC000441 | EF001742 | 80 °C | 9.0
CAPRI | CAP186119 | EC000441 | EF001758 | EV003695 | 9.0
CAPRI | CAP186119 | EC000441 | EF002169 | EV000914 | 9.0
CAPRI | CAP186119 | EC000441 | EF003712 | 1,41 mm | 9.0
CAPRI | CAP186119 | EC000441 | EF004191 | Non | 9.0
CAPRI | CAP186119 | EC000441 | EF004685 | Non | 9.0
CAPRI | CAP186119 | EC000441 | EF005004 | Non | 9.0
CAPRI | CAP186119 | EC000441 | EF005049 | Non | 9.0
CAPRI | CAP186119 | EC000441 | EF005268 | 26,4 mm | 9.0
CAPRI | CAP186119 | EC000441 | EF005337 | Non | 9.0
CAPRI | CAP186119 | EC000441 | EF005466 | 13 mm | 9.0
CAPRI | CAP186119 | EC000441 | EF005466 | 6 mm | 9.0
CAPRI | CAP186119 | EC000441 | EF005474 | EV006422 | 9.0
CAPRI | CAP186119 | EC000441 | EF005474 | EV006619 | 9.0
CAPRI | CAP186119 | EC000441 | EF005728 | EV000494 | 9.0
CAPRI | CAP186119 | EC000441 | EF007839 | 11 | 9.0
CAPRI | CAP186119 | EC000441 | EF008404 | EV000494 | 9.0
CAPRI | CAP186119 | EC000441 | EF012184 | Non | 9.0
CAPRI | CAP186119 | EC000441 | EF012547 | Non | 9.0
CAPRI | CAP186119 | EC000441 | EF024919 | Non | 9.0
CAPRI | CAP186122 | EC000441 | EF000007 | EV003888 | 9.0
CAPRI | CAP186122 | EC000441 | EF000010 | EV000164 | 9.0
CAPRI | CAP186122 | EC000441 | EF000025 | Oui | 9.0
CAPRI | CAP186122 | EC000441 | EF000084 | Oui | 9.0
CAPRI | CAP186122 | EC000441 | EF000139 | EV000191 | 9.0
CAPRI | CAP186122 | EC000441 | EF000177 | 15 mm | 9.0
CAPRI | CAP186122 | EC000441 | EF000368 | 6,5 mm | 9.0
CAPRI | CAP186122 | EC000441 | EF000734 | Non | 9.0
CAPRI | CAP186122 | EC000441 | EF000878 | Oui | 9.0
CAPRI | CAP186122 | EC000441 | EF000881 | Oui | 9.0
CAPRI | CAP186122 | EC000441 | EF001062 | Oui | 9.0
CAPRI | CAP186122 | EC000441 | EF001210 | Non | 9.0
CAPRI | CAP186122 | EC000441 | EF001217 | EV009696 | 9.0
CAPRI | CAP186122 | EC000441 | EF001257 | EV000149 | 9.0
CAPRI | CAP186122 | EC000441 | EF001742 | -20 °C | 9.0
CAPRI | CAP186122 | EC000441 | EF001742 | 80 °C | 9.0
CAPRI | CAP186122 | EC000441 | EF001758 | EV003712 | 9.0
CAPRI | CAP186122 | EC000441 | EF002169 | EV000914 | 9.0
CAPRI | CAP186122 | EC000441 | EF003712 | 1,5 mm | 9.0
CAPRI | CAP186122 | EC000441 | EF004191 | Non | 9.0
CAPRI | CAP186122 | EC000441 | EF004685 | Non | 9.0
CAPRI | CAP186122 | EC000441 | EF005004 | Non | 9.0
CAPRI | CAP186122 | EC000441 | EF005049 | Oui | 9.0
CAPRI | CAP186122 | EC000441 | EF005268 | 16,5 mm | 9.0
CAPRI | CAP186122 | EC000441 | EF005337 | Non | 9.0
CAPRI | CAP186122 | EC000441 | EF005466 | 3 mm | 9.0
CAPRI | CAP186122 | EC000441 | EF005466 | 6,5 mm | 9.0
CAPRI | CAP186122 | EC000441 | EF005474 | EV006422 | 9.0
CAPRI | CAP186122 | EC000441 | EF005474 | EV006619 | 9.0
CAPRI | CAP186122 | EC000441 | EF005728 | EV000494 | 9.0
CAPRI | CAP186122 | EC000441 | EF007839 | 12 | 9.0
CAPRI | CAP186122 | EC000441 | EF008404 | EV000494 | 9.0
CAPRI | CAP186122 | EC000441 | EF012184 | Non | 9.0
CAPRI | CAP186122 | EC000441 | EF012547 | Non | 9.0
CAPRI | CAP186122 | EC000441 | EF024919 | Non | 9.0
CAPRI | CAP186132 | EC000441 | EF000007 | EV003888 | 9.0
CAPRI | CAP186132 | EC000441 | EF000010 | EV000164 | 9.0
CAPRI | CAP186132 | EC000441 | EF000025 | Oui | 9.0
CAPRI | CAP186132 | EC000441 | EF000084 | Oui | 9.0
CAPRI | CAP186132 | EC000441 | EF000139 | EV000191 | 9.0
CAPRI | CAP186132 | EC000441 | EF000177 | 24 mm | 9.0
CAPRI | CAP186132 | EC000441 | EF000368 | 6,5 mm | 9.0
CAPRI | CAP186132 | EC000441 | EF000734 | Non | 9.0
CAPRI | CAP186132 | EC000441 | EF000878 | Oui | 9.0
CAPRI | CAP186132 | EC000441 | EF000881 | Oui | 9.0
CAPRI | CAP186132 | EC000441 | EF001062 | Oui | 9.0
CAPRI | CAP186132 | EC000441 | EF001210 | Non | 9.0
CAPRI | CAP186132 | EC000441 | EF001217 | EV009696 | 9.0
CAPRI | CAP186132 | EC000441 | EF001257 | EV000149 | 9.0
CAPRI | CAP186132 | EC000441 | EF001742 | -20 °C | 9.0
CAPRI | CAP186132 | EC000441 | EF001742 | 80 °C | 9.0
CAPRI | CAP186132 | EC000441 | EF001758 | EV003695 | 9.0
CAPRI | CAP186132 | EC000441 | EF002169 | EV000914 | 9.0
CAPRI | CAP186132 | EC000441 | EF003712 | 1,41 mm | 9.0
CAPRI | CAP186132 | EC000441 | EF004191 | Non | 9.0
CAPRI | CAP186132 | EC000441 | EF004685 | Non | 9.0
CAPRI | CAP186132 | EC000441 | EF005004 | Non | 9.0
CAPRI | CAP186132 | EC000441 | EF005049 | Oui | 9.0
CAPRI | CAP186132 | EC000441 | EF005268 | 26,4 mm | 9.0
CAPRI | CAP186132 | EC000441 | EF005337 | Non | 9.0
CAPRI | CAP186132 | EC000441 | EF005466 | 13 mm | 9.0
CAPRI | CAP186132 | EC000441 | EF005466 | 6 mm | 9.0
CAPRI | CAP186132 | EC000441 | EF005474 | EV006422 | 9.0
CAPRI | CAP186132 | EC000441 | EF005474 | EV006619 | 9.0
CAPRI | CAP186132 | EC000441 | EF005728 | EV000494 | 9.0
CAPRI | CAP186132 | EC000441 | EF007839 | 13 | 9.0
CAPRI | CAP186132 | EC000441 | EF008404 | EV000494 | 9.0
CAPRI | CAP186132 | EC000441 | EF012184 | Non | 9.0
CAPRI | CAP186132 | EC000441 | EF012547 | Non | 9.0
CAPRI | CAP186132 | EC000441 | EF024919 | Non | 9.0
CAPRI | CAP186134 | EC000441 | EF000007 | EV003888 | 9.0
CAPRI | CAP186134 | EC000441 | EF000010 | EV000164 | 9.0
CAPRI | CAP186134 | EC000441 | EF000025 | Oui | 9.0
CAPRI | CAP186134 | EC000441 | EF000084 | Oui | 9.0
CAPRI | CAP186134 | EC000441 | EF000139 | EV000191 | 9.0
CAPRI | CAP186134 | EC000441 | EF000177 | 24 mm | 9.0
CAPRI | CAP186134 | EC000441 | EF000368 | 6,5 mm | 9.0
CAPRI | CAP186134 | EC000441 | EF000734 | Non | 9.0
CAPRI | CAP186134 | EC000441 | EF000878 | Oui | 9.0
CAPRI | CAP186134 | EC000441 | EF000881 | Oui | 9.0
CAPRI | CAP186134 | EC000441 | EF001062 | Oui | 9.0
CAPRI | CAP186134 | EC000441 | EF001210 | Non | 9.0
CAPRI | CAP186134 | EC000441 | EF001217 | EV009696 | 9.0
CAPRI | CAP186134 | EC000441 | EF001257 | EV000149 | 9.0
CAPRI | CAP186134 | EC000441 | EF001742 | -20 °C | 9.0
CAPRI | CAP186134 | EC000441 | EF001742 | 80 °C | 9.0
CAPRI | CAP186134 | EC000441 | EF001758 | EV003695 | 9.0
CAPRI | CAP186134 | EC000441 | EF002169 | EV000914 | 9.0
CAPRI | CAP186134 | EC000441 | EF003712 | 1,41 mm | 9.0
CAPRI | CAP186134 | EC000441 | EF004191 | Non | 9.0
CAPRI | CAP186134 | EC000441 | EF004685 | Non | 9.0
CAPRI | CAP186134 | EC000441 | EF005004 | Non | 9.0
CAPRI | CAP186134 | EC000441 | EF005049 | Non | 9.0
CAPRI | CAP186134 | EC000441 | EF005268 | 26,4 mm | 9.0
CAPRI | CAP186134 | EC000441 | EF005337 | Non | 9.0
CAPRI | CAP186134 | EC000441 | EF005466 | 13 mm | 9.0
CAPRI | CAP186134 | EC000441 | EF005466 | 6 mm | 9.0
CAPRI | CAP186134 | EC000441 | EF005474 | EV006422 | 9.0
CAPRI | CAP186134 | EC000441 | EF005474 | EV006619 | 9.0
CAPRI | CAP186134 | EC000441 | EF005728 | EV000494 | 9.0
CAPRI | CAP186134 | EC000441 | EF007839 | 13 | 9.0
CAPRI | CAP186134 | EC000441 | EF008404 | EV000494 | 9.0
CAPRI | CAP186134 | EC000441 | EF012184 | Non | 9.0
CAPRI | CAP186134 | EC000441 | EF012547 | Non | 9.0
CAPRI | CAP186134 | EC000441 | EF024919 | Non | 9.0
CAPRI | CAP186139 | EC000441 | EF000007 | EV000294 | 9.0
CAPRI | CAP186139 | EC000441 | EF000010 | EV000164 | 9.0
CAPRI | CAP186139 | EC000441 | EF000025 | Oui | 9.0
CAPRI | CAP186139 | EC000441 | EF000084 | Oui | 9.0
CAPRI | CAP186139 | EC000441 | EF000139 | EV006034 | 9.0
CAPRI | CAP186139 | EC000441 | EF000177 | 24 mm | 9.0
CAPRI | CAP186139 | EC000441 | EF000368 | 6,5 mm | 9.0
CAPRI | CAP186139 | EC000441 | EF000734 | Non | 9.0
CAPRI | CAP186139 | EC000441 | EF000878 | Oui | 9.0
CAPRI | CAP186139 | EC000441 | EF000881 | Oui | 9.0
CAPRI | CAP186139 | EC000441 | EF001062 | Oui | 9.0
CAPRI | CAP186139 | EC000441 | EF001210 | Non | 9.0
CAPRI | CAP186139 | EC000441 | EF001217 | EV009696 | 9.0
CAPRI | CAP186139 | EC000441 | EF001257 | EV006908 | 9.0
CAPRI | CAP186139 | EC000441 | EF001742 | -20 °C | 9.0
CAPRI | CAP186139 | EC000441 | EF001742 | 80 °C | 9.0
CAPRI | CAP186139 | EC000441 | EF001758 | EV003695 | 9.0
CAPRI | CAP186139 | EC000441 | EF002169 | EV000914 | 9.0
CAPRI | CAP186139 | EC000441 | EF003712 | 1,41 mm | 9.0
CAPRI | CAP186139 | EC000441 | EF004191 | Non | 9.0
CAPRI | CAP186139 | EC000441 | EF004685 | Non | 9.0
CAPRI | CAP186139 | EC000441 | EF005004 | Non | 9.0
CAPRI | CAP186139 | EC000441 | EF005049 | Non | 9.0
CAPRI | CAP186139 | EC000441 | EF005268 | 26,4 mm | 9.0
CAPRI | CAP186139 | EC000441 | EF005337 | Non | 9.0
CAPRI | CAP186139 | EC000441 | EF005466 | 13 mm | 9.0
CAPRI | CAP186139 | EC000441 | EF005466 | 6 mm | 9.0
CAPRI | CAP186139 | EC000441 | EF005474 | EV006422 | 9.0
CAPRI | CAP186139 | EC000441 | EF005474 | EV006619 | 9.0
CAPRI | CAP186139 | EC000441 | EF005728 | EV000494 | 9.0
CAPRI | CAP186139 | EC000441 | EF007839 | 13 | 9.0
CAPRI | CAP186139 | EC000441 | EF008404 | EV000494 | 9.0
CAPRI | CAP186139 | EC000441 | EF012184 | Non | 9.0
CAPRI | CAP186139 | EC000441 | EF012547 | Non | 9.0
CAPRI | CAP186139 | EC000441 | EF024919 | Non | 9.0
CAPRI | CAP186162 | EC000441 | EF000007 | EV003888 | 9.0
CAPRI | CAP186162 | EC000441 | EF000010 | EV000164 | 9.0
CAPRI | CAP186162 | EC000441 | EF000025 | Oui | 9.0
CAPRI | CAP186162 | EC000441 | EF000084 | Oui | 9.0
CAPRI | CAP186162 | EC000441 | EF000139 | EV000191 | 9.0
CAPRI | CAP186162 | EC000441 | EF000177 | 20 mm | 9.0
CAPRI | CAP186162 | EC000441 | EF000368 | 6,5 mm | 9.0
CAPRI | CAP186162 | EC000441 | EF000734 | Non | 9.0
CAPRI | CAP186162 | EC000441 | EF000878 | Oui | 9.0
CAPRI | CAP186162 | EC000441 | EF000881 | Oui | 9.0
CAPRI | CAP186162 | EC000441 | EF001062 | Oui | 9.0
CAPRI | CAP186162 | EC000441 | EF001210 | Non | 9.0
CAPRI | CAP186162 | EC000441 | EF001217 | EV009696 | 9.0
CAPRI | CAP186162 | EC000441 | EF001257 | EV000149 | 9.0
CAPRI | CAP186162 | EC000441 | EF001742 | -20 °C | 9.0
CAPRI | CAP186162 | EC000441 | EF001742 | 80 °C | 9.0
CAPRI | CAP186162 | EC000441 | EF001758 | EV003712 | 9.0
CAPRI | CAP186162 | EC000441 | EF002169 | EV000914 | 9.0
CAPRI | CAP186162 | EC000441 | EF003712 | 1,5 mm | 9.0
CAPRI | CAP186162 | EC000441 | EF004191 | Non | 9.0
CAPRI | CAP186162 | EC000441 | EF004685 | Non | 9.0
CAPRI | CAP186162 | EC000441 | EF005004 | Non | 9.0
CAPRI | CAP186162 | EC000441 | EF005049 | Oui | 9.0
CAPRI | CAP186162 | EC000441 | EF005268 | 22 mm | 9.0
CAPRI | CAP186162 | EC000441 | EF005337 | Non | 9.0
CAPRI | CAP186162 | EC000441 | EF005466 | 10 mm | 9.0
CAPRI | CAP186162 | EC000441 | EF005466 | 4,5 mm | 9.0
CAPRI | CAP186162 | EC000441 | EF005474 | EV006422 | 9.0
CAPRI | CAP186162 | EC000441 | EF005474 | EV006619 | 9.0
CAPRI | CAP186162 | EC000441 | EF005728 | EV000494 | 9.0
CAPRI | CAP186162 | EC000441 | EF007839 | 16 | 9.0
CAPRI | CAP186162 | EC000441 | EF008404 | EV000494 | 9.0
CAPRI | CAP186162 | EC000441 | EF012184 | Non | 9.0
CAPRI | CAP186162 | EC000441 | EF012547 | Non | 9.0
CAPRI | CAP186162 | EC000441 | EF024919 | Non | 9.0
CAPRI | CAP186172 | EC000441 | EF000007 | EV003888 | 9.0
CAPRI | CAP186172 | EC000441 | EF000010 | EV000164 | 9.0
CAPRI | CAP186172 | EC000441 | EF000025 | Oui | 9.0
CAPRI | CAP186172 | EC000441 | EF000084 | Oui | 9.0
CAPRI | CAP186172 | EC000441 | EF000139 | EV000191 | 9.0
CAPRI | CAP186172 | EC000441 | EF000177 | 30 mm | 9.0
CAPRI | CAP186172 | EC000441 | EF000368 | 7 mm | 9.0
CAPRI | CAP186172 | EC000441 | EF000734 | Non | 9.0
CAPRI | CAP186172 | EC000441 | EF000878 | Oui | 9.0
CAPRI | CAP186172 | EC000441 | EF000881 | Oui | 9.0
CAPRI | CAP186172 | EC000441 | EF001062 | Oui | 9.0
CAPRI | CAP186172 | EC000441 | EF001210 | Non | 9.0
CAPRI | CAP186172 | EC000441 | EF001217 | EV009696 | 9.0
CAPRI | CAP186172 | EC000441 | EF001257 | EV000149 | 9.0
CAPRI | CAP186172 | EC000441 | EF001742 | -20 °C | 9.0
CAPRI | CAP186172 | EC000441 | EF001742 | 80 °C | 9.0
CAPRI | CAP186172 | EC000441 | EF001758 | EV003695 | 9.0
CAPRI | CAP186172 | EC000441 | EF002169 | EV000914 | 9.0
CAPRI | CAP186172 | EC000441 | EF003712 | 1,41 mm | 9.0
CAPRI | CAP186172 | EC000441 | EF004191 | Non | 9.0
CAPRI | CAP186172 | EC000441 | EF004685 | Non | 9.0
CAPRI | CAP186172 | EC000441 | EF005004 | Non | 9.0
CAPRI | CAP186172 | EC000441 | EF005049 | Oui | 9.0
CAPRI | CAP186172 | EC000441 | EF005268 | 33 mm | 9.0
CAPRI | CAP186172 | EC000441 | EF005337 | Non | 9.0
CAPRI | CAP186172 | EC000441 | EF005466 | 10 mm | 9.0
CAPRI | CAP186172 | EC000441 | EF005466 | 18 mm | 9.0
CAPRI | CAP186172 | EC000441 | EF005474 | EV006422 | 9.0
CAPRI | CAP186172 | EC000441 | EF005474 | EV006619 | 9.0
CAPRI | CAP186172 | EC000441 | EF005728 | EV000494 | 9.0
CAPRI | CAP186172 | EC000441 | EF007839 | 16 | 9.0
CAPRI | CAP186172 | EC000441 | EF008404 | EV000494 | 9.0
CAPRI | CAP186172 | EC000441 | EF012184 | Non | 9.0
CAPRI | CAP186172 | EC000441 | EF012547 | Non | 9.0
CAPRI | CAP186172 | EC000441 | EF024919 | Non | 9.0
CAPRI | CAP186174 | EC000441 | EF000007 | EV003888 | 9.0
CAPRI | CAP186174 | EC000441 | EF000010 | EV000164 | 9.0
CAPRI | CAP186174 | EC000441 | EF000025 | Oui | 9.0
CAPRI | CAP186174 | EC000441 | EF000084 | Oui | 9.0
CAPRI | CAP186174 | EC000441 | EF000139 | EV000191 | 9.0
CAPRI | CAP186174 | EC000441 | EF000177 | 30 mm | 9.0
CAPRI | CAP186174 | EC000441 | EF000368 | 7 mm | 9.0
CAPRI | CAP186174 | EC000441 | EF000734 | Non | 9.0
CAPRI | CAP186174 | EC000441 | EF000878 | Oui | 9.0
CAPRI | CAP186174 | EC000441 | EF000881 | Oui | 9.0
CAPRI | CAP186174 | EC000441 | EF001062 | Oui | 9.0
CAPRI | CAP186174 | EC000441 | EF001210 | Non | 9.0
CAPRI | CAP186174 | EC000441 | EF001217 | EV009696 | 9.0
CAPRI | CAP186174 | EC000441 | EF001257 | EV000149 | 9.0
CAPRI | CAP186174 | EC000441 | EF001742 | -20 °C | 9.0
CAPRI | CAP186174 | EC000441 | EF001742 | 80 °C | 9.0
CAPRI | CAP186174 | EC000441 | EF001758 | EV003695 | 9.0
CAPRI | CAP186174 | EC000441 | EF002169 | EV000914 | 9.0
CAPRI | CAP186174 | EC000441 | EF003712 | 1,41 mm | 9.0
CAPRI | CAP186174 | EC000441 | EF004191 | Non | 9.0
CAPRI | CAP186174 | EC000441 | EF004685 | Non | 9.0
CAPRI | CAP186174 | EC000441 | EF005004 | Non | 9.0
CAPRI | CAP186174 | EC000441 | EF005049 | Non | 9.0
CAPRI | CAP186174 | EC000441 | EF005268 | 33 mm | 9.0
CAPRI | CAP186174 | EC000441 | EF005337 | Non | 9.0
CAPRI | CAP186174 | EC000441 | EF005466 | 10 mm | 9.0
CAPRI | CAP186174 | EC000441 | EF005466 | 18 mm | 9.0
CAPRI | CAP186174 | EC000441 | EF005474 | EV006422 | 9.0
CAPRI | CAP186174 | EC000441 | EF005474 | EV006619 | 9.0
CAPRI | CAP186174 | EC000441 | EF005728 | EV000494 | 9.0
CAPRI | CAP186174 | EC000441 | EF007839 | 16 | 9.0
CAPRI | CAP186174 | EC000441 | EF008404 | EV000494 | 9.0
CAPRI | CAP186174 | EC000441 | EF012184 | Non | 9.0
CAPRI | CAP186174 | EC000441 | EF012547 | Non | 9.0
CAPRI | CAP186174 | EC000441 | EF024919 | Non | 9.0
CAPRI | CAP186179 | EC000441 | EF000007 | EV000294 | 9.0
CAPRI | CAP186179 | EC000441 | EF000010 | EV000164 | 9.0
CAPRI | CAP186179 | EC000441 | EF000025 | Oui | 9.0
CAPRI | CAP186179 | EC000441 | EF000084 | Oui | 9.0
CAPRI | CAP186179 | EC000441 | EF000139 | EV006034 | 9.0
CAPRI | CAP186179 | EC000441 | EF000177 | 30 mm | 9.0
CAPRI | CAP186179 | EC000441 | EF000368 | 7 mm | 9.0
CAPRI | CAP186179 | EC000441 | EF000734 | Non | 9.0
CAPRI | CAP186179 | EC000441 | EF000878 | Oui | 9.0
CAPRI | CAP186179 | EC000441 | EF000881 | Oui | 9.0
CAPRI | CAP186179 | EC000441 | EF001062 | Oui | 9.0
CAPRI | CAP186179 | EC000441 | EF001210 | Non | 9.0
CAPRI | CAP186179 | EC000441 | EF001217 | EV009696 | 9.0
CAPRI | CAP186179 | EC000441 | EF001257 | EV006908 | 9.0
CAPRI | CAP186179 | EC000441 | EF001742 | -20 °C | 9.0
CAPRI | CAP186179 | EC000441 | EF001742 | 80 °C | 9.0
CAPRI | CAP186179 | EC000441 | EF001758 | EV003695 | 9.0
CAPRI | CAP186179 | EC000441 | EF002169 | EV000914 | 9.0
CAPRI | CAP186179 | EC000441 | EF003712 | 1,41 mm | 9.0
CAPRI | CAP186179 | EC000441 | EF004191 | Non | 9.0
CAPRI | CAP186179 | EC000441 | EF004685 | Non | 9.0
CAPRI | CAP186179 | EC000441 | EF005004 | Non | 9.0
CAPRI | CAP186179 | EC000441 | EF005049 | Non | 9.0
CAPRI | CAP186179 | EC000441 | EF005268 | 33 mm | 9.0
CAPRI | CAP186179 | EC000441 | EF005337 | Non | 9.0
CAPRI | CAP186179 | EC000441 | EF005466 | 10 mm | 9.0
CAPRI | CAP186179 | EC000441 | EF005466 | 18 mm | 9.0
CAPRI | CAP186179 | EC000441 | EF005474 | EV006422 | 9.0
CAPRI | CAP186179 | EC000441 | EF005474 | EV006619 | 9.0
CAPRI | CAP186179 | EC000441 | EF005728 | EV000494 | 9.0
CAPRI | CAP186179 | EC000441 | EF007839 | 16 | 9.0
CAPRI | CAP186179 | EC000441 | EF008404 | EV000494 | 9.0
CAPRI | CAP186179 | EC000441 | EF012184 | Non | 9.0
CAPRI | CAP186179 | EC000441 | EF012547 | Non | 9.0
CAPRI | CAP186179 | EC000441 | EF024919 | Non | 9.0
CAPRI | CAP186182 | EC000441 | EF000007 | EV003888 | 9.0
CAPRI | CAP186182 | EC000441 | EF000010 | EV000164 | 9.0
CAPRI | CAP186182 | EC000441 | EF000025 | Oui | 9.0
CAPRI | CAP186182 | EC000441 | EF000084 | Oui | 9.0
CAPRI | CAP186182 | EC000441 | EF000139 | EV000191 | 9.0
CAPRI | CAP186182 | EC000441 | EF000177 | 30 mm | 9.0
CAPRI | CAP186182 | EC000441 | EF000368 | 8 mm | 9.0
CAPRI | CAP186182 | EC000441 | EF000734 | Non | 9.0
CAPRI | CAP186182 | EC000441 | EF000878 | Oui | 9.0
CAPRI | CAP186182 | EC000441 | EF000881 | Oui | 9.0
CAPRI | CAP186182 | EC000441 | EF001062 | Oui | 9.0
CAPRI | CAP186182 | EC000441 | EF001210 | Non | 9.0
CAPRI | CAP186182 | EC000441 | EF001217 | EV009696 | 9.0
CAPRI | CAP186182 | EC000441 | EF001257 | EV000149 | 9.0
CAPRI | CAP186182 | EC000441 | EF001742 | -20 °C | 9.0
CAPRI | CAP186182 | EC000441 | EF001742 | 80 °C | 9.0
CAPRI | CAP186182 | EC000441 | EF001758 | EV003695 | 9.0
CAPRI | CAP186182 | EC000441 | EF002169 | EV000914 | 9.0
CAPRI | CAP186182 | EC000441 | EF003712 | 1,587 mm | 9.0
CAPRI | CAP186182 | EC000441 | EF004191 | Non | 9.0
CAPRI | CAP186182 | EC000441 | EF004685 | Non | 9.0
CAPRI | CAP186182 | EC000441 | EF005004 | Non | 9.0
CAPRI | CAP186182 | EC000441 | EF005049 | Oui | 9.0
CAPRI | CAP186182 | EC000441 | EF005268 | 33 mm | 9.0
CAPRI | CAP186182 | EC000441 | EF005337 | Non | 9.0
CAPRI | CAP186182 | EC000441 | EF005466 | 10 mm | 9.0
CAPRI | CAP186182 | EC000441 | EF005466 | 18 mm | 9.0
CAPRI | CAP186182 | EC000441 | EF005474 | EV006422 | 9.0
CAPRI | CAP186182 | EC000441 | EF005474 | EV006619 | 9.0
CAPRI | CAP186182 | EC000441 | EF005728 | EV000494 | 9.0
CAPRI | CAP186182 | EC000441 | EF007839 | 21 | 9.0
CAPRI | CAP186182 | EC000441 | EF008404 | EV000494 | 9.0
CAPRI | CAP186182 | EC000441 | EF012184 | Non | 9.0
CAPRI | CAP186182 | EC000441 | EF012547 | Non | 9.0
CAPRI | CAP186182 | EC000441 | EF024919 | Non | 9.0
CAPRI | CAP186184 | EC000441 | EF000007 | EV003888 | 9.0
CAPRI | CAP186184 | EC000441 | EF000010 | EV000164 | 9.0
CAPRI | CAP186184 | EC000441 | EF000025 | Oui | 9.0
CAPRI | CAP186184 | EC000441 | EF000084 | Oui | 9.0
CAPRI | CAP186184 | EC000441 | EF000139 | EV000191 | 9.0
CAPRI | CAP186184 | EC000441 | EF000177 | 38 mm | 9.0
CAPRI | CAP186184 | EC000441 | EF000368 | 8 mm | 9.0
CAPRI | CAP186184 | EC000441 | EF000734 | Non | 9.0
CAPRI | CAP186184 | EC000441 | EF000878 | Oui | 9.0
CAPRI | CAP186184 | EC000441 | EF000881 | Oui | 9.0
CAPRI | CAP186184 | EC000441 | EF001062 | Oui | 9.0
CAPRI | CAP186184 | EC000441 | EF001210 | Non | 9.0
CAPRI | CAP186184 | EC000441 | EF001217 | EV009696 | 9.0
CAPRI | CAP186184 | EC000441 | EF001257 | EV000149 | 9.0
CAPRI | CAP186184 | EC000441 | EF001742 | -20 °C | 9.0
CAPRI | CAP186184 | EC000441 | EF001742 | 80 °C | 9.0
CAPRI | CAP186184 | EC000441 | EF001758 | EV003695 | 9.0
CAPRI | CAP186184 | EC000441 | EF002169 | EV000914 | 9.0
CAPRI | CAP186184 | EC000441 | EF003712 | 1,587 mm | 9.0
CAPRI | CAP186184 | EC000441 | EF004191 | Non | 9.0
CAPRI | CAP186184 | EC000441 | EF004685 | Non | 9.0
CAPRI | CAP186184 | EC000441 | EF005004 | Non | 9.0
CAPRI | CAP186184 | EC000441 | EF005049 | Non | 9.0
CAPRI | CAP186184 | EC000441 | EF005268 | 41,8 mm | 9.0
CAPRI | CAP186184 | EC000441 | EF005337 | Non | 9.0
CAPRI | CAP186184 | EC000441 | EF005466 | 16 mm | 9.0
CAPRI | CAP186184 | EC000441 | EF005466 | 24,5 | 9.0
CAPRI | CAP186184 | EC000441 | EF005474 | EV006422 | 9.0
CAPRI | CAP186184 | EC000441 | EF005474 | EV006619 | 9.0
CAPRI | CAP186184 | EC000441 | EF005728 | EV000494 | 9.0
CAPRI | CAP186184 | EC000441 | EF007839 | 21 | 9.0
CAPRI | CAP186184 | EC000441 | EF008404 | EV000494 | 9.0
CAPRI | CAP186184 | EC000441 | EF012184 | Non | 9.0
CAPRI | CAP186184 | EC000441 | EF012547 | Non | 9.0
CAPRI | CAP186184 | EC000441 | EF024919 | Non | 9.0
CAPRI | CAP186189 | EC000441 | EF000007 | EV000294 | 9.0
CAPRI | CAP186189 | EC000441 | EF000010 | EV000164 | 9.0
CAPRI | CAP186189 | EC000441 | EF000025 | Oui | 9.0
CAPRI | CAP186189 | EC000441 | EF000084 | Oui | 9.0
CAPRI | CAP186189 | EC000441 | EF000139 | EV006034 | 9.0
CAPRI | CAP186189 | EC000441 | EF000177 | 38 mm | 9.0
CAPRI | CAP186189 | EC000441 | EF000368 | 8 mm | 9.0
CAPRI | CAP186189 | EC000441 | EF000734 | Non | 9.0
CAPRI | CAP186189 | EC000441 | EF000878 | Oui | 9.0
CAPRI | CAP186189 | EC000441 | EF000881 | Oui | 9.0
CAPRI | CAP186189 | EC000441 | EF001062 | Oui | 9.0
CAPRI | CAP186189 | EC000441 | EF001210 | Non | 9.0
CAPRI | CAP186189 | EC000441 | EF001217 | EV009696 | 9.0
CAPRI | CAP186189 | EC000441 | EF001257 | EV006908 | 9.0
CAPRI | CAP186189 | EC000441 | EF001742 | -20 °C | 9.0
CAPRI | CAP186189 | EC000441 | EF001742 | 80 °C | 9.0
CAPRI | CAP186189 | EC000441 | EF001758 | EV003695 | 9.0
CAPRI | CAP186189 | EC000441 | EF002169 | EV000914 | 9.0
CAPRI | CAP186189 | EC000441 | EF003712 | 1,587 mm | 9.0
CAPRI | CAP186189 | EC000441 | EF004191 | Non | 9.0
CAPRI | CAP186189 | EC000441 | EF004685 | Non | 9.0
CAPRI | CAP186189 | EC000441 | EF005004 | Non | 9.0
CAPRI | CAP186189 | EC000441 | EF005049 | Non | 9.0
CAPRI | CAP186189 | EC000441 | EF005268 | 41,8 mm | 9.0
CAPRI | CAP186189 | EC000441 | EF005337 | Non | 9.0
CAPRI | CAP186189 | EC000441 | EF005466 | 16 mm | 9.0
CAPRI | CAP186189 | EC000441 | EF005466 | 24,5 mm | 9.0
CAPRI | CAP186189 | EC000441 | EF005474 | EV006422 | 9.0
CAPRI | CAP186189 | EC000441 | EF005474 | EV006619 | 9.0
CAPRI | CAP186189 | EC000441 | EF005728 | EV000494 | 9.0
CAPRI | CAP186189 | EC000441 | EF007839 | 21 | 9.0
CAPRI | CAP186189 | EC000441 | EF008404 | EV000494 | 9.0
CAPRI | CAP186189 | EC000441 | EF012184 | Non | 9.0
CAPRI | CAP186189 | EC000441 | EF012547 | Non | 9.0
CAPRI | CAP186189 | EC000441 | EF024919 | Non | 9.0
CAPRI | CAP186192 | EC000441 | EF000007 | EV003888 | 9.0
CAPRI | CAP186192 | EC000441 | EF000010 | EV000164 | 9.0
CAPRI | CAP186192 | EC000441 | EF000025 | Oui | 9.0
CAPRI | CAP186192 | EC000441 | EF000084 | Oui | 9.0
CAPRI | CAP186192 | EC000441 | EF000139 | EV000191 | 9.0
CAPRI | CAP186192 | EC000441 | EF000177 | 38 mm | 9.0
CAPRI | CAP186192 | EC000441 | EF000368 | 8 mm | 9.0
CAPRI | CAP186192 | EC000441 | EF000734 | Non | 9.0
CAPRI | CAP186192 | EC000441 | EF000878 | Oui | 9.0
CAPRI | CAP186192 | EC000441 | EF000881 | Oui | 9.0
CAPRI | CAP186192 | EC000441 | EF001062 | Oui | 9.0
CAPRI | CAP186192 | EC000441 | EF001210 | Non | 9.0
CAPRI | CAP186192 | EC000441 | EF001217 | EV009696 | 9.0
CAPRI | CAP186192 | EC000441 | EF001257 | EV000149 | 9.0
CAPRI | CAP186192 | EC000441 | EF001742 | -20 °C | 9.0
CAPRI | CAP186192 | EC000441 | EF001742 | 80 °C | 9.0
CAPRI | CAP186192 | EC000441 | EF001758 | EV003695 | 9.0
CAPRI | CAP186192 | EC000441 | EF002169 | EV000914 | 9.0
CAPRI | CAP186192 | EC000441 | EF003712 | 1,587 mm | 9.0
CAPRI | CAP186192 | EC000441 | EF004191 | Non | 9.0
CAPRI | CAP186192 | EC000441 | EF004685 | Non | 9.0
CAPRI | CAP186192 | EC000441 | EF005004 | Non | 9.0
CAPRI | CAP186192 | EC000441 | EF005049 | Oui | 9.0
CAPRI | CAP186192 | EC000441 | EF005268 | 41,8 mm | 9.0
CAPRI | CAP186192 | EC000441 | EF005337 | Non | 9.0
CAPRI | CAP186192 | EC000441 | EF005466 | 16 mm | 9.0
CAPRI | CAP186192 | EC000441 | EF005466 | 24,5 mm | 9.0
CAPRI | CAP186192 | EC000441 | EF005474 | EV006422 | 9.0
CAPRI | CAP186192 | EC000441 | EF005474 | EV006619 | 9.0
CAPRI | CAP186192 | EC000441 | EF005728 | EV000494 | 9.0
CAPRI | CAP186192 | EC000441 | EF007839 | 21 | 9.0
CAPRI | CAP186192 | EC000441 | EF008404 | EV000494 | 9.0
CAPRI | CAP186192 | EC000441 | EF012184 | Non | 9.0
CAPRI | CAP186192 | EC000441 | EF012547 | Non | 9.0
CAPRI | CAP186192 | EC000441 | EF024919 | Non | 9.0
CAPRI | CAP186194 | EC000441 | EF000007 | EV003888 | 9.0
CAPRI | CAP186194 | EC000441 | EF000010 | EV000164 | 9.0
CAPRI | CAP186194 | EC000441 | EF000025 | Oui | 9.0
CAPRI | CAP186194 | EC000441 | EF000084 | Oui | 9.0
CAPRI | CAP186194 | EC000441 | EF000139 | EV000191 | 9.0
CAPRI | CAP186194 | EC000441 | EF000177 | 30 mm | 9.0
CAPRI | CAP186194 | EC000441 | EF000368 | 8 mm | 9.0
CAPRI | CAP186194 | EC000441 | EF000734 | Non | 9.0
CAPRI | CAP186194 | EC000441 | EF000878 | Oui | 9.0
CAPRI | CAP186194 | EC000441 | EF000881 | Oui | 9.0
CAPRI | CAP186194 | EC000441 | EF001062 | Oui | 9.0
CAPRI | CAP186194 | EC000441 | EF001210 | Non | 9.0
CAPRI | CAP186194 | EC000441 | EF001217 | EV009696 | 9.0
CAPRI | CAP186194 | EC000441 | EF001257 | EV000149 | 9.0
CAPRI | CAP186194 | EC000441 | EF001742 | -20 °C | 9.0
CAPRI | CAP186194 | EC000441 | EF001742 | 80 °C | 9.0
CAPRI | CAP186194 | EC000441 | EF001758 | EV003695 | 9.0
CAPRI | CAP186194 | EC000441 | EF002169 | EV000914 | 9.0
CAPRI | CAP186194 | EC000441 | EF003712 | 1,587 mm | 9.0
CAPRI | CAP186194 | EC000441 | EF004191 | Non | 9.0
CAPRI | CAP186194 | EC000441 | EF004685 | Non | 9.0
CAPRI | CAP186194 | EC000441 | EF005004 | Non | 9.0
CAPRI | CAP186194 | EC000441 | EF005049 | Non | 9.0
CAPRI | CAP186194 | EC000441 | EF005268 | 33 mm | 9.0
CAPRI | CAP186194 | EC000441 | EF005337 | Non | 9.0
CAPRI | CAP186194 | EC000441 | EF005466 | 10 mm | 9.0
CAPRI | CAP186194 | EC000441 | EF005466 | 18 mm | 9.0
CAPRI | CAP186194 | EC000441 | EF005474 | EV006422 | 9.0
CAPRI | CAP186194 | EC000441 | EF005474 | EV006619 | 9.0
CAPRI | CAP186194 | EC000441 | EF005728 | EV000494 | 9.0
CAPRI | CAP186194 | EC000441 | EF007839 | 21 | 9.0
CAPRI | CAP186194 | EC000441 | EF008404 | EV000494 | 9.0
CAPRI | CAP186194 | EC000441 | EF012184 | Non | 9.0
CAPRI | CAP186194 | EC000441 | EF012547 | Non | 9.0
CAPRI | CAP186194 | EC000441 | EF024919 | Non | 9.0
CAPRI | CAP186199 | EC000441 | EF000007 | EV000294 | 9.0
CAPRI | CAP186199 | EC000441 | EF000010 | EV000164 | 9.0
CAPRI | CAP186199 | EC000441 | EF000025 | Oui | 9.0
CAPRI | CAP186199 | EC000441 | EF000084 | Oui | 9.0
CAPRI | CAP186199 | EC000441 | EF000139 | EV006034 | 9.0
CAPRI | CAP186199 | EC000441 | EF000177 | 30 mm | 9.0
CAPRI | CAP186199 | EC000441 | EF000368 | 8 mm | 9.0
CAPRI | CAP186199 | EC000441 | EF000734 | Non | 9.0
CAPRI | CAP186199 | EC000441 | EF000878 | Oui | 9.0
CAPRI | CAP186199 | EC000441 | EF000881 | Oui | 9.0
CAPRI | CAP186199 | EC000441 | EF001062 | Oui | 9.0
CAPRI | CAP186199 | EC000441 | EF001210 | Non | 9.0
CAPRI | CAP186199 | EC000441 | EF001217 | EV009696 | 9.0
CAPRI | CAP186199 | EC000441 | EF001257 | EV006908 | 9.0
CAPRI | CAP186199 | EC000441 | EF001742 | -20 °C | 9.0
CAPRI | CAP186199 | EC000441 | EF001742 | 80 °C | 9.0
CAPRI | CAP186199 | EC000441 | EF001758 | EV003695 | 9.0
CAPRI | CAP186199 | EC000441 | EF002169 | EV000914 | 9.0
CAPRI | CAP186199 | EC000441 | EF003712 | 1,587 mm | 9.0
CAPRI | CAP186199 | EC000441 | EF004191 | Non | 9.0
CAPRI | CAP186199 | EC000441 | EF004685 | Non | 9.0
CAPRI | CAP186199 | EC000441 | EF005004 | Non | 9.0
CAPRI | CAP186199 | EC000441 | EF005049 | Non | 9.0
CAPRI | CAP186199 | EC000441 | EF005268 | 33 mm | 9.0
CAPRI | CAP186199 | EC000441 | EF005337 | Non | 9.0
CAPRI | CAP186199 | EC000441 | EF005466 | 10 mm | 9.0
CAPRI | CAP186199 | EC000441 | EF005466 | 18 mm | 9.0
CAPRI | CAP186199 | EC000441 | EF005474 | EV006422 | 9.0
CAPRI | CAP186199 | EC000441 | EF005474 | EV006619 | 9.0
CAPRI | CAP186199 | EC000441 | EF005728 | EV000494 | 9.0
CAPRI | CAP186199 | EC000441 | EF007839 | 21 | 9.0
CAPRI | CAP186199 | EC000441 | EF008404 | EV000494 | 9.0
CAPRI | CAP186199 | EC000441 | EF012184 | Non | 9.0
CAPRI | CAP186199 | EC000441 | EF012547 | Non | 9.0
CAPRI | CAP186199 | EC000441 | EF024919 | Non | 9.0
CAPRI | CAP186202 | EC000441 | EF000007 | EV003888 | 9.0
CAPRI | CAP186202 | EC000441 | EF000010 | EV000164 | 9.0
CAPRI | CAP186202 | EC000441 | EF000025 | Oui | 9.0
CAPRI | CAP186202 | EC000441 | EF000084 | Oui | 9.0
CAPRI | CAP186202 | EC000441 | EF000139 | EV000191 | 9.0
CAPRI | CAP186202 | EC000441 | EF000177 | 24 mm | 9.0
CAPRI | CAP186202 | EC000441 | EF000368 | 6,5 mm | 9.0
CAPRI | CAP186202 | EC000441 | EF000734 | Non | 9.0
CAPRI | CAP186202 | EC000441 | EF000878 | Oui | 9.0
CAPRI | CAP186202 | EC000441 | EF000881 | Oui | 9.0
CAPRI | CAP186202 | EC000441 | EF001062 | Oui | 9.0
CAPRI | CAP186202 | EC000441 | EF001210 | Non | 9.0
CAPRI | CAP186202 | EC000441 | EF001217 | EV009696 | 9.0
CAPRI | CAP186202 | EC000441 | EF001257 | EV000149 | 9.0
CAPRI | CAP186202 | EC000441 | EF001742 | -20 °C | 9.0
CAPRI | CAP186202 | EC000441 | EF001742 | 80 °C | 9.0
CAPRI | CAP186202 | EC000441 | EF001758 | EV003712 | 9.0
CAPRI | CAP186202 | EC000441 | EF002169 | EV000914 | 9.0
CAPRI | CAP186202 | EC000441 | EF003712 | 1,5 mm | 9.0
CAPRI | CAP186202 | EC000441 | EF004191 | Non | 9.0
CAPRI | CAP186202 | EC000441 | EF004685 | Non | 9.0
CAPRI | CAP186202 | EC000441 | EF005004 | Non | 9.0
CAPRI | CAP186202 | EC000441 | EF005049 | Oui | 9.0
CAPRI | CAP186202 | EC000441 | EF005268 | 26,4 mm | 9.0
CAPRI | CAP186202 | EC000441 | EF005337 | Non | 9.0
CAPRI | CAP186202 | EC000441 | EF005466 | 13 mm | 9.0
CAPRI | CAP186202 | EC000441 | EF005466 | 6 mm | 9.0
CAPRI | CAP186202 | EC000441 | EF005474 | EV006422 | 9.0
CAPRI | CAP186202 | EC000441 | EF005474 | EV006619 | 9.0
CAPRI | CAP186202 | EC000441 | EF005728 | EV000494 | 9.0
CAPRI | CAP186202 | EC000441 | EF007839 | 20 | 9.0
CAPRI | CAP186202 | EC000441 | EF008404 | EV000494 | 9.0
CAPRI | CAP186202 | EC000441 | EF012184 | Non | 9.0
CAPRI | CAP186202 | EC000441 | EF012547 | Non | 9.0
CAPRI | CAP186202 | EC000441 | EF024919 | Non | 9.0
CAPRI | CAP186252 | EC000441 | EF000007 | EV003888 | 9.0
CAPRI | CAP186252 | EC000441 | EF000010 | EV000164 | 9.0
CAPRI | CAP186252 | EC000441 | EF000025 | Oui | 9.0
CAPRI | CAP186252 | EC000441 | EF000084 | Oui | 9.0
CAPRI | CAP186252 | EC000441 | EF000139 | EV000191 | 9.0
CAPRI | CAP186252 | EC000441 | EF000177 | 30 mm | 9.0
CAPRI | CAP186252 | EC000441 | EF000368 | 7 mm | 9.0
CAPRI | CAP186252 | EC000441 | EF000734 | Non | 9.0
CAPRI | CAP186252 | EC000441 | EF000878 | Oui | 9.0
CAPRI | CAP186252 | EC000441 | EF000881 | Oui | 9.0
CAPRI | CAP186252 | EC000441 | EF001062 | Oui | 9.0
CAPRI | CAP186252 | EC000441 | EF001210 | Non | 9.0
CAPRI | CAP186252 | EC000441 | EF001217 | EV009696 | 9.0
CAPRI | CAP186252 | EC000441 | EF001257 | EV000149 | 9.0
CAPRI | CAP186252 | EC000441 | EF001742 | -20 °C | 9.0
CAPRI | CAP186252 | EC000441 | EF001742 | 80 °C | 9.0
CAPRI | CAP186252 | EC000441 | EF001758 | EV003712 | 9.0
CAPRI | CAP186252 | EC000441 | EF002169 | EV000914 | 9.0
CAPRI | CAP186252 | EC000441 | EF003712 | 1,5 mm | 9.0
CAPRI | CAP186252 | EC000441 | EF004191 | Non | 9.0
CAPRI | CAP186252 | EC000441 | EF004685 | Non | 9.0
CAPRI | CAP186252 | EC000441 | EF005004 | Non | 9.0
CAPRI | CAP186252 | EC000441 | EF005049 | Oui | 9.0
CAPRI | CAP186252 | EC000441 | EF005268 | 33 mm | 9.0
CAPRI | CAP186252 | EC000441 | EF005337 | Non | 9.0
CAPRI | CAP186252 | EC000441 | EF005466 | 10 mm | 9.0
CAPRI | CAP186252 | EC000441 | EF005466 | 18 mm | 9.0
CAPRI | CAP186252 | EC000441 | EF005474 | EV006422 | 9.0
CAPRI | CAP186252 | EC000441 | EF005474 | EV006619 | 9.0
CAPRI | CAP186252 | EC000441 | EF005728 | EV000494 | 9.0
CAPRI | CAP186252 | EC000441 | EF007839 | 25 | 9.0
CAPRI | CAP186252 | EC000441 | EF008404 | EV000494 | 9.0
CAPRI | CAP186252 | EC000441 | EF012184 | Non | 9.0
CAPRI | CAP186252 | EC000441 | EF012547 | Non | 9.0
CAPRI | CAP186252 | EC000441 | EF024919 | Non | 9.0
CAPRI | CAP186282 | EC000441 | EF000007 | EV003888 | 9.0
CAPRI | CAP186282 | EC000441 | EF000010 | EV000164 | 9.0
CAPRI | CAP186282 | EC000441 | EF000025 | Oui | 9.0
CAPRI | CAP186282 | EC000441 | EF000084 | Oui | 9.0
CAPRI | CAP186282 | EC000441 | EF000139 | EV000191 | 9.0
CAPRI | CAP186282 | EC000441 | EF000177 | 38 mm | 9.0
CAPRI | CAP186282 | EC000441 | EF000368 | 8 mm | 9.0
CAPRI | CAP186282 | EC000441 | EF000734 | Non | 9.0
CAPRI | CAP186282 | EC000441 | EF000878 | Oui | 9.0
CAPRI | CAP186282 | EC000441 | EF000881 | Oui | 9.0
CAPRI | CAP186282 | EC000441 | EF001062 | Oui | 9.0
CAPRI | CAP186282 | EC000441 | EF001210 | Non | 9.0
CAPRI | CAP186282 | EC000441 | EF001217 | EV009696 | 9.0
CAPRI | CAP186282 | EC000441 | EF001257 | EV000149 | 9.0
CAPRI | CAP186282 | EC000441 | EF001742 | -20 °C | 9.0
CAPRI | CAP186282 | EC000441 | EF001742 | 80 °C | 9.0
CAPRI | CAP186282 | EC000441 | EF001758 | EV003695 | 9.0
CAPRI | CAP186282 | EC000441 | EF002169 | EV000914 | 9.0
CAPRI | CAP186282 | EC000441 | EF003712 | 1,587 mm | 9.0
CAPRI | CAP186282 | EC000441 | EF004191 | Non | 9.0
CAPRI | CAP186282 | EC000441 | EF004685 | Non | 9.0
CAPRI | CAP186282 | EC000441 | EF005004 | Non | 9.0
CAPRI | CAP186282 | EC000441 | EF005049 | Oui | 9.0
CAPRI | CAP186282 | EC000441 | EF005268 | 41,8 mm | 9.0
CAPRI | CAP186282 | EC000441 | EF005337 | Non | 9.0
CAPRI | CAP186282 | EC000441 | EF005466 | 16 mm | 9.0
CAPRI | CAP186282 | EC000441 | EF005466 | 24,5 mm | 9.0
CAPRI | CAP186282 | EC000441 | EF005474 | EV006422 | 9.0
CAPRI | CAP186282 | EC000441 | EF005474 | EV006619 | 9.0
CAPRI | CAP186282 | EC000441 | EF005728 | EV000494 | 9.0
CAPRI | CAP186282 | EC000441 | EF007839 | 29 | 9.0
CAPRI | CAP186282 | EC000441 | EF008404 | EV000494 | 9.0
CAPRI | CAP186282 | EC000441 | EF012184 | Non | 9.0
CAPRI | CAP186282 | EC000441 | EF012547 | Non | 9.0
CAPRI | CAP186282 | EC000441 | EF024919 | Non | 9.0
CAPRI | CAP186284 | EC000441 | EF000007 | EV003888 | 9.0
CAPRI | CAP186284 | EC000441 | EF000010 | EV000164 | 9.0
CAPRI | CAP186284 | EC000441 | EF000025 | Oui | 9.0
CAPRI | CAP186284 | EC000441 | EF000084 | Oui | 9.0
CAPRI | CAP186284 | EC000441 | EF000139 | EV000191 | 9.0
CAPRI | CAP186284 | EC000441 | EF000177 | 38 mm | 9.0
CAPRI | CAP186284 | EC000441 | EF000368 | 8 mm | 9.0
CAPRI | CAP186284 | EC000441 | EF000734 | Non | 9.0
CAPRI | CAP186284 | EC000441 | EF000878 | Oui | 9.0
CAPRI | CAP186284 | EC000441 | EF000881 | Oui | 9.0
CAPRI | CAP186284 | EC000441 | EF001062 | Oui | 9.0
CAPRI | CAP186284 | EC000441 | EF001210 | Non | 9.0
CAPRI | CAP186284 | EC000441 | EF001217 | EV009696 | 9.0
CAPRI | CAP186284 | EC000441 | EF001257 | EV000149 | 9.0
CAPRI | CAP186284 | EC000441 | EF001742 | -20 °C | 9.0
CAPRI | CAP186284 | EC000441 | EF001742 | 80 °C | 9.0
CAPRI | CAP186284 | EC000441 | EF001758 | EV003695 | 9.0
CAPRI | CAP186284 | EC000441 | EF002169 | EV000914 | 9.0
CAPRI | CAP186284 | EC000441 | EF003712 | 1,587 mm | 9.0
CAPRI | CAP186284 | EC000441 | EF004191 | Non | 9.0
CAPRI | CAP186284 | EC000441 | EF004685 | Non | 9.0
CAPRI | CAP186284 | EC000441 | EF005004 | Non | 9.0
CAPRI | CAP186284 | EC000441 | EF005049 | Non | 9.0
CAPRI | CAP186284 | EC000441 | EF005268 | 41,8 mm | 9.0
CAPRI | CAP186284 | EC000441 | EF005337 | Non | 9.0
CAPRI | CAP186284 | EC000441 | EF005466 | 16 mm | 9.0
CAPRI | CAP186284 | EC000441 | EF005466 | 24,5 mm | 9.0
CAPRI | CAP186284 | EC000441 | EF005474 | EV006422 | 9.0
CAPRI | CAP186284 | EC000441 | EF005474 | EV006619 | 9.0
CAPRI | CAP186284 | EC000441 | EF005728 | EV000494 | 9.0
CAPRI | CAP186284 | EC000441 | EF007839 | 29 | 9.0
CAPRI | CAP186284 | EC000441 | EF008404 | EV000494 | 9.0
CAPRI | CAP186284 | EC000441 | EF012184 | Non | 9.0
CAPRI | CAP186284 | EC000441 | EF012547 | Non | 9.0
CAPRI | CAP186284 | EC000441 | EF024919 | Non | 9.0
CAPRI | CAP186289 | EC000441 | EF000007 | EV000294 | 9.0
CAPRI | CAP186289 | EC000441 | EF000010 | EV000164 | 9.0
CAPRI | CAP186289 | EC000441 | EF000025 | Oui | 9.0
CAPRI | CAP186289 | EC000441 | EF000084 | Oui | 9.0
CAPRI | CAP186289 | EC000441 | EF000139 | EV006034 | 9.0
CAPRI | CAP186289 | EC000441 | EF000177 | 38 mm | 9.0
CAPRI | CAP186289 | EC000441 | EF000368 | 8 mm | 9.0
CAPRI | CAP186289 | EC000441 | EF000734 | Non | 9.0
CAPRI | CAP186289 | EC000441 | EF000878 | Oui | 9.0
CAPRI | CAP186289 | EC000441 | EF000881 | Oui | 9.0
CAPRI | CAP186289 | EC000441 | EF001062 | Oui | 9.0
CAPRI | CAP186289 | EC000441 | EF001210 | Non | 9.0
CAPRI | CAP186289 | EC000441 | EF001217 | EV009696 | 9.0
CAPRI | CAP186289 | EC000441 | EF001257 | EV006908 | 9.0
CAPRI | CAP186289 | EC000441 | EF001742 | -20 °C | 9.0
CAPRI | CAP186289 | EC000441 | EF001742 | 80 °C | 9.0
CAPRI | CAP186289 | EC000441 | EF001758 | EV003695 | 9.0
CAPRI | CAP186289 | EC000441 | EF002169 | EV000914 | 9.0
CAPRI | CAP186289 | EC000441 | EF003712 | 1,587 mm | 9.0
CAPRI | CAP186289 | EC000441 | EF004191 | Non | 9.0
CAPRI | CAP186289 | EC000441 | EF004685 | Non | 9.0
CAPRI | CAP186289 | EC000441 | EF005004 | Non | 9.0
CAPRI | CAP186289 | EC000441 | EF005049 | Non | 9.0
CAPRI | CAP186289 | EC000441 | EF005268 | 41,8 mm | 9.0
CAPRI | CAP186289 | EC000441 | EF005337 | Non | 9.0
CAPRI | CAP186289 | EC000441 | EF005466 | 16 mm | 9.0
CAPRI | CAP186289 | EC000441 | EF005466 | 24,5 mm | 9.0
CAPRI | CAP186289 | EC000441 | EF005474 | EV006422 | 9.0
CAPRI | CAP186289 | EC000441 | EF005474 | EV006619 | 9.0
CAPRI | CAP186289 | EC000441 | EF005728 | EV000494 | 9.0
CAPRI | CAP186289 | EC000441 | EF007839 | 29 | 9.0
CAPRI | CAP186289 | EC000441 | EF008404 | EV000494 | 9.0
CAPRI | CAP186289 | EC000441 | EF012184 | Non | 9.0
CAPRI | CAP186289 | EC000441 | EF012547 | Non | 9.0
CAPRI | CAP186289 | EC000441 | EF024919 | Non | 9.0
CAPRI | CAP186292 | EC000441 | EF000007 | EV003888 | 9.0
CAPRI | CAP186292 | EC000441 | EF000010 | EV000164 | 9.0
CAPRI | CAP186292 | EC000441 | EF000025 | Oui | 9.0
CAPRI | CAP186292 | EC000441 | EF000084 | Oui | 9.0
CAPRI | CAP186292 | EC000441 | EF000139 | EV000191 | 9.0
CAPRI | CAP186292 | EC000441 | EF000177 | 47 mm | 9.0
CAPRI | CAP186292 | EC000441 | EF000368 | 8 mm | 9.0
CAPRI | CAP186292 | EC000441 | EF000734 | Non | 9.0
CAPRI | CAP186292 | EC000441 | EF000878 | Oui | 9.0
CAPRI | CAP186292 | EC000441 | EF000881 | Oui | 9.0
CAPRI | CAP186292 | EC000441 | EF001062 | Oui | 9.0
CAPRI | CAP186292 | EC000441 | EF001210 | Non | 9.0
CAPRI | CAP186292 | EC000441 | EF001217 | EV009696 | 9.0
CAPRI | CAP186292 | EC000441 | EF001257 | EV000149 | 9.0
CAPRI | CAP186292 | EC000441 | EF001742 | -20 °C | 9.0
CAPRI | CAP186292 | EC000441 | EF001742 | 80 °C | 9.0
CAPRI | CAP186292 | EC000441 | EF001758 | EV003695 | 9.0
CAPRI | CAP186292 | EC000441 | EF002169 | EV000914 | 9.0
CAPRI | CAP186292 | EC000441 | EF003712 | 1,587 mm | 9.0
CAPRI | CAP186292 | EC000441 | EF004191 | Non | 9.0
CAPRI | CAP186292 | EC000441 | EF004685 | Non | 9.0
CAPRI | CAP186292 | EC000441 | EF005004 | Non | 9.0
CAPRI | CAP186292 | EC000441 | EF005049 | Oui | 9.0
CAPRI | CAP186292 | EC000441 | EF005268 | 51,7 mm | 9.0
CAPRI | CAP186292 | EC000441 | EF005337 | Non | 9.0
CAPRI | CAP186292 | EC000441 | EF005466 | 22 mm | 9.0
CAPRI | CAP186292 | EC000441 | EF005466 | 32 mm | 9.0
CAPRI | CAP186292 | EC000441 | EF005474 | EV006422 | 9.0
CAPRI | CAP186292 | EC000441 | EF005474 | EV006619 | 9.0
CAPRI | CAP186292 | EC000441 | EF005728 | EV000494 | 9.0
CAPRI | CAP186292 | EC000441 | EF007839 | 29 | 9.0
CAPRI | CAP186292 | EC000441 | EF008404 | EV000494 | 9.0
CAPRI | CAP186292 | EC000441 | EF012184 | Non | 9.0
CAPRI | CAP186292 | EC000441 | EF012547 | Non | 9.0
CAPRI | CAP186292 | EC000441 | EF024919 | Non | 9.0
CAPRI | CAP186294 | EC000441 | EF000007 | EV003888 | 9.0
CAPRI | CAP186294 | EC000441 | EF000010 | EV000164 | 9.0
CAPRI | CAP186294 | EC000441 | EF000025 | Oui | 9.0
CAPRI | CAP186294 | EC000441 | EF000084 | Oui | 9.0
CAPRI | CAP186294 | EC000441 | EF000139 | EV000191 | 9.0
CAPRI | CAP186294 | EC000441 | EF000177 | 47 mm | 9.0
CAPRI | CAP186294 | EC000441 | EF000368 | 8 mm | 9.0
CAPRI | CAP186294 | EC000441 | EF000734 | Non | 9.0
CAPRI | CAP186294 | EC000441 | EF000878 | Oui | 9.0
CAPRI | CAP186294 | EC000441 | EF000881 | Oui | 9.0
CAPRI | CAP186294 | EC000441 | EF001062 | Oui | 9.0
CAPRI | CAP186294 | EC000441 | EF001210 | Non | 9.0
CAPRI | CAP186294 | EC000441 | EF001217 | EV009696 | 9.0
CAPRI | CAP186294 | EC000441 | EF001257 | EV000149 | 9.0
CAPRI | CAP186294 | EC000441 | EF001742 | -20 °C | 9.0
CAPRI | CAP186294 | EC000441 | EF001742 | 80 °C | 9.0
CAPRI | CAP186294 | EC000441 | EF001758 | EV003695 | 9.0
CAPRI | CAP186294 | EC000441 | EF002169 | EV000914 | 9.0
CAPRI | CAP186294 | EC000441 | EF003712 | 1,587 mm | 9.0
CAPRI | CAP186294 | EC000441 | EF004191 | Non | 9.0
CAPRI | CAP186294 | EC000441 | EF004685 | Non | 9.0
CAPRI | CAP186294 | EC000441 | EF005004 | Non | 9.0
CAPRI | CAP186294 | EC000441 | EF005049 | Non | 9.0
CAPRI | CAP186294 | EC000441 | EF005268 | 51,7 mm | 9.0
CAPRI | CAP186294 | EC000441 | EF005337 | Non | 9.0
CAPRI | CAP186294 | EC000441 | EF005466 | 22 mm | 9.0
CAPRI | CAP186294 | EC000441 | EF005466 | 32 mm | 9.0
CAPRI | CAP186294 | EC000441 | EF005474 | EV006422 | 9.0
CAPRI | CAP186294 | EC000441 | EF005474 | EV006619 | 9.0
CAPRI | CAP186294 | EC000441 | EF005728 | EV000494 | 9.0
CAPRI | CAP186294 | EC000441 | EF007839 | 29 | 9.0
CAPRI | CAP186294 | EC000441 | EF008404 | EV000494 | 9.0
CAPRI | CAP186294 | EC000441 | EF012184 | Non | 9.0
CAPRI | CAP186294 | EC000441 | EF012547 | Non | 9.0
CAPRI | CAP186294 | EC000441 | EF024919 | Non | 9.0
CAPRI | CAP186299 | EC000441 | EF000007 | EV000294 | 9.0
CAPRI | CAP186299 | EC000441 | EF000010 | EV000164 | 9.0
CAPRI | CAP186299 | EC000441 | EF000025 | Oui | 9.0
CAPRI | CAP186299 | EC000441 | EF000084 | Oui | 9.0
CAPRI | CAP186299 | EC000441 | EF000139 | EV006034 | 9.0
CAPRI | CAP186299 | EC000441 | EF000177 | 47 mm | 9.0
CAPRI | CAP186299 | EC000441 | EF000368 | 8 mm | 9.0
CAPRI | CAP186299 | EC000441 | EF000734 | Non | 9.0
CAPRI | CAP186299 | EC000441 | EF000878 | Oui | 9.0
CAPRI | CAP186299 | EC000441 | EF000881 | Oui | 9.0
CAPRI | CAP186299 | EC000441 | EF001062 | Oui | 9.0
CAPRI | CAP186299 | EC000441 | EF001210 | Non | 9.0
CAPRI | CAP186299 | EC000441 | EF001217 | EV009696 | 9.0
CAPRI | CAP186299 | EC000441 | EF001257 | EV006908 | 9.0
CAPRI | CAP186299 | EC000441 | EF001742 | -20 °C | 9.0
CAPRI | CAP186299 | EC000441 | EF001742 | 80 °C | 9.0
CAPRI | CAP186299 | EC000441 | EF001758 | EV003695 | 9.0
CAPRI | CAP186299 | EC000441 | EF002169 | EV000914 | 9.0
CAPRI | CAP186299 | EC000441 | EF003712 | 1,587 mm | 9.0
CAPRI | CAP186299 | EC000441 | EF004191 | Non | 9.0
CAPRI | CAP186299 | EC000441 | EF004685 | Non | 9.0
CAPRI | CAP186299 | EC000441 | EF005004 | Non | 9.0
CAPRI | CAP186299 | EC000441 | EF005049 | Non | 9.0
CAPRI | CAP186299 | EC000441 | EF005268 | 51,7 mm | 9.0
CAPRI | CAP186299 | EC000441 | EF005337 | Non | 9.0
CAPRI | CAP186299 | EC000441 | EF005466 | 22 mm | 9.0
CAPRI | CAP186299 | EC000441 | EF005466 | 32 mm | 9.0
CAPRI | CAP186299 | EC000441 | EF005474 | EV006422 | 9.0
CAPRI | CAP186299 | EC000441 | EF005474 | EV006619 | 9.0
CAPRI | CAP186299 | EC000441 | EF005728 | EV000494 | 9.0
CAPRI | CAP186299 | EC000441 | EF007839 | 29 | 9.0
CAPRI | CAP186299 | EC000441 | EF008404 | EV000494 | 9.0
CAPRI | CAP186299 | EC000441 | EF012184 | Non | 9.0
CAPRI | CAP186299 | EC000441 | EF012547 | Non | 9.0
CAPRI | CAP186299 | EC000441 | EF024919 | Non | 9.0
CAPRI | CAP186322 | EC000441 | EF000007 | EV003888 | 9.0
CAPRI | CAP186322 | EC000441 | EF000010 | EV000164 | 9.0
CAPRI | CAP186322 | EC000441 | EF000025 | Oui | 9.0
CAPRI | CAP186322 | EC000441 | EF000084 | Oui | 9.0
CAPRI | CAP186322 | EC000441 | EF000139 | EV000191 | 9.0
CAPRI | CAP186322 | EC000441 | EF000177 | 38 mm | 9.0
CAPRI | CAP186322 | EC000441 | EF000368 | 8 mm | 9.0
CAPRI | CAP186322 | EC000441 | EF000734 | Non | 9.0
CAPRI | CAP186322 | EC000441 | EF000878 | Oui | 9.0
CAPRI | CAP186322 | EC000441 | EF000881 | Oui | 9.0
CAPRI | CAP186322 | EC000441 | EF001062 | Oui | 9.0
CAPRI | CAP186322 | EC000441 | EF001210 | Non | 9.0
CAPRI | CAP186322 | EC000441 | EF001217 | EV009696 | 9.0
CAPRI | CAP186322 | EC000441 | EF001257 | EV000149 | 9.0
CAPRI | CAP186322 | EC000441 | EF001742 | -20 °C | 9.0
CAPRI | CAP186322 | EC000441 | EF001742 | 80 °C | 9.0
CAPRI | CAP186322 | EC000441 | EF001758 | EV003712 | 9.0
CAPRI | CAP186322 | EC000441 | EF002169 | EV000914 | 9.0
CAPRI | CAP186322 | EC000441 | EF003712 | 1,5 mm | 9.0
CAPRI | CAP186322 | EC000441 | EF004191 | Non | 9.0
CAPRI | CAP186322 | EC000441 | EF004685 | Non | 9.0
CAPRI | CAP186322 | EC000441 | EF005004 | Non | 9.0
CAPRI | CAP186322 | EC000441 | EF005049 | Oui | 9.0
CAPRI | CAP186322 | EC000441 | EF005268 | 41,8 mm | 9.0
CAPRI | CAP186322 | EC000441 | EF005337 | Non | 9.0
CAPRI | CAP186322 | EC000441 | EF005466 | 16 mm | 9.0
CAPRI | CAP186322 | EC000441 | EF005466 | 24,5 mm | 9.0
CAPRI | CAP186322 | EC000441 | EF005474 | EV006422 | 9.0
CAPRI | CAP186322 | EC000441 | EF005474 | EV006619 | 9.0
CAPRI | CAP186322 | EC000441 | EF005728 | EV000494 | 9.0
CAPRI | CAP186322 | EC000441 | EF007839 | 32 | 9.0
CAPRI | CAP186322 | EC000441 | EF008404 | EV000494 | 9.0
CAPRI | CAP186322 | EC000441 | EF012184 | Non | 9.0
CAPRI | CAP186322 | EC000441 | EF012547 | Non | 9.0
CAPRI | CAP186322 | EC000441 | EF024919 | Non | 9.0
CAPRI | CAP186362 | EC000441 | EF000007 | EV003888 | 9.0
CAPRI | CAP186362 | EC000441 | EF000010 | EV000164 | 9.0
CAPRI | CAP186362 | EC000441 | EF000025 | Oui | 9.0
CAPRI | CAP186362 | EC000441 | EF000084 | Oui | 9.0
CAPRI | CAP186362 | EC000441 | EF000139 | EV000191 | 9.0
CAPRI | CAP186362 | EC000441 | EF000177 | 57 mm | 9.0
CAPRI | CAP186362 | EC000441 | EF000368 | 9 mm | 9.0
CAPRI | CAP186362 | EC000441 | EF000734 | Non | 9.0
CAPRI | CAP186362 | EC000441 | EF000878 | Oui | 9.0
CAPRI | CAP186362 | EC000441 | EF000881 | Oui | 9.0
CAPRI | CAP186362 | EC000441 | EF001062 | Oui | 9.0
CAPRI | CAP186362 | EC000441 | EF001210 | Non | 9.0
CAPRI | CAP186362 | EC000441 | EF001217 | EV009696 | 9.0
CAPRI | CAP186362 | EC000441 | EF001257 | EV000149 | 9.0
CAPRI | CAP186362 | EC000441 | EF001742 | -20 °C | 9.0
CAPRI | CAP186362 | EC000441 | EF001742 | 80 °C | 9.0
CAPRI | CAP186362 | EC000441 | EF001758 | EV003695 | 9.0
CAPRI | CAP186362 | EC000441 | EF002169 | EV000914 | 9.0
CAPRI | CAP186362 | EC000441 | EF003712 | 1,587 mm | 9.0
CAPRI | CAP186362 | EC000441 | EF004191 | Non | 9.0
CAPRI | CAP186362 | EC000441 | EF004685 | Non | 9.0
CAPRI | CAP186362 | EC000441 | EF005004 | Non | 9.0
CAPRI | CAP186362 | EC000441 | EF005049 | Oui | 9.0
CAPRI | CAP186362 | EC000441 | EF005268 | 62,7 mm | 9.0
CAPRI | CAP186362 | EC000441 | EF005337 | Non | 9.0
CAPRI | CAP186362 | EC000441 | EF005466 | 29 mm | 9.0
CAPRI | CAP186362 | EC000441 | EF005466 | 40,5 mm | 9.0
CAPRI | CAP186362 | EC000441 | EF005474 | EV006422 | 9.0
CAPRI | CAP186362 | EC000441 | EF005474 | EV006619 | 9.0
CAPRI | CAP186362 | EC000441 | EF005728 | EV000494 | 9.0
CAPRI | CAP186362 | EC000441 | EF007839 | 36 | 9.0
CAPRI | CAP186362 | EC000441 | EF008404 | EV000494 | 9.0
CAPRI | CAP186362 | EC000441 | EF012184 | Non | 9.0
CAPRI | CAP186362 | EC000441 | EF012547 | Non | 9.0
CAPRI | CAP186362 | EC000441 | EF024919 | Non | 9.0
CAPRI | CAP186364 | EC000441 | EF000007 | EV003888 | 9.0
CAPRI | CAP186364 | EC000441 | EF000010 | EV000164 | 9.0
CAPRI | CAP186364 | EC000441 | EF000025 | Oui | 9.0
CAPRI | CAP186364 | EC000441 | EF000084 | Oui | 9.0
CAPRI | CAP186364 | EC000441 | EF000139 | EV000191 | 9.0
CAPRI | CAP186364 | EC000441 | EF000177 | 57 mm | 9.0
CAPRI | CAP186364 | EC000441 | EF000368 | 9 mm | 9.0
CAPRI | CAP186364 | EC000441 | EF000734 | Non | 9.0
CAPRI | CAP186364 | EC000441 | EF000878 | Oui | 9.0
CAPRI | CAP186364 | EC000441 | EF000881 | Oui | 9.0
CAPRI | CAP186364 | EC000441 | EF001062 | Oui | 9.0
CAPRI | CAP186364 | EC000441 | EF001210 | Non | 9.0
CAPRI | CAP186364 | EC000441 | EF001217 | EV009696 | 9.0
CAPRI | CAP186364 | EC000441 | EF001257 | EV000149 | 9.0
CAPRI | CAP186364 | EC000441 | EF001742 | -20 °C | 9.0
CAPRI | CAP186364 | EC000441 | EF001742 | 80 °C | 9.0
CAPRI | CAP186364 | EC000441 | EF001758 | EV003695 | 9.0
CAPRI | CAP186364 | EC000441 | EF002169 | EV000914 | 9.0
CAPRI | CAP186364 | EC000441 | EF003712 | 1,587 mm | 9.0
CAPRI | CAP186364 | EC000441 | EF004191 | Non | 9.0
CAPRI | CAP186364 | EC000441 | EF004685 | Non | 9.0
CAPRI | CAP186364 | EC000441 | EF005004 | Non | 9.0
CAPRI | CAP186364 | EC000441 | EF005049 | Non | 9.0
CAPRI | CAP186364 | EC000441 | EF005268 | 62,7 mm | 9.0
CAPRI | CAP186364 | EC000441 | EF005337 | Non | 9.0
CAPRI | CAP186364 | EC000441 | EF005466 | 29 mm | 9.0
CAPRI | CAP186364 | EC000441 | EF005466 | 40,5 mm | 9.0
CAPRI | CAP186364 | EC000441 | EF005474 | EV006422 | 9.0
CAPRI | CAP186364 | EC000441 | EF005474 | EV006619 | 9.0
CAPRI | CAP186364 | EC000441 | EF005728 | EV000494 | 9.0
CAPRI | CAP186364 | EC000441 | EF007839 | 36 | 9.0
CAPRI | CAP186364 | EC000441 | EF008404 | EV000494 | 9.0
CAPRI | CAP186364 | EC000441 | EF012184 | Non | 9.0
CAPRI | CAP186364 | EC000441 | EF012547 | Non | 9.0
CAPRI | CAP186364 | EC000441 | EF024919 | Non | 9.0
CAPRI | CAP186369 | EC000441 | EF000007 | EV000294 | 9.0
CAPRI | CAP186369 | EC000441 | EF000010 | EV000164 | 9.0
CAPRI | CAP186369 | EC000441 | EF000025 | Oui | 9.0
CAPRI | CAP186369 | EC000441 | EF000084 | Oui | 9.0
CAPRI | CAP186369 | EC000441 | EF000139 | EV006034 | 9.0
CAPRI | CAP186369 | EC000441 | EF000177 | 57 mm | 9.0
CAPRI | CAP186369 | EC000441 | EF000368 | 9 mm | 9.0
CAPRI | CAP186369 | EC000441 | EF000734 | Non | 9.0
CAPRI | CAP186369 | EC000441 | EF000878 | Oui | 9.0
CAPRI | CAP186369 | EC000441 | EF000881 | Oui | 9.0
CAPRI | CAP186369 | EC000441 | EF001062 | Oui | 9.0
CAPRI | CAP186369 | EC000441 | EF001210 | Non | 9.0
CAPRI | CAP186369 | EC000441 | EF001217 | EV009696 | 9.0
CAPRI | CAP186369 | EC000441 | EF001257 | EV006908 | 9.0
CAPRI | CAP186369 | EC000441 | EF001742 | -20 °C | 9.0
CAPRI | CAP186369 | EC000441 | EF001742 | 80 °C | 9.0
CAPRI | CAP186369 | EC000441 | EF001758 | EV003695 | 9.0
CAPRI | CAP186369 | EC000441 | EF002169 | EV000914 | 9.0
CAPRI | CAP186369 | EC000441 | EF003712 | 1,587 mm | 9.0
CAPRI | CAP186369 | EC000441 | EF004191 | Non | 9.0
CAPRI | CAP186369 | EC000441 | EF004685 | Non | 9.0
CAPRI | CAP186369 | EC000441 | EF005004 | Non | 9.0
CAPRI | CAP186369 | EC000441 | EF005049 | Non | 9.0
CAPRI | CAP186369 | EC000441 | EF005268 | 62,7 mm | 9.0
CAPRI | CAP186369 | EC000441 | EF005337 | Non | 9.0
CAPRI | CAP186369 | EC000441 | EF005466 | 29 mm | 9.0
CAPRI | CAP186369 | EC000441 | EF005466 | 40,5 mm | 9.0
CAPRI | CAP186369 | EC000441 | EF005474 | EV006422 | 9.0
CAPRI | CAP186369 | EC000441 | EF005474 | EV006619 | 9.0
CAPRI | CAP186369 | EC000441 | EF005728 | EV000494 | 9.0
CAPRI | CAP186369 | EC000441 | EF007839 | 36 | 9.0
CAPRI | CAP186369 | EC000441 | EF008404 | EV000494 | 9.0
CAPRI | CAP186369 | EC000441 | EF012184 | Non | 9.0
CAPRI | CAP186369 | EC000441 | EF012547 | Non | 9.0
CAPRI | CAP186369 | EC000441 | EF024919 | Non | 9.0
CAPRI | CAP186402 | EC000441 | EF000007 | EV003888 | 9.0
CAPRI | CAP186402 | EC000441 | EF000010 | EV000164 | 9.0
CAPRI | CAP186402 | EC000441 | EF000025 | Oui | 9.0
CAPRI | CAP186402 | EC000441 | EF000084 | Oui | 9.0
CAPRI | CAP186402 | EC000441 | EF000139 | EV000191 | 9.0
CAPRI | CAP186402 | EC000441 | EF000177 | 47 mm | 9.0
CAPRI | CAP186402 | EC000441 | EF000368 | 8 mm | 9.0
CAPRI | CAP186402 | EC000441 | EF000734 | Non | 9.0
CAPRI | CAP186402 | EC000441 | EF000878 | Oui | 9.0
CAPRI | CAP186402 | EC000441 | EF000881 | Oui | 9.0
CAPRI | CAP186402 | EC000441 | EF001062 | Oui | 9.0
CAPRI | CAP186402 | EC000441 | EF001210 | Non | 9.0
CAPRI | CAP186402 | EC000441 | EF001217 | EV009696 | 9.0
CAPRI | CAP186402 | EC000441 | EF001257 | EV000149 | 9.0
CAPRI | CAP186402 | EC000441 | EF001742 | -20 °C | 9.0
CAPRI | CAP186402 | EC000441 | EF001742 | 80 °C | 9.0
CAPRI | CAP186402 | EC000441 | EF001758 | EV003712 | 9.0
CAPRI | CAP186402 | EC000441 | EF002169 | EV000914 | 9.0
CAPRI | CAP186402 | EC000441 | EF003712 | 1,5 mm | 9.0
CAPRI | CAP186402 | EC000441 | EF004191 | Non | 9.0
CAPRI | CAP186402 | EC000441 | EF004685 | Non | 9.0
CAPRI | CAP186402 | EC000441 | EF005004 | Non | 9.0
CAPRI | CAP186402 | EC000441 | EF005049 | Oui | 9.0
CAPRI | CAP186402 | EC000441 | EF005268 | 51,7 mm | 9.0
CAPRI | CAP186402 | EC000441 | EF005337 | Non | 9.0
CAPRI | CAP186402 | EC000441 | EF005466 | 22 mm | 9.0
CAPRI | CAP186402 | EC000441 | EF005466 | 32 mm | 9.0
CAPRI | CAP186402 | EC000441 | EF005474 | EV006422 | 9.0
CAPRI | CAP186402 | EC000441 | EF005474 | EV006619 | 9.0
CAPRI | CAP186402 | EC000441 | EF005728 | EV000494 | 9.0
CAPRI | CAP186402 | EC000441 | EF007839 | 40 | 9.0
CAPRI | CAP186402 | EC000441 | EF008404 | EV000494 | 9.0
CAPRI | CAP186402 | EC000441 | EF012184 | Non | 9.0
CAPRI | CAP186402 | EC000441 | EF012547 | Non | 9.0
CAPRI | CAP186402 | EC000441 | EF024919 | Non | 9.0
CAPRI | CAP186482 | EC000441 | EF000007 | EV003888 | 9.0
CAPRI | CAP186482 | EC000441 | EF000010 | EV000164 | 9.0
CAPRI | CAP186482 | EC000441 | EF000025 | Oui | 9.0
CAPRI | CAP186482 | EC000441 | EF000084 | Oui | 9.0
CAPRI | CAP186482 | EC000441 | EF000139 | EV000191 | 9.0
CAPRI | CAP186482 | EC000441 | EF000177 | 75 mm | 9.0
CAPRI | CAP186482 | EC000441 | EF000368 | 10 mm | 9.0
CAPRI | CAP186482 | EC000441 | EF000734 | Non | 9.0
CAPRI | CAP186482 | EC000441 | EF000878 | Oui | 9.0
CAPRI | CAP186482 | EC000441 | EF000881 | Oui | 9.0
CAPRI | CAP186482 | EC000441 | EF001062 | Oui | 9.0
CAPRI | CAP186482 | EC000441 | EF001210 | Non | 9.0
CAPRI | CAP186482 | EC000441 | EF001217 | EV009696 | 9.0
CAPRI | CAP186482 | EC000441 | EF001257 | EV000149 | 9.0
CAPRI | CAP186482 | EC000441 | EF001742 | -20 °C | 9.0
CAPRI | CAP186482 | EC000441 | EF001742 | 80 °C | 9.0
CAPRI | CAP186482 | EC000441 | EF001758 | EV003695 | 9.0
CAPRI | CAP186482 | EC000441 | EF002169 | EV000914 | 9.0
CAPRI | CAP186482 | EC000441 | EF003712 | 1,588 mm | 9.0
CAPRI | CAP186482 | EC000441 | EF004191 | Non | 9.0
CAPRI | CAP186482 | EC000441 | EF004685 | Non | 9.0
CAPRI | CAP186482 | EC000441 | EF005004 | Non | 9.0
CAPRI | CAP186482 | EC000441 | EF005049 | Oui | 9.0
CAPRI | CAP186482 | EC000441 | EF005268 | 82,5 mm | 9.0
CAPRI | CAP186482 | EC000441 | EF005337 | Non | 9.0
CAPRI | CAP186482 | EC000441 | EF005466 | 37 mm | 9.0
CAPRI | CAP186482 | EC000441 | EF005466 | 53 mm | 9.0
CAPRI | CAP186482 | EC000441 | EF005474 | EV006422 | 9.0
CAPRI | CAP186482 | EC000441 | EF005474 | EV006619 | 9.0
CAPRI | CAP186482 | EC000441 | EF005728 | EV000494 | 9.0
CAPRI | CAP186482 | EC000441 | EF007839 | 48 | 9.0
CAPRI | CAP186482 | EC000441 | EF008404 | EV000494 | 9.0
CAPRI | CAP186482 | EC000441 | EF012184 | Non | 9.0
CAPRI | CAP186482 | EC000441 | EF012547 | Non | 9.0
CAPRI | CAP186482 | EC000441 | EF024919 | Non | 9.0
CAPRI | CAP186484 | EC000441 | EF000007 | EV003888 | 9.0
CAPRI | CAP186484 | EC000441 | EF000010 | EV000164 | 9.0
CAPRI | CAP186484 | EC000441 | EF000025 | Oui | 9.0
CAPRI | CAP186484 | EC000441 | EF000084 | Oui | 9.0
CAPRI | CAP186484 | EC000441 | EF000139 | EV000191 | 9.0
CAPRI | CAP186484 | EC000441 | EF000177 | 75 mm | 9.0
CAPRI | CAP186484 | EC000441 | EF000368 | 10 mm | 9.0
CAPRI | CAP186484 | EC000441 | EF000734 | Non | 9.0
CAPRI | CAP186484 | EC000441 | EF000878 | Oui | 9.0
CAPRI | CAP186484 | EC000441 | EF000881 | Oui | 9.0
CAPRI | CAP186484 | EC000441 | EF001062 | Oui | 9.0
CAPRI | CAP186484 | EC000441 | EF001210 | Non | 9.0
CAPRI | CAP186484 | EC000441 | EF001217 | EV009696 | 9.0
CAPRI | CAP186484 | EC000441 | EF001257 | EV000149 | 9.0
CAPRI | CAP186484 | EC000441 | EF001742 | -20 °C | 9.0
CAPRI | CAP186484 | EC000441 | EF001742 | 80 °C | 9.0
CAPRI | CAP186484 | EC000441 | EF001758 | EV003695 | 9.0
CAPRI | CAP186484 | EC000441 | EF002169 | EV000914 | 9.0
CAPRI | CAP186484 | EC000441 | EF003712 | 1,588 mm | 9.0
CAPRI | CAP186484 | EC000441 | EF004191 | Non | 9.0
CAPRI | CAP186484 | EC000441 | EF004685 | Non | 9.0
CAPRI | CAP186484 | EC000441 | EF005004 | Non | 9.0
CAPRI | CAP186484 | EC000441 | EF005049 | Non | 9.0
CAPRI | CAP186484 | EC000441 | EF005268 | 82,5 mm | 9.0
CAPRI | CAP186484 | EC000441 | EF005337 | Non | 9.0
CAPRI | CAP186484 | EC000441 | EF005466 | 37 mm | 9.0
CAPRI | CAP186484 | EC000441 | EF005466 | 53 mm | 9.0
CAPRI | CAP186484 | EC000441 | EF005474 | EV006422 | 9.0
CAPRI | CAP186484 | EC000441 | EF005474 | EV006619 | 9.0
CAPRI | CAP186484 | EC000441 | EF005728 | EV000494 | 9.0
CAPRI | CAP186484 | EC000441 | EF007839 | 48 | 9.0
CAPRI | CAP186484 | EC000441 | EF008404 | EV000494 | 9.0
CAPRI | CAP186484 | EC000441 | EF012184 | Non | 9.0
CAPRI | CAP186484 | EC000441 | EF012547 | Non | 9.0
CAPRI | CAP186484 | EC000441 | EF024919 | Non | 9.0
CAPRI | CAP186489 | EC000441 | EF000007 | EV000294 | 9.0
CAPRI | CAP186489 | EC000441 | EF000010 | EV000164 | 9.0
CAPRI | CAP186489 | EC000441 | EF000025 | Oui | 9.0
CAPRI | CAP186489 | EC000441 | EF000084 | Oui | 9.0
CAPRI | CAP186489 | EC000441 | EF000139 | EV006034 | 9.0
CAPRI | CAP186489 | EC000441 | EF000177 | 75 mm | 9.0
CAPRI | CAP186489 | EC000441 | EF000368 | 10 mm | 9.0
CAPRI | CAP186489 | EC000441 | EF000734 | Non | 9.0
CAPRI | CAP186489 | EC000441 | EF000878 | Oui | 9.0
CAPRI | CAP186489 | EC000441 | EF000881 | Oui | 9.0
CAPRI | CAP186489 | EC000441 | EF001062 | Oui | 9.0
CAPRI | CAP186489 | EC000441 | EF001210 | Non | 9.0
CAPRI | CAP186489 | EC000441 | EF001217 | EV009696 | 9.0
CAPRI | CAP186489 | EC000441 | EF001257 | EV006908 | 9.0
CAPRI | CAP186489 | EC000441 | EF001742 | -20 °C | 9.0
CAPRI | CAP186489 | EC000441 | EF001742 | 80 °C | 9.0
CAPRI | CAP186489 | EC000441 | EF001758 | EV003695 | 9.0
CAPRI | CAP186489 | EC000441 | EF002169 | EV000914 | 9.0
CAPRI | CAP186489 | EC000441 | EF003712 | 1,588 mm | 9.0
CAPRI | CAP186489 | EC000441 | EF004191 | Non | 9.0
CAPRI | CAP186489 | EC000441 | EF004685 | Non | 9.0
CAPRI | CAP186489 | EC000441 | EF005004 | Non | 9.0
CAPRI | CAP186489 | EC000441 | EF005049 | Non | 9.0
CAPRI | CAP186489 | EC000441 | EF005268 | 82,5 mm | 9.0
CAPRI | CAP186489 | EC000441 | EF005337 | Non | 9.0
CAPRI | CAP186489 | EC000441 | EF005466 | 37 mm | 9.0
CAPRI | CAP186489 | EC000441 | EF005466 | 53 mm | 9.0
CAPRI | CAP186489 | EC000441 | EF005474 | EV006422 | 9.0
CAPRI | CAP186489 | EC000441 | EF005474 | EV006619 | 9.0
CAPRI | CAP186489 | EC000441 | EF005728 | EV000494 | 9.0
CAPRI | CAP186489 | EC000441 | EF007839 | 48 | 9.0
CAPRI | CAP186489 | EC000441 | EF008404 | EV000494 | 9.0
CAPRI | CAP186489 | EC000441 | EF012184 | Non | 9.0
CAPRI | CAP186489 | EC000441 | EF012547 | Non | 9.0
CAPRI | CAP186489 | EC000441 | EF024919 | Non | 9.0
CAPRI | CAP186492 | EC000441 | EF000007 | EV003888 | 9.0
CAPRI | CAP186492 | EC000441 | EF000010 | EV000164 | 9.0
CAPRI | CAP186492 | EC000441 | EF000025 | Oui | 9.0
CAPRI | CAP186492 | EC000441 | EF000084 | Oui | 9.0
CAPRI | CAP186492 | EC000441 | EF000139 | EV000191 | 9.0
CAPRI | CAP186492 | EC000441 | EF000177 | 75 mm | 9.0
CAPRI | CAP186492 | EC000441 | EF000368 | 10 mm | 9.0
CAPRI | CAP186492 | EC000441 | EF000734 | Non | 9.0
CAPRI | CAP186492 | EC000441 | EF000878 | Oui | 9.0
CAPRI | CAP186492 | EC000441 | EF000881 | Oui | 9.0
CAPRI | CAP186492 | EC000441 | EF001062 | Oui | 9.0
CAPRI | CAP186492 | EC000441 | EF001210 | Non | 9.0
CAPRI | CAP186492 | EC000441 | EF001217 | EV009696 | 9.0
CAPRI | CAP186492 | EC000441 | EF001257 | EV000149 | 9.0
CAPRI | CAP186492 | EC000441 | EF001742 | -20 °C | 9.0
CAPRI | CAP186492 | EC000441 | EF001742 | 80 °C | 9.0
CAPRI | CAP186492 | EC000441 | EF001758 | EV003695 | 9.0
CAPRI | CAP186492 | EC000441 | EF002169 | EV000914 | 9.0
CAPRI | CAP186492 | EC000441 | EF003712 | 2,309 mm | 9.0
CAPRI | CAP186492 | EC000441 | EF004191 | Non | 9.0
CAPRI | CAP186492 | EC000441 | EF004685 | Non | 9.0
CAPRI | CAP186492 | EC000441 | EF005004 | Non | 9.0
CAPRI | CAP186492 | EC000441 | EF005049 | Oui | 9.0
CAPRI | CAP186492 | EC000441 | EF005268 | 82,5 mm | 9.0
CAPRI | CAP186492 | EC000441 | EF005337 | Non | 9.0
CAPRI | CAP186492 | EC000441 | EF005466 | 37 mm | 9.0
CAPRI | CAP186492 | EC000441 | EF005466 | 53 mm | 9.0
CAPRI | CAP186492 | EC000441 | EF005474 | EV006422 | 9.0
CAPRI | CAP186492 | EC000441 | EF005474 | EV006619 | 9.0
CAPRI | CAP186492 | EC000441 | EF005728 | EV000494 | 9.0
CAPRI | CAP186492 | EC000441 | EF007839 | 48 NFC | 9.0
CAPRI | CAP186492 | EC000441 | EF008404 | EV000494 | 9.0
CAPRI | CAP186492 | EC000441 | EF012184 | Non | 9.0
CAPRI | CAP186492 | EC000441 | EF012547 | Non | 9.0
CAPRI | CAP186492 | EC000441 | EF024919 | Non | 9.0
CAPRI | CAP186494 | EC000441 | EF000007 | EV003888 | 9.0
CAPRI | CAP186494 | EC000441 | EF000010 | EV000164 | 9.0
CAPRI | CAP186494 | EC000441 | EF000025 | Oui | 9.0
CAPRI | CAP186494 | EC000441 | EF000084 | Oui | 9.0
CAPRI | CAP186494 | EC000441 | EF000139 | EV000191 | 9.0
CAPRI | CAP186494 | EC000441 | EF000177 | 75 mm | 9.0
CAPRI | CAP186494 | EC000441 | EF000368 | 10 mm | 9.0
CAPRI | CAP186494 | EC000441 | EF000734 | Non | 9.0
CAPRI | CAP186494 | EC000441 | EF000878 | Oui | 9.0
CAPRI | CAP186494 | EC000441 | EF000881 | Oui | 9.0
CAPRI | CAP186494 | EC000441 | EF001062 | Oui | 9.0
CAPRI | CAP186494 | EC000441 | EF001210 | Non | 9.0
CAPRI | CAP186494 | EC000441 | EF001217 | EV009696 | 9.0
CAPRI | CAP186494 | EC000441 | EF001257 | EV000149 | 9.0
CAPRI | CAP186494 | EC000441 | EF001742 | -20 °C | 9.0
CAPRI | CAP186494 | EC000441 | EF001742 | 80 °C | 9.0
CAPRI | CAP186494 | EC000441 | EF001758 | EV003695 | 9.0
CAPRI | CAP186494 | EC000441 | EF002169 | EV000914 | 9.0
CAPRI | CAP186494 | EC000441 | EF003712 | 2,309 mm | 9.0
CAPRI | CAP186494 | EC000441 | EF004191 | Non | 9.0
CAPRI | CAP186494 | EC000441 | EF004685 | Non | 9.0
CAPRI | CAP186494 | EC000441 | EF005004 | Non | 9.0
CAPRI | CAP186494 | EC000441 | EF005049 | Non | 9.0
CAPRI | CAP186494 | EC000441 | EF005268 | 82,5 mm | 9.0
CAPRI | CAP186494 | EC000441 | EF005337 | Non | 9.0
CAPRI | CAP186494 | EC000441 | EF005466 | 37 mm | 9.0
CAPRI | CAP186494 | EC000441 | EF005466 | 53 mm | 9.0
CAPRI | CAP186494 | EC000441 | EF005474 | EV006422 | 9.0
CAPRI | CAP186494 | EC000441 | EF005474 | EV006619 | 9.0
CAPRI | CAP186494 | EC000441 | EF005728 | EV000494 | 9.0
CAPRI | CAP186494 | EC000441 | EF007839 | 48 NFC | 9.0
CAPRI | CAP186494 | EC000441 | EF008404 | EV000494 | 9.0
CAPRI | CAP186494 | EC000441 | EF012184 | Non | 9.0
CAPRI | CAP186494 | EC000441 | EF012547 | Non | 9.0
CAPRI | CAP186494 | EC000441 | EF024919 | Non | 9.0
CAPRI | CAP186499 | EC000441 | EF000007 | EV000294 | 9.0
CAPRI | CAP186499 | EC000441 | EF000010 | EV000164 | 9.0
CAPRI | CAP186499 | EC000441 | EF000025 | Oui | 9.0
CAPRI | CAP186499 | EC000441 | EF000084 | Oui | 9.0
CAPRI | CAP186499 | EC000441 | EF000139 | EV006034 | 9.0
CAPRI | CAP186499 | EC000441 | EF000177 | 75 mm | 9.0
CAPRI | CAP186499 | EC000441 | EF000368 | 10 mm | 9.0
CAPRI | CAP186499 | EC000441 | EF000734 | Non | 9.0
CAPRI | CAP186499 | EC000441 | EF000878 | Oui | 9.0
CAPRI | CAP186499 | EC000441 | EF000881 | Oui | 9.0
CAPRI | CAP186499 | EC000441 | EF001062 | Oui | 9.0
CAPRI | CAP186499 | EC000441 | EF001210 | Non | 9.0
CAPRI | CAP186499 | EC000441 | EF001217 | EV009696 | 9.0
CAPRI | CAP186499 | EC000441 | EF001257 | EV006908 | 9.0
CAPRI | CAP186499 | EC000441 | EF001742 | -20 °C | 9.0
CAPRI | CAP186499 | EC000441 | EF001742 | 80 °C | 9.0
CAPRI | CAP186499 | EC000441 | EF001758 | EV003695 | 9.0
CAPRI | CAP186499 | EC000441 | EF002169 | EV000914 | 9.0
CAPRI | CAP186499 | EC000441 | EF003712 | 2,309 mm | 9.0
CAPRI | CAP186499 | EC000441 | EF004191 | Non | 9.0
CAPRI | CAP186499 | EC000441 | EF004685 | Non | 9.0
CAPRI | CAP186499 | EC000441 | EF005004 | Non | 9.0
CAPRI | CAP186499 | EC000441 | EF005049 | Non | 9.0
CAPRI | CAP186499 | EC000441 | EF005268 | 82,5 mm | 9.0
CAPRI | CAP186499 | EC000441 | EF005337 | Non | 9.0
CAPRI | CAP186499 | EC000441 | EF005466 | 37 mm | 9.0
CAPRI | CAP186499 | EC000441 | EF005466 | 53 mm | 9.0
CAPRI | CAP186499 | EC000441 | EF005474 | EV006422 | 9.0
CAPRI | CAP186499 | EC000441 | EF005474 | EV006619 | 9.0
CAPRI | CAP186499 | EC000441 | EF005728 | EV000494 | 9.0
CAPRI | CAP186499 | EC000441 | EF007839 | 48 NFC | 9.0
CAPRI | CAP186499 | EC000441 | EF008404 | EV000494 | 9.0
CAPRI | CAP186499 | EC000441 | EF012184 | Non | 9.0
CAPRI | CAP186499 | EC000441 | EF012547 | Non | 9.0
CAPRI | CAP186499 | EC000441 | EF024919 | Non | 9.0
CAPRI | CAP186502 | EC000441 | EF000007 | EV003888 | 9.0
CAPRI | CAP186502 | EC000441 | EF000010 | EV000164 | 9.0
CAPRI | CAP186502 | EC000441 | EF000025 | Oui | 9.0
CAPRI | CAP186502 | EC000441 | EF000084 | Oui | 9.0
CAPRI | CAP186502 | EC000441 | EF000139 | EV000191 | 9.0
CAPRI | CAP186502 | EC000441 | EF000177 | 57 mm | 9.0
CAPRI | CAP186502 | EC000441 | EF000368 | 9 mm | 9.0
CAPRI | CAP186502 | EC000441 | EF000734 | Non | 9.0
CAPRI | CAP186502 | EC000441 | EF000878 | Oui | 9.0
CAPRI | CAP186502 | EC000441 | EF000881 | Oui | 9.0
CAPRI | CAP186502 | EC000441 | EF001062 | Oui | 9.0
CAPRI | CAP186502 | EC000441 | EF001210 | Non | 9.0
CAPRI | CAP186502 | EC000441 | EF001217 | EV009696 | 9.0
CAPRI | CAP186502 | EC000441 | EF001257 | EV000149 | 9.0
CAPRI | CAP186502 | EC000441 | EF001742 | -20 °C | 9.0
CAPRI | CAP186502 | EC000441 | EF001742 | 80 °C | 9.0
CAPRI | CAP186502 | EC000441 | EF001758 | EV003712 | 9.0
CAPRI | CAP186502 | EC000441 | EF002169 | EV000914 | 9.0
CAPRI | CAP186502 | EC000441 | EF003712 | 1,5 mm | 9.0
CAPRI | CAP186502 | EC000441 | EF004191 | Non | 9.0
CAPRI | CAP186502 | EC000441 | EF004685 | Non | 9.0
CAPRI | CAP186502 | EC000441 | EF005004 | Non | 9.0
CAPRI | CAP186502 | EC000441 | EF005049 | Oui | 9.0
CAPRI | CAP186502 | EC000441 | EF005268 | 62,7 mm | 9.0
CAPRI | CAP186502 | EC000441 | EF005337 | Non | 9.0
CAPRI | CAP186502 | EC000441 | EF005466 | 29 mm | 9.0
CAPRI | CAP186502 | EC000441 | EF005466 | 40,5 mm | 9.0
CAPRI | CAP186502 | EC000441 | EF005474 | EV006422 | 9.0
CAPRI | CAP186502 | EC000441 | EF005474 | EV006619 | 9.0
CAPRI | CAP186502 | EC000441 | EF005728 | EV000494 | 9.0
CAPRI | CAP186502 | EC000441 | EF007839 | 50 | 9.0
CAPRI | CAP186502 | EC000441 | EF008404 | EV000494 | 9.0
CAPRI | CAP186502 | EC000441 | EF012184 | Non | 9.0
CAPRI | CAP186502 | EC000441 | EF012547 | Non | 9.0
CAPRI | CAP186502 | EC000441 | EF024919 | Non | 9.0
CAPRI | CAP186632 | EC000441 | EF000007 | EV003888 | 9.0
CAPRI | CAP186632 | EC000441 | EF000010 | EV000164 | 9.0
CAPRI | CAP186632 | EC000441 | EF000025 | Oui | 9.0
CAPRI | CAP186632 | EC000441 | EF000084 | Oui | 9.0
CAPRI | CAP186632 | EC000441 | EF000139 | EV000191 | 9.0
CAPRI | CAP186632 | EC000441 | EF000177 | 75 mm | 9.0
CAPRI | CAP186632 | EC000441 | EF000368 | 10 mm | 9.0
CAPRI | CAP186632 | EC000441 | EF000734 | Non | 9.0
CAPRI | CAP186632 | EC000441 | EF000878 | Oui | 9.0
CAPRI | CAP186632 | EC000441 | EF000881 | Oui | 9.0
CAPRI | CAP186632 | EC000441 | EF001062 | Oui | 9.0
CAPRI | CAP186632 | EC000441 | EF001210 | Non | 9.0
CAPRI | CAP186632 | EC000441 | EF001217 | EV009696 | 9.0
CAPRI | CAP186632 | EC000441 | EF001257 | EV000149 | 9.0
CAPRI | CAP186632 | EC000441 | EF001742 | -20 °C | 9.0
CAPRI | CAP186632 | EC000441 | EF001742 | 80 °C | 9.0
CAPRI | CAP186632 | EC000441 | EF001758 | EV003712 | 9.0
CAPRI | CAP186632 | EC000441 | EF002169 | EV000914 | 9.0
CAPRI | CAP186632 | EC000441 | EF003712 | 1,5 mm | 9.0
CAPRI | CAP186632 | EC000441 | EF004191 | Non | 9.0
CAPRI | CAP186632 | EC000441 | EF004685 | Non | 9.0
CAPRI | CAP186632 | EC000441 | EF005004 | Non | 9.0
CAPRI | CAP186632 | EC000441 | EF005049 | Oui | 9.0
CAPRI | CAP186632 | EC000441 | EF005268 | 82,5 mm | 9.0
CAPRI | CAP186632 | EC000441 | EF005337 | Non | 9.0
CAPRI | CAP186632 | EC000441 | EF005466 | 37 mm | 9.0
CAPRI | CAP186632 | EC000441 | EF005466 | 53 mm | 9.0
CAPRI | CAP186632 | EC000441 | EF005474 | EV006422 | 9.0
CAPRI | CAP186632 | EC000441 | EF005474 | EV006619 | 9.0
CAPRI | CAP186632 | EC000441 | EF005728 | EV000494 | 9.0
CAPRI | CAP186632 | EC000441 | EF007839 | 63 | 9.0
CAPRI | CAP186632 | EC000441 | EF008404 | EV000494 | 9.0
CAPRI | CAP186632 | EC000441 | EF012184 | Non | 9.0
CAPRI | CAP186632 | EC000441 | EF012547 | Non | 9.0
CAPRI | CAP186632 | EC000441 | EF024919 | Non | 9.0
CAPRI | CAP187122 | EC000441 | EF000025 | Non | 9.0
CAPRI | CAP187122 | EC000441 | EF000084 | Non | 9.0
CAPRI | CAP187122 | EC000441 | EF000734 | Non | 9.0
CAPRI | CAP187122 | EC000441 | EF000878 | Non | 9.0
CAPRI | CAP187122 | EC000441 | EF000881 | Non | 9.0
CAPRI | CAP187122 | EC000441 | EF001062 | Non | 9.0
CAPRI | CAP187122 | EC000441 | EF001210 | Non | 9.0
CAPRI | CAP187122 | EC000441 | EF004191 | Non | 9.0
CAPRI | CAP187122 | EC000441 | EF004685 | Non | 9.0
CAPRI | CAP187122 | EC000441 | EF005004 | Non | 9.0
CAPRI | CAP187122 | EC000441 | EF005049 | Non | 9.0
CAPRI | CAP187122 | EC000441 | EF005337 | Non | 9.0
CAPRI | CAP187122 | EC000441 | EF012184 | Non | 9.0
CAPRI | CAP187122 | EC000441 | EF012547 | Non | 9.0
CAPRI | CAP187122 | EC000441 | EF024919 | Non | 9.0
CAPRI | CAP187124 | EC000441 | EF000007 | EV003888 | 9.0
CAPRI | CAP187124 | EC000441 | EF000010 | EV000164 | 9.0
CAPRI | CAP187124 | EC000441 | EF000025 | Oui | 9.0
CAPRI | CAP187124 | EC000441 | EF000084 | Oui | 9.0
CAPRI | CAP187124 | EC000441 | EF000139 | EV000191 | 9.0
CAPRI | CAP187124 | EC000441 | EF000177 | 15 mm | 9.0
CAPRI | CAP187124 | EC000441 | EF000368 | 6,5 mm | 9.0
CAPRI | CAP187124 | EC000441 | EF000734 | Non | 9.0
CAPRI | CAP187124 | EC000441 | EF000878 | Oui | 9.0
CAPRI | CAP187124 | EC000441 | EF000881 | Oui | 9.0
CAPRI | CAP187124 | EC000441 | EF001062 | Oui | 9.0
CAPRI | CAP187124 | EC000441 | EF001210 | Non | 9.0
CAPRI | CAP187124 | EC000441 | EF001217 | EV009696 | 9.0
CAPRI | CAP187124 | EC000441 | EF001257 | EV000149 | 9.0
CAPRI | CAP187124 | EC000441 | EF001742 | -20 °C | 9.0
CAPRI | CAP187124 | EC000441 | EF001742 | 80 °C | 9.0
CAPRI | CAP187124 | EC000441 | EF001758 | EV003712 | 9.0
CAPRI | CAP187124 | EC000441 | EF002169 | EV000914 | 9.0
CAPRI | CAP187124 | EC000441 | EF003712 | 1,5 mm | 9.0
CAPRI | CAP187124 | EC000441 | EF004191 | Non | 9.0
CAPRI | CAP187124 | EC000441 | EF004685 | Non | 9.0
CAPRI | CAP187124 | EC000441 | EF005004 | Non | 9.0
CAPRI | CAP187124 | EC000441 | EF005049 | Non | 9.0
CAPRI | CAP187124 | EC000441 | EF005268 | 16,5 mm | 9.0
CAPRI | CAP187124 | EC000441 | EF005337 | Non | 9.0
CAPRI | CAP187124 | EC000441 | EF005466 | 3 mm | 9.0
CAPRI | CAP187124 | EC000441 | EF005466 | 6,5 mm | 9.0
CAPRI | CAP187124 | EC000441 | EF005474 | EV006422 | 9.0
CAPRI | CAP187124 | EC000441 | EF005474 | EV006619 | 9.0
CAPRI | CAP187124 | EC000441 | EF005728 | EV000494 | 9.0
CAPRI | CAP187124 | EC000441 | EF007839 | 12 | 9.0
CAPRI | CAP187124 | EC000441 | EF008404 | EV000494 | 9.0
CAPRI | CAP187124 | EC000441 | EF012184 | Non | 9.0
CAPRI | CAP187124 | EC000441 | EF012547 | Non | 9.0
CAPRI | CAP187124 | EC000441 | EF024919 | Non | 9.0
CAPRI | CAP187129 | EC000441 | EF000007 | EV000294 | 9.0
CAPRI | CAP187129 | EC000441 | EF000010 | EV000164 | 9.0
CAPRI | CAP187129 | EC000441 | EF000025 | Oui | 9.0
CAPRI | CAP187129 | EC000441 | EF000084 | Oui | 9.0
CAPRI | CAP187129 | EC000441 | EF000139 | EV006034 | 9.0
CAPRI | CAP187129 | EC000441 | EF000177 | 15 mm | 9.0
CAPRI | CAP187129 | EC000441 | EF000368 | 6,5 mm | 9.0
CAPRI | CAP187129 | EC000441 | EF000734 | Non | 9.0
CAPRI | CAP187129 | EC000441 | EF000878 | Oui | 9.0
CAPRI | CAP187129 | EC000441 | EF000881 | Oui | 9.0
CAPRI | CAP187129 | EC000441 | EF001062 | Oui | 9.0
CAPRI | CAP187129 | EC000441 | EF001210 | Non | 9.0
CAPRI | CAP187129 | EC000441 | EF001217 | EV009696 | 9.0
CAPRI | CAP187129 | EC000441 | EF001257 | EV006908 | 9.0
CAPRI | CAP187129 | EC000441 | EF001742 | -20 °C | 9.0
CAPRI | CAP187129 | EC000441 | EF001742 | 80 °C | 9.0
CAPRI | CAP187129 | EC000441 | EF001758 | EV003712 | 9.0
CAPRI | CAP187129 | EC000441 | EF002169 | EV000914 | 9.0
CAPRI | CAP187129 | EC000441 | EF003712 | 1,5 mm | 9.0
CAPRI | CAP187129 | EC000441 | EF004191 | Non | 9.0
CAPRI | CAP187129 | EC000441 | EF004685 | Non | 9.0
CAPRI | CAP187129 | EC000441 | EF005004 | Non | 9.0
CAPRI | CAP187129 | EC000441 | EF005049 | Non | 9.0
CAPRI | CAP187129 | EC000441 | EF005268 | 16,5 mm | 9.0
CAPRI | CAP187129 | EC000441 | EF005337 | Non | 9.0
CAPRI | CAP187129 | EC000441 | EF005466 | 3 mm | 9.0
CAPRI | CAP187129 | EC000441 | EF005466 | 6,5 mm | 9.0
CAPRI | CAP187129 | EC000441 | EF005474 | EV006422 | 9.0
CAPRI | CAP187129 | EC000441 | EF005474 | EV006619 | 9.0
CAPRI | CAP187129 | EC000441 | EF005728 | EV000494 | 9.0
CAPRI | CAP187129 | EC000441 | EF007839 | 12 | 9.0
CAPRI | CAP187129 | EC000441 | EF008404 | EV000494 | 9.0
CAPRI | CAP187129 | EC000441 | EF012184 | Non | 9.0
CAPRI | CAP187129 | EC000441 | EF012547 | Non | 9.0
CAPRI | CAP187129 | EC000441 | EF024919 | Non | 9.0
CAPRI | CAP187134 | EC000441 | EF000007 | EV003888 | 9.0
CAPRI | CAP187134 | EC000441 | EF000010 | EV000164 | 9.0
CAPRI | CAP187134 | EC000441 | EF000025 | Oui | 9.0
CAPRI | CAP187134 | EC000441 | EF000084 | Oui | 9.0
CAPRI | CAP187134 | EC000441 | EF000139 | EV000191 | 9.0
CAPRI | CAP187134 | EC000441 | EF000177 | 30 mm | 9.0
CAPRI | CAP187134 | EC000441 | EF000368 | 7 mm | 9.0
CAPRI | CAP187134 | EC000441 | EF000734 | Non | 9.0
CAPRI | CAP187134 | EC000441 | EF000878 | Oui | 9.0
CAPRI | CAP187134 | EC000441 | EF000881 | Non | 9.0
CAPRI | CAP187134 | EC000441 | EF001062 | Non | 9.0
CAPRI | CAP187134 | EC000441 | EF001210 | Non | 9.0
CAPRI | CAP187134 | EC000441 | EF001217 | EV009696 | 9.0
CAPRI | CAP187134 | EC000441 | EF001257 | EV000149 | 9.0
CAPRI | CAP187134 | EC000441 | EF001742 | -20 °C | 9.0
CAPRI | CAP187134 | EC000441 | EF001742 | 80 °C | 9.0
CAPRI | CAP187134 | EC000441 | EF001758 | EV003712 | 9.0
CAPRI | CAP187134 | EC000441 | EF002169 | EV000914 | 9.0
CAPRI | CAP187134 | EC000441 | EF003712 | 1,5 mm | 9.0
CAPRI | CAP187134 | EC000441 | EF004191 | Non | 9.0
CAPRI | CAP187134 | EC000441 | EF004685 | Oui | 9.0
CAPRI | CAP187134 | EC000441 | EF005004 | Non | 9.0
CAPRI | CAP187134 | EC000441 | EF005049 | Non | 9.0
CAPRI | CAP187134 | EC000441 | EF005268 | 33 mm | 9.0
CAPRI | CAP187134 | EC000441 | EF005337 | Non | 9.0
CAPRI | CAP187134 | EC000441 | EF005466 | 13 x 6 mm | 9.0
CAPRI | CAP187134 | EC000441 | EF005474 | EV006422 | 9.0
CAPRI | CAP187134 | EC000441 | EF005474 | EV006619 | 9.0
CAPRI | CAP187134 | EC000441 | EF005728 | EV000494 | 9.0
CAPRI | CAP187134 | EC000441 | EF007839 | 25 | 9.0
CAPRI | CAP187134 | EC000441 | EF008404 | EV000494 | 9.0
CAPRI | CAP187134 | EC000441 | EF012184 | Non | 9.0
CAPRI | CAP187134 | EC000441 | EF012547 | Non | 9.0
CAPRI | CAP187134 | EC000441 | EF024919 | Non | 9.0
CAPRI | CAP187162 | EC000441 | EF000025 | Non | 9.0
CAPRI | CAP187162 | EC000441 | EF000084 | Non | 9.0
CAPRI | CAP187162 | EC000441 | EF000734 | Non | 9.0
CAPRI | CAP187162 | EC000441 | EF000878 | Non | 9.0
CAPRI | CAP187162 | EC000441 | EF000881 | Non | 9.0
CAPRI | CAP187162 | EC000441 | EF001062 | Non | 9.0
CAPRI | CAP187162 | EC000441 | EF001210 | Non | 9.0
CAPRI | CAP187162 | EC000441 | EF004191 | Non | 9.0
CAPRI | CAP187162 | EC000441 | EF004685 | Non | 9.0
CAPRI | CAP187162 | EC000441 | EF005004 | Non | 9.0
CAPRI | CAP187162 | EC000441 | EF005049 | Non | 9.0
CAPRI | CAP187162 | EC000441 | EF005337 | Non | 9.0
CAPRI | CAP187162 | EC000441 | EF012184 | Non | 9.0
CAPRI | CAP187162 | EC000441 | EF012547 | Non | 9.0
CAPRI | CAP187162 | EC000441 | EF024919 | Non | 9.0
CAPRI | CAP187164 | EC000441 | EF000007 | EV003888 | 9.0
CAPRI | CAP187164 | EC000441 | EF000010 | EV000164 | 9.0
CAPRI | CAP187164 | EC000441 | EF000025 | Oui | 9.0
CAPRI | CAP187164 | EC000441 | EF000084 | Oui | 9.0
CAPRI | CAP187164 | EC000441 | EF000139 | EV000191 | 9.0
CAPRI | CAP187164 | EC000441 | EF000177 | 20 mm | 9.0
CAPRI | CAP187164 | EC000441 | EF000368 | 6,5 mm | 9.0
CAPRI | CAP187164 | EC000441 | EF000734 | Non | 9.0
CAPRI | CAP187164 | EC000441 | EF000878 | Oui | 9.0
CAPRI | CAP187164 | EC000441 | EF000881 | Oui | 9.0
CAPRI | CAP187164 | EC000441 | EF001062 | Oui | 9.0
CAPRI | CAP187164 | EC000441 | EF001210 | Non | 9.0
CAPRI | CAP187164 | EC000441 | EF001217 | EV009696 | 9.0
CAPRI | CAP187164 | EC000441 | EF001257 | EV000149 | 9.0
CAPRI | CAP187164 | EC000441 | EF001742 | -20 °C | 9.0
CAPRI | CAP187164 | EC000441 | EF001742 | 80 °C | 9.0
CAPRI | CAP187164 | EC000441 | EF001758 | EV003712 | 9.0
CAPRI | CAP187164 | EC000441 | EF002169 | EV000914 | 9.0
CAPRI | CAP187164 | EC000441 | EF003712 | 1,5 mm | 9.0
CAPRI | CAP187164 | EC000441 | EF004191 | Non | 9.0
CAPRI | CAP187164 | EC000441 | EF004685 | Non | 9.0
CAPRI | CAP187164 | EC000441 | EF005004 | Non | 9.0
CAPRI | CAP187164 | EC000441 | EF005049 | Non | 9.0
CAPRI | CAP187164 | EC000441 | EF005268 | 22 mm | 9.0
CAPRI | CAP187164 | EC000441 | EF005337 | Non | 9.0
CAPRI | CAP187164 | EC000441 | EF005466 | 10 mm | 9.0
CAPRI | CAP187164 | EC000441 | EF005466 | 4,5 mm | 9.0
CAPRI | CAP187164 | EC000441 | EF005474 | EV006422 | 9.0
CAPRI | CAP187164 | EC000441 | EF005474 | EV006619 | 9.0
CAPRI | CAP187164 | EC000441 | EF005728 | EV000494 | 9.0
CAPRI | CAP187164 | EC000441 | EF007839 | 16 | 9.0
CAPRI | CAP187164 | EC000441 | EF008404 | EV000494 | 9.0
CAPRI | CAP187164 | EC000441 | EF012184 | Non | 9.0
CAPRI | CAP187164 | EC000441 | EF012547 | Non | 9.0
CAPRI | CAP187164 | EC000441 | EF024919 | Non | 9.0
CAPRI | CAP187169 | EC000441 | EF000007 | EV000294 | 9.0
CAPRI | CAP187169 | EC000441 | EF000010 | EV000164 | 9.0
CAPRI | CAP187169 | EC000441 | EF000025 | Oui | 9.0
CAPRI | CAP187169 | EC000441 | EF000084 | Oui | 9.0
CAPRI | CAP187169 | EC000441 | EF000139 | EV006034 | 9.0
CAPRI | CAP187169 | EC000441 | EF000177 | 20 mm | 9.0
CAPRI | CAP187169 | EC000441 | EF000368 | 6,5 mm | 9.0
CAPRI | CAP187169 | EC000441 | EF000734 | Non | 9.0
CAPRI | CAP187169 | EC000441 | EF000878 | Oui | 9.0
CAPRI | CAP187169 | EC000441 | EF000881 | Oui | 9.0
CAPRI | CAP187169 | EC000441 | EF001062 | Oui | 9.0
CAPRI | CAP187169 | EC000441 | EF001210 | Non | 9.0
CAPRI | CAP187169 | EC000441 | EF001217 | EV009696 | 9.0
CAPRI | CAP187169 | EC000441 | EF001257 | EV006908 | 9.0
CAPRI | CAP187169 | EC000441 | EF001742 | -20 °C | 9.0
CAPRI | CAP187169 | EC000441 | EF001742 | 80 °C | 9.0
CAPRI | CAP187169 | EC000441 | EF001758 | EV003712 | 9.0
CAPRI | CAP187169 | EC000441 | EF002169 | EV000914 | 9.0
CAPRI | CAP187169 | EC000441 | EF003712 | 1,5 mm | 9.0
CAPRI | CAP187169 | EC000441 | EF004191 | Non | 9.0
CAPRI | CAP187169 | EC000441 | EF004685 | Non | 9.0
CAPRI | CAP187169 | EC000441 | EF005004 | Non | 9.0
CAPRI | CAP187169 | EC000441 | EF005049 | Non | 9.0
CAPRI | CAP187169 | EC000441 | EF005268 | 22 mm | 9.0
CAPRI | CAP187169 | EC000441 | EF005337 | Non | 9.0
CAPRI | CAP187169 | EC000441 | EF005466 | 10 mm | 9.0
CAPRI | CAP187169 | EC000441 | EF005466 | 4,5 mm | 9.0
CAPRI | CAP187169 | EC000441 | EF005474 | EV006422 | 9.0
CAPRI | CAP187169 | EC000441 | EF005474 | EV006619 | 9.0
CAPRI | CAP187169 | EC000441 | EF005728 | EV000494 | 9.0
CAPRI | CAP187169 | EC000441 | EF007839 | 16 | 9.0
CAPRI | CAP187169 | EC000441 | EF008404 | EV000494 | 9.0
CAPRI | CAP187169 | EC000441 | EF012184 | Non | 9.0
CAPRI | CAP187169 | EC000441 | EF012547 | Non | 9.0
CAPRI | CAP187169 | EC000441 | EF024919 | Non | 9.0
CAPRI | CAP187184 | EC000441 | EF000007 | EV003888 | 9.0
CAPRI | CAP187184 | EC000441 | EF000010 | EV000164 | 9.0
CAPRI | CAP187184 | EC000441 | EF000025 | Oui | 9.0
CAPRI | CAP187184 | EC000441 | EF000084 | Oui | 9.0
CAPRI | CAP187184 | EC000441 | EF000139 | EV000191 | 9.0
CAPRI | CAP187184 | EC000441 | EF000177 | 38 mm | 9.0
CAPRI | CAP187184 | EC000441 | EF000368 | 8 mm | 9.0
CAPRI | CAP187184 | EC000441 | EF000734 | Non | 9.0
CAPRI | CAP187184 | EC000441 | EF000878 | Oui | 9.0
CAPRI | CAP187184 | EC000441 | EF000881 | Non | 9.0
CAPRI | CAP187184 | EC000441 | EF001062 | Non | 9.0
CAPRI | CAP187184 | EC000441 | EF001210 | Non | 9.0
CAPRI | CAP187184 | EC000441 | EF001217 | EV009696 | 9.0
CAPRI | CAP187184 | EC000441 | EF001257 | EV000149 | 9.0
CAPRI | CAP187184 | EC000441 | EF001742 | -20 °C | 9.0
CAPRI | CAP187184 | EC000441 | EF001742 | 80 °C | 9.0
CAPRI | CAP187184 | EC000441 | EF001758 | EV003712 | 9.0
CAPRI | CAP187184 | EC000441 | EF002169 | EV000914 | 9.0
CAPRI | CAP187184 | EC000441 | EF003712 | 1,5 mm | 9.0
CAPRI | CAP187184 | EC000441 | EF004191 | Non | 9.0
CAPRI | CAP187184 | EC000441 | EF004685 | Oui | 9.0
CAPRI | CAP187184 | EC000441 | EF005004 | Non | 9.0
CAPRI | CAP187184 | EC000441 | EF005049 | Non | 9.0
CAPRI | CAP187184 | EC000441 | EF005268 | 41,8 mm | 9.0
CAPRI | CAP187184 | EC000441 | EF005337 | Non | 9.0
CAPRI | CAP187184 | EC000441 | EF005466 | 18 x 7 mm | 9.0
CAPRI | CAP187184 | EC000441 | EF005474 | EV006422 | 9.0
CAPRI | CAP187184 | EC000441 | EF005474 | EV006619 | 9.0
CAPRI | CAP187184 | EC000441 | EF005728 | EV000494 | 9.0
CAPRI | CAP187184 | EC000441 | EF007839 | 32 | 9.0
CAPRI | CAP187184 | EC000441 | EF008404 | EV000494 | 9.0
CAPRI | CAP187184 | EC000441 | EF012184 | Non | 9.0
CAPRI | CAP187184 | EC000441 | EF012547 | Non | 9.0
CAPRI | CAP187184 | EC000441 | EF024919 | Non | 9.0
CAPRI | CAP187202 | EC000441 | EF000025 | Non | 9.0
CAPRI | CAP187202 | EC000441 | EF000084 | Non | 9.0
CAPRI | CAP187202 | EC000441 | EF000734 | Non | 9.0
CAPRI | CAP187202 | EC000441 | EF000878 | Non | 9.0
CAPRI | CAP187202 | EC000441 | EF000881 | Non | 9.0
CAPRI | CAP187202 | EC000441 | EF001062 | Non | 9.0
CAPRI | CAP187202 | EC000441 | EF001210 | Non | 9.0
CAPRI | CAP187202 | EC000441 | EF004191 | Non | 9.0
CAPRI | CAP187202 | EC000441 | EF004685 | Non | 9.0
CAPRI | CAP187202 | EC000441 | EF005004 | Non | 9.0
CAPRI | CAP187202 | EC000441 | EF005049 | Non | 9.0
CAPRI | CAP187202 | EC000441 | EF005337 | Non | 9.0
CAPRI | CAP187202 | EC000441 | EF012184 | Non | 9.0
CAPRI | CAP187202 | EC000441 | EF012547 | Non | 9.0
CAPRI | CAP187202 | EC000441 | EF024919 | Non | 9.0
CAPRI | CAP187204 | EC000441 | EF000007 | EV003888 | 9.0
CAPRI | CAP187204 | EC000441 | EF000010 | EV000164 | 9.0
CAPRI | CAP187204 | EC000441 | EF000025 | Oui | 9.0
CAPRI | CAP187204 | EC000441 | EF000084 | Oui | 9.0
CAPRI | CAP187204 | EC000441 | EF000139 | EV000191 | 9.0
CAPRI | CAP187204 | EC000441 | EF000177 | 24 mm | 9.0
CAPRI | CAP187204 | EC000441 | EF000368 | 6,5 mm | 9.0
CAPRI | CAP187204 | EC000441 | EF000734 | Non | 9.0
CAPRI | CAP187204 | EC000441 | EF000878 | Oui | 9.0
CAPRI | CAP187204 | EC000441 | EF000881 | Oui | 9.0
CAPRI | CAP187204 | EC000441 | EF001062 | Oui | 9.0
CAPRI | CAP187204 | EC000441 | EF001210 | Non | 9.0
CAPRI | CAP187204 | EC000441 | EF001217 | EV009696 | 9.0
CAPRI | CAP187204 | EC000441 | EF001257 | EV000149 | 9.0
CAPRI | CAP187204 | EC000441 | EF001742 | -20 °C | 9.0
CAPRI | CAP187204 | EC000441 | EF001742 | 80 °C | 9.0
CAPRI | CAP187204 | EC000441 | EF001758 | EV003712 | 9.0
CAPRI | CAP187204 | EC000441 | EF002169 | EV000914 | 9.0
CAPRI | CAP187204 | EC000441 | EF003712 | 1,5 mm | 9.0
CAPRI | CAP187204 | EC000441 | EF004191 | Non | 9.0
CAPRI | CAP187204 | EC000441 | EF004685 | Non | 9.0
CAPRI | CAP187204 | EC000441 | EF005004 | Non | 9.0
CAPRI | CAP187204 | EC000441 | EF005049 | Non | 9.0
CAPRI | CAP187204 | EC000441 | EF005268 | 26,4 mm | 9.0
CAPRI | CAP187204 | EC000441 | EF005337 | Non | 9.0
CAPRI | CAP187204 | EC000441 | EF005466 | 13 mm | 9.0
CAPRI | CAP187204 | EC000441 | EF005466 | 6 mm | 9.0
CAPRI | CAP187204 | EC000441 | EF005474 | EV006422 | 9.0
CAPRI | CAP187204 | EC000441 | EF005474 | EV006619 | 9.0
CAPRI | CAP187204 | EC000441 | EF005728 | EV000494 | 9.0
CAPRI | CAP187204 | EC000441 | EF007839 | 20 | 9.0
CAPRI | CAP187204 | EC000441 | EF008404 | EV000494 | 9.0
CAPRI | CAP187204 | EC000441 | EF012184 | Non | 9.0
CAPRI | CAP187204 | EC000441 | EF012547 | Non | 9.0
CAPRI | CAP187204 | EC000441 | EF024919 | Non | 9.0
CAPRI | CAP187209 | EC000441 | EF000007 | EV000294 | 9.0
CAPRI | CAP187209 | EC000441 | EF000010 | EV000164 | 9.0
CAPRI | CAP187209 | EC000441 | EF000025 | Oui | 9.0
CAPRI | CAP187209 | EC000441 | EF000084 | Oui | 9.0
CAPRI | CAP187209 | EC000441 | EF000139 | EV006034 | 9.0
CAPRI | CAP187209 | EC000441 | EF000177 | 24 mm | 9.0
CAPRI | CAP187209 | EC000441 | EF000368 | 6,5 mm | 9.0
CAPRI | CAP187209 | EC000441 | EF000734 | Non | 9.0
CAPRI | CAP187209 | EC000441 | EF000878 | Oui | 9.0
CAPRI | CAP187209 | EC000441 | EF000881 | Oui | 9.0
CAPRI | CAP187209 | EC000441 | EF001062 | Oui | 9.0
CAPRI | CAP187209 | EC000441 | EF001210 | Non | 9.0
CAPRI | CAP187209 | EC000441 | EF001217 | EV009696 | 9.0
CAPRI | CAP187209 | EC000441 | EF001257 | EV006908 | 9.0
CAPRI | CAP187209 | EC000441 | EF001742 | -20 °C | 9.0
CAPRI | CAP187209 | EC000441 | EF001742 | 80 °C | 9.0
CAPRI | CAP187209 | EC000441 | EF001758 | EV003712 | 9.0
CAPRI | CAP187209 | EC000441 | EF002169 | EV000914 | 9.0
CAPRI | CAP187209 | EC000441 | EF003712 | 1,5 mm | 9.0
CAPRI | CAP187209 | EC000441 | EF004191 | Non | 9.0
CAPRI | CAP187209 | EC000441 | EF004685 | Non | 9.0
CAPRI | CAP187209 | EC000441 | EF005004 | Non | 9.0
CAPRI | CAP187209 | EC000441 | EF005049 | Non | 9.0
CAPRI | CAP187209 | EC000441 | EF005268 | 26,4 mm | 9.0
CAPRI | CAP187209 | EC000441 | EF005337 | Non | 9.0
CAPRI | CAP187209 | EC000441 | EF005466 | 13 mm | 9.0
CAPRI | CAP187209 | EC000441 | EF005466 | 6 mm | 9.0
CAPRI | CAP187209 | EC000441 | EF005474 | EV006422 | 9.0
CAPRI | CAP187209 | EC000441 | EF005474 | EV006619 | 9.0
CAPRI | CAP187209 | EC000441 | EF005728 | EV000494 | 9.0
CAPRI | CAP187209 | EC000441 | EF007839 | 20 | 9.0
CAPRI | CAP187209 | EC000441 | EF008404 | EV000494 | 9.0
CAPRI | CAP187209 | EC000441 | EF012184 | Non | 9.0
CAPRI | CAP187209 | EC000441 | EF012547 | Non | 9.0
CAPRI | CAP187209 | EC000441 | EF024919 | Non | 9.0
CAPRI | CAP187244 | EC000441 | EF000007 | EV003888 | 9.0
CAPRI | CAP187244 | EC000441 | EF000010 | EV000164 | 9.0
CAPRI | CAP187244 | EC000441 | EF000025 | Oui | 9.0
CAPRI | CAP187244 | EC000441 | EF000084 | Oui | 9.0
CAPRI | CAP187244 | EC000441 | EF000139 | EV000191 | 9.0
CAPRI | CAP187244 | EC000441 | EF000177 | 47 mm | 9.0
CAPRI | CAP187244 | EC000441 | EF000368 | 8 mm | 9.0
CAPRI | CAP187244 | EC000441 | EF000734 | Non | 9.0
CAPRI | CAP187244 | EC000441 | EF000878 | Oui | 9.0
CAPRI | CAP187244 | EC000441 | EF000881 | Non | 9.0
CAPRI | CAP187244 | EC000441 | EF001062 | Non | 9.0
CAPRI | CAP187244 | EC000441 | EF001210 | Non | 9.0
CAPRI | CAP187244 | EC000441 | EF001217 | EV009696 | 9.0
CAPRI | CAP187244 | EC000441 | EF001257 | EV000149 | 9.0
CAPRI | CAP187244 | EC000441 | EF001742 | -20 °C | 9.0
CAPRI | CAP187244 | EC000441 | EF001742 | 80 °C | 9.0
CAPRI | CAP187244 | EC000441 | EF001758 | EV003712 | 9.0
CAPRI | CAP187244 | EC000441 | EF002169 | EV000914 | 9.0
CAPRI | CAP187244 | EC000441 | EF003712 | 1,5 mm | 9.0
CAPRI | CAP187244 | EC000441 | EF004191 | Non | 9.0
CAPRI | CAP187244 | EC000441 | EF004685 | Oui | 9.0
CAPRI | CAP187244 | EC000441 | EF005004 | Non | 9.0
CAPRI | CAP187244 | EC000441 | EF005049 | Non | 9.0
CAPRI | CAP187244 | EC000441 | EF005268 | 51,7 mm | 9.0
CAPRI | CAP187244 | EC000441 | EF005337 | Non | 9.0
CAPRI | CAP187244 | EC000441 | EF005466 | 24 x 8,5 mm | 9.0
CAPRI | CAP187244 | EC000441 | EF005474 | EV006422 | 9.0
CAPRI | CAP187244 | EC000441 | EF005474 | EV006619 | 9.0
CAPRI | CAP187244 | EC000441 | EF005728 | EV000494 | 9.0
CAPRI | CAP187244 | EC000441 | EF007839 | 40 | 9.0
CAPRI | CAP187244 | EC000441 | EF008404 | EV000494 | 9.0
CAPRI | CAP187244 | EC000441 | EF012184 | Non | 9.0
CAPRI | CAP187244 | EC000441 | EF012547 | Non | 9.0
CAPRI | CAP187244 | EC000441 | EF024919 | Non | 9.0
CAPRI | CAP187252 | EC000441 | EF000025 | Non | 9.0
CAPRI | CAP187252 | EC000441 | EF000084 | Non | 9.0
CAPRI | CAP187252 | EC000441 | EF000734 | Non | 9.0
CAPRI | CAP187252 | EC000441 | EF000878 | Non | 9.0
CAPRI | CAP187252 | EC000441 | EF000881 | Non | 9.0
CAPRI | CAP187252 | EC000441 | EF001062 | Non | 9.0
CAPRI | CAP187252 | EC000441 | EF001210 | Non | 9.0
CAPRI | CAP187252 | EC000441 | EF004191 | Non | 9.0
CAPRI | CAP187252 | EC000441 | EF004685 | Non | 9.0
CAPRI | CAP187252 | EC000441 | EF005004 | Non | 9.0
CAPRI | CAP187252 | EC000441 | EF005049 | Non | 9.0
CAPRI | CAP187252 | EC000441 | EF005337 | Non | 9.0
CAPRI | CAP187252 | EC000441 | EF012184 | Non | 9.0
CAPRI | CAP187252 | EC000441 | EF012547 | Non | 9.0
CAPRI | CAP187252 | EC000441 | EF024919 | Non | 9.0
CAPRI | CAP187254 | EC000441 | EF000007 | EV003888 | 9.0
CAPRI | CAP187254 | EC000441 | EF000010 | EV000164 | 9.0
CAPRI | CAP187254 | EC000441 | EF000025 | Oui | 9.0
CAPRI | CAP187254 | EC000441 | EF000084 | Oui | 9.0
CAPRI | CAP187254 | EC000441 | EF000139 | EV000191 | 9.0
CAPRI | CAP187254 | EC000441 | EF000177 | 30 mm | 9.0
CAPRI | CAP187254 | EC000441 | EF000368 | 7 mm | 9.0
CAPRI | CAP187254 | EC000441 | EF000734 | Non | 9.0
CAPRI | CAP187254 | EC000441 | EF000878 | Oui | 9.0
CAPRI | CAP187254 | EC000441 | EF000881 | Oui | 9.0
CAPRI | CAP187254 | EC000441 | EF001062 | Oui | 9.0
CAPRI | CAP187254 | EC000441 | EF001210 | Non | 9.0
CAPRI | CAP187254 | EC000441 | EF001217 | EV009696 | 9.0
CAPRI | CAP187254 | EC000441 | EF001257 | EV000149 | 9.0
CAPRI | CAP187254 | EC000441 | EF001742 | -20 °C | 9.0
CAPRI | CAP187254 | EC000441 | EF001742 | 80 °C | 9.0
CAPRI | CAP187254 | EC000441 | EF001758 | EV003712 | 9.0
CAPRI | CAP187254 | EC000441 | EF002169 | EV000914 | 9.0
CAPRI | CAP187254 | EC000441 | EF003712 | 1,5 mm | 9.0
CAPRI | CAP187254 | EC000441 | EF004191 | Non | 9.0
CAPRI | CAP187254 | EC000441 | EF004685 | Non | 9.0
CAPRI | CAP187254 | EC000441 | EF005004 | Non | 9.0
CAPRI | CAP187254 | EC000441 | EF005049 | Non | 9.0
CAPRI | CAP187254 | EC000441 | EF005268 | 33 mm | 9.0
CAPRI | CAP187254 | EC000441 | EF005337 | Non | 9.0
CAPRI | CAP187254 | EC000441 | EF005466 | 10 mm | 9.0
CAPRI | CAP187254 | EC000441 | EF005466 | 18 mm | 9.0
CAPRI | CAP187254 | EC000441 | EF005474 | EV006422 | 9.0
CAPRI | CAP187254 | EC000441 | EF005474 | EV006619 | 9.0
CAPRI | CAP187254 | EC000441 | EF005728 | EV000494 | 9.0
CAPRI | CAP187254 | EC000441 | EF007839 | 25 | 9.0
CAPRI | CAP187254 | EC000441 | EF008404 | EV000494 | 9.0
CAPRI | CAP187254 | EC000441 | EF012184 | Non | 9.0
CAPRI | CAP187254 | EC000441 | EF012547 | Non | 9.0
CAPRI | CAP187254 | EC000441 | EF024919 | Non | 9.0
CAPRI | CAP187259 | EC000441 | EF000007 | EV000294 | 9.0
CAPRI | CAP187259 | EC000441 | EF000010 | EV000164 | 9.0
CAPRI | CAP187259 | EC000441 | EF000025 | Oui | 9.0
CAPRI | CAP187259 | EC000441 | EF000084 | Oui | 9.0
CAPRI | CAP187259 | EC000441 | EF000139 | EV006034 | 9.0
CAPRI | CAP187259 | EC000441 | EF000177 | 30 mm | 9.0
CAPRI | CAP187259 | EC000441 | EF000368 | 7 mm | 9.0
CAPRI | CAP187259 | EC000441 | EF000734 | Non | 9.0
CAPRI | CAP187259 | EC000441 | EF000878 | Oui | 9.0
CAPRI | CAP187259 | EC000441 | EF000881 | Oui | 9.0
CAPRI | CAP187259 | EC000441 | EF001062 | Oui | 9.0
CAPRI | CAP187259 | EC000441 | EF001210 | Non | 9.0
CAPRI | CAP187259 | EC000441 | EF001217 | EV009696 | 9.0
CAPRI | CAP187259 | EC000441 | EF001257 | EV006908 | 9.0
CAPRI | CAP187259 | EC000441 | EF001742 | -20 °C | 9.0
CAPRI | CAP187259 | EC000441 | EF001742 | 80 °C | 9.0
CAPRI | CAP187259 | EC000441 | EF001758 | EV003712 | 9.0
CAPRI | CAP187259 | EC000441 | EF002169 | EV000914 | 9.0
CAPRI | CAP187259 | EC000441 | EF003712 | 1,5 mm | 9.0
CAPRI | CAP187259 | EC000441 | EF004191 | Non | 9.0
CAPRI | CAP187259 | EC000441 | EF004685 | Non | 9.0
CAPRI | CAP187259 | EC000441 | EF005004 | Non | 9.0
CAPRI | CAP187259 | EC000441 | EF005049 | Non | 9.0
CAPRI | CAP187259 | EC000441 | EF005268 | 33 mm | 9.0
CAPRI | CAP187259 | EC000441 | EF005337 | Non | 9.0
CAPRI | CAP187259 | EC000441 | EF005466 | 10 mm | 9.0
CAPRI | CAP187259 | EC000441 | EF005466 | 18 mm | 9.0
CAPRI | CAP187259 | EC000441 | EF005474 | EV006422 | 9.0
CAPRI | CAP187259 | EC000441 | EF005474 | EV006619 | 9.0
CAPRI | CAP187259 | EC000441 | EF005728 | EV000494 | 9.0
CAPRI | CAP187259 | EC000441 | EF007839 | 25 | 9.0
CAPRI | CAP187259 | EC000441 | EF008404 | EV000494 | 9.0
CAPRI | CAP187259 | EC000441 | EF012184 | Non | 9.0
CAPRI | CAP187259 | EC000441 | EF012547 | Non | 9.0
CAPRI | CAP187259 | EC000441 | EF024919 | Non | 9.0
CAPRI | CAP187274 | EC000441 | EF000007 | EV003888 | 9.0
CAPRI | CAP187274 | EC000441 | EF000010 | EV000164 | 9.0
CAPRI | CAP187274 | EC000441 | EF000025 | Oui | 9.0
CAPRI | CAP187274 | EC000441 | EF000084 | Oui | 9.0
CAPRI | CAP187274 | EC000441 | EF000139 | EV000191 | 9.0
CAPRI | CAP187274 | EC000441 | EF000177 | 47 mm | 9.0
CAPRI | CAP187274 | EC000441 | EF000368 | 8 mm | 9.0
CAPRI | CAP187274 | EC000441 | EF000734 | Non | 9.0
CAPRI | CAP187274 | EC000441 | EF000878 | Oui | 9.0
CAPRI | CAP187274 | EC000441 | EF000881 | Non | 9.0
CAPRI | CAP187274 | EC000441 | EF001062 | Non | 9.0
CAPRI | CAP187274 | EC000441 | EF001210 | Non | 9.0
CAPRI | CAP187274 | EC000441 | EF001217 | EV009696 | 9.0
CAPRI | CAP187274 | EC000441 | EF001257 | EV000149 | 9.0
CAPRI | CAP187274 | EC000441 | EF001742 | -20 °C | 9.0
CAPRI | CAP187274 | EC000441 | EF001742 | 80 °C | 9.0
CAPRI | CAP187274 | EC000441 | EF001758 | EV003712 | 9.0
CAPRI | CAP187274 | EC000441 | EF002169 | EV000914 | 9.0
CAPRI | CAP187274 | EC000441 | EF003712 | 1,5 mm | 9.0
CAPRI | CAP187274 | EC000441 | EF004191 | Non | 9.0
CAPRI | CAP187274 | EC000441 | EF004685 | Oui | 9.0
CAPRI | CAP187274 | EC000441 | EF005004 | Non | 9.0
CAPRI | CAP187274 | EC000441 | EF005049 | Non | 9.0
CAPRI | CAP187274 | EC000441 | EF005268 | 51,7 mm | 9.0
CAPRI | CAP187274 | EC000441 | EF005337 | Non | 9.0
CAPRI | CAP187274 | EC000441 | EF005466 | 27 x 11,5 mm | 9.0
CAPRI | CAP187274 | EC000441 | EF005474 | EV006422 | 9.0
CAPRI | CAP187274 | EC000441 | EF005474 | EV006619 | 9.0
CAPRI | CAP187274 | EC000441 | EF005728 | EV000494 | 9.0
CAPRI | CAP187274 | EC000441 | EF007839 | 40 | 9.0
CAPRI | CAP187274 | EC000441 | EF008404 | EV000494 | 9.0
CAPRI | CAP187274 | EC000441 | EF012184 | Non | 9.0
CAPRI | CAP187274 | EC000441 | EF012547 | Non | 9.0
CAPRI | CAP187274 | EC000441 | EF024919 | Non | 9.0
CAPRI | CAP187304 | EC000441 | EF000007 | EV003888 | 9.0
CAPRI | CAP187304 | EC000441 | EF000010 | EV000164 | 9.0
CAPRI | CAP187304 | EC000441 | EF000025 | Oui | 9.0
CAPRI | CAP187304 | EC000441 | EF000084 | Oui | 9.0
CAPRI | CAP187304 | EC000441 | EF000139 | EV000191 | 9.0
CAPRI | CAP187304 | EC000441 | EF000177 | 57 mm | 9.0
CAPRI | CAP187304 | EC000441 | EF000368 | 9 mm | 9.0
CAPRI | CAP187304 | EC000441 | EF000734 | Non | 9.0
CAPRI | CAP187304 | EC000441 | EF000878 | Oui | 9.0
CAPRI | CAP187304 | EC000441 | EF000881 | Non | 9.0
CAPRI | CAP187304 | EC000441 | EF001062 | Non | 9.0
CAPRI | CAP187304 | EC000441 | EF001210 | Non | 9.0
CAPRI | CAP187304 | EC000441 | EF001217 | EV009696 | 9.0
CAPRI | CAP187304 | EC000441 | EF001257 | EV000149 | 9.0
CAPRI | CAP187304 | EC000441 | EF001742 | -20 °C | 9.0
CAPRI | CAP187304 | EC000441 | EF001742 | 80 °C | 9.0
CAPRI | CAP187304 | EC000441 | EF001758 | EV003712 | 9.0
CAPRI | CAP187304 | EC000441 | EF002169 | EV000914 | 9.0
CAPRI | CAP187304 | EC000441 | EF003712 | 1,5 mm | 9.0
CAPRI | CAP187304 | EC000441 | EF004191 | Non | 9.0
CAPRI | CAP187304 | EC000441 | EF004685 | Oui | 9.0
CAPRI | CAP187304 | EC000441 | EF005004 | Non | 9.0
CAPRI | CAP187304 | EC000441 | EF005049 | Non | 9.0
CAPRI | CAP187304 | EC000441 | EF005268 | 62,7 mm | 9.0
CAPRI | CAP187304 | EC000441 | EF005337 | Non | 9.0
CAPRI | CAP187304 | EC000441 | EF005466 | 32,5 x 9 | 9.0
CAPRI | CAP187304 | EC000441 | EF005474 | EV006422 | 9.0
CAPRI | CAP187304 | EC000441 | EF005474 | EV006619 | 9.0
CAPRI | CAP187304 | EC000441 | EF005728 | EV000494 | 9.0
CAPRI | CAP187304 | EC000441 | EF007839 | 50 | 9.0
CAPRI | CAP187304 | EC000441 | EF008404 | EV000494 | 9.0
CAPRI | CAP187304 | EC000441 | EF012184 | Non | 9.0
CAPRI | CAP187304 | EC000441 | EF012547 | Non | 9.0
CAPRI | CAP187304 | EC000441 | EF024919 | Non | 9.0
CAPRI | CAP187314 | EC000441 | EF000007 | EV003888 | 9.0
CAPRI | CAP187314 | EC000441 | EF000010 | EV000164 | 9.0
CAPRI | CAP187314 | EC000441 | EF000025 | Oui | 9.0
CAPRI | CAP187314 | EC000441 | EF000084 | Oui | 9.0
CAPRI | CAP187314 | EC000441 | EF000139 | EV000191 | 9.0
CAPRI | CAP187314 | EC000441 | EF000177 | 57 mm | 9.0
CAPRI | CAP187314 | EC000441 | EF000368 | 9 mm | 9.0
CAPRI | CAP187314 | EC000441 | EF000734 | Non | 9.0
CAPRI | CAP187314 | EC000441 | EF000878 | Oui | 9.0
CAPRI | CAP187314 | EC000441 | EF000881 | Non | 9.0
CAPRI | CAP187314 | EC000441 | EF001062 | Non | 9.0
CAPRI | CAP187314 | EC000441 | EF001210 | Non | 9.0
CAPRI | CAP187314 | EC000441 | EF001217 | EV009696 | 9.0
CAPRI | CAP187314 | EC000441 | EF001257 | EV000149 | 9.0
CAPRI | CAP187314 | EC000441 | EF001742 | -20 °C | 9.0
CAPRI | CAP187314 | EC000441 | EF001742 | 80 °C | 9.0
CAPRI | CAP187314 | EC000441 | EF001758 | EV003712 | 9.0
CAPRI | CAP187314 | EC000441 | EF002169 | EV000914 | 9.0
CAPRI | CAP187314 | EC000441 | EF003712 | 1,5 mm | 9.0
CAPRI | CAP187314 | EC000441 | EF004191 | Non | 9.0
CAPRI | CAP187314 | EC000441 | EF004685 | Oui | 9.0
CAPRI | CAP187314 | EC000441 | EF005004 | Non | 9.0
CAPRI | CAP187314 | EC000441 | EF005049 | Non | 9.0
CAPRI | CAP187314 | EC000441 | EF005268 | 62,7 mm | 9.0
CAPRI | CAP187314 | EC000441 | EF005337 | Non | 9.0
CAPRI | CAP187314 | EC000441 | EF005466 | 31 x 14 mm | 9.0
CAPRI | CAP187314 | EC000441 | EF005474 | EV006422 | 9.0
CAPRI | CAP187314 | EC000441 | EF005474 | EV006619 | 9.0
CAPRI | CAP187314 | EC000441 | EF005728 | EV000494 | 9.0
CAPRI | CAP187314 | EC000441 | EF007839 | 50 | 9.0
CAPRI | CAP187314 | EC000441 | EF008404 | EV000494 | 9.0
CAPRI | CAP187314 | EC000441 | EF012184 | Non | 9.0
CAPRI | CAP187314 | EC000441 | EF012547 | Non | 9.0
CAPRI | CAP187314 | EC000441 | EF024919 | Non | 9.0
CAPRI | CAP187322 | EC000441 | EF000025 | Non | 9.0
CAPRI | CAP187322 | EC000441 | EF000084 | Non | 9.0
CAPRI | CAP187322 | EC000441 | EF000734 | Non | 9.0
CAPRI | CAP187322 | EC000441 | EF000878 | Non | 9.0
CAPRI | CAP187322 | EC000441 | EF000881 | Non | 9.0
CAPRI | CAP187322 | EC000441 | EF001062 | Non | 9.0
CAPRI | CAP187322 | EC000441 | EF001210 | Non | 9.0
CAPRI | CAP187322 | EC000441 | EF004191 | Non | 9.0
CAPRI | CAP187322 | EC000441 | EF004685 | Non | 9.0
CAPRI | CAP187322 | EC000441 | EF005004 | Non | 9.0
CAPRI | CAP187322 | EC000441 | EF005049 | Non | 9.0
CAPRI | CAP187322 | EC000441 | EF005337 | Non | 9.0
CAPRI | CAP187322 | EC000441 | EF012184 | Non | 9.0
CAPRI | CAP187322 | EC000441 | EF012547 | Non | 9.0
CAPRI | CAP187322 | EC000441 | EF024919 | Non | 9.0
CAPRI | CAP187324 | EC000441 | EF000007 | EV003888 | 9.0
CAPRI | CAP187324 | EC000441 | EF000010 | EV000164 | 9.0
CAPRI | CAP187324 | EC000441 | EF000025 | Oui | 9.0
CAPRI | CAP187324 | EC000441 | EF000084 | Oui | 9.0
CAPRI | CAP187324 | EC000441 | EF000139 | EV000191 | 9.0
CAPRI | CAP187324 | EC000441 | EF000177 | 38 mm | 9.0
CAPRI | CAP187324 | EC000441 | EF000368 | 8 mm | 9.0
CAPRI | CAP187324 | EC000441 | EF000734 | Non | 9.0
CAPRI | CAP187324 | EC000441 | EF000878 | Oui | 9.0
CAPRI | CAP187324 | EC000441 | EF000881 | Oui | 9.0
CAPRI | CAP187324 | EC000441 | EF001062 | Oui | 9.0
CAPRI | CAP187324 | EC000441 | EF001210 | Non | 9.0
CAPRI | CAP187324 | EC000441 | EF001217 | EV009696 | 9.0
CAPRI | CAP187324 | EC000441 | EF001257 | EV000149 | 9.0
CAPRI | CAP187324 | EC000441 | EF001742 | -20 °C | 9.0
CAPRI | CAP187324 | EC000441 | EF001742 | 80 °C | 9.0
CAPRI | CAP187324 | EC000441 | EF001758 | EV003712 | 9.0
CAPRI | CAP187324 | EC000441 | EF002169 | EV000914 | 9.0
CAPRI | CAP187324 | EC000441 | EF003712 | 1,5 mm | 9.0
CAPRI | CAP187324 | EC000441 | EF004191 | Non | 9.0
CAPRI | CAP187324 | EC000441 | EF004685 | Non | 9.0
CAPRI | CAP187324 | EC000441 | EF005004 | Non | 9.0
CAPRI | CAP187324 | EC000441 | EF005049 | Non | 9.0
CAPRI | CAP187324 | EC000441 | EF005268 | 41,8 mm | 9.0
CAPRI | CAP187324 | EC000441 | EF005337 | Non | 9.0
CAPRI | CAP187324 | EC000441 | EF005466 | 16 mm | 9.0
CAPRI | CAP187324 | EC000441 | EF005466 | 24,5 mm | 9.0
CAPRI | CAP187324 | EC000441 | EF005474 | EV006422 | 9.0
CAPRI | CAP187324 | EC000441 | EF005474 | EV006619 | 9.0
CAPRI | CAP187324 | EC000441 | EF005728 | EV000494 | 9.0
CAPRI | CAP187324 | EC000441 | EF007839 | 32 | 9.0
CAPRI | CAP187324 | EC000441 | EF008404 | EV000494 | 9.0
CAPRI | CAP187324 | EC000441 | EF012184 | Non | 9.0
CAPRI | CAP187324 | EC000441 | EF012547 | Non | 9.0
CAPRI | CAP187324 | EC000441 | EF024919 | Non | 9.0
CAPRI | CAP187329 | EC000441 | EF000007 | EV000294 | 9.0
CAPRI | CAP187329 | EC000441 | EF000010 | EV000164 | 9.0
CAPRI | CAP187329 | EC000441 | EF000025 | Oui | 9.0
CAPRI | CAP187329 | EC000441 | EF000084 | Oui | 9.0
CAPRI | CAP187329 | EC000441 | EF000139 | EV006034 | 9.0
CAPRI | CAP187329 | EC000441 | EF000177 | 38 mm | 9.0
CAPRI | CAP187329 | EC000441 | EF000368 | 8 mm | 9.0
CAPRI | CAP187329 | EC000441 | EF000734 | Non | 9.0
CAPRI | CAP187329 | EC000441 | EF000878 | Oui | 9.0
CAPRI | CAP187329 | EC000441 | EF000881 | Oui | 9.0
CAPRI | CAP187329 | EC000441 | EF001062 | Oui | 9.0
CAPRI | CAP187329 | EC000441 | EF001210 | Non | 9.0
CAPRI | CAP187329 | EC000441 | EF001217 | EV009696 | 9.0
CAPRI | CAP187329 | EC000441 | EF001257 | EV006908 | 9.0
CAPRI | CAP187329 | EC000441 | EF001742 | -20 °C | 9.0
CAPRI | CAP187329 | EC000441 | EF001742 | 80 °C | 9.0
CAPRI | CAP187329 | EC000441 | EF001758 | EV003712 | 9.0
CAPRI | CAP187329 | EC000441 | EF002169 | EV000914 | 9.0
CAPRI | CAP187329 | EC000441 | EF003712 | 1,5 mm | 9.0
CAPRI | CAP187329 | EC000441 | EF004191 | Non | 9.0
CAPRI | CAP187329 | EC000441 | EF004685 | Non | 9.0
CAPRI | CAP187329 | EC000441 | EF005004 | Non | 9.0
CAPRI | CAP187329 | EC000441 | EF005049 | Non | 9.0
CAPRI | CAP187329 | EC000441 | EF005268 | 41,8 mm | 9.0
CAPRI | CAP187329 | EC000441 | EF005337 | Non | 9.0
CAPRI | CAP187329 | EC000441 | EF005466 | 16 mm | 9.0
CAPRI | CAP187329 | EC000441 | EF005466 | 24,5 mm | 9.0
CAPRI | CAP187329 | EC000441 | EF005474 | EV006422 | 9.0
CAPRI | CAP187329 | EC000441 | EF005474 | EV006619 | 9.0
CAPRI | CAP187329 | EC000441 | EF005728 | EV000494 | 9.0
CAPRI | CAP187329 | EC000441 | EF007839 | 32 | 9.0
CAPRI | CAP187329 | EC000441 | EF008404 | EV000494 | 9.0
CAPRI | CAP187329 | EC000441 | EF012184 | Non | 9.0
CAPRI | CAP187329 | EC000441 | EF012547 | Non | 9.0
CAPRI | CAP187329 | EC000441 | EF024919 | Non | 9.0
CAPRI | CAP187334 | EC000441 | EF000007 | EV003888 | 9.0
CAPRI | CAP187334 | EC000441 | EF000010 | EV000164 | 9.0
CAPRI | CAP187334 | EC000441 | EF000025 | Oui | 9.0
CAPRI | CAP187334 | EC000441 | EF000084 | Oui | 9.0
CAPRI | CAP187334 | EC000441 | EF000139 | EV000191 | 9.0
CAPRI | CAP187334 | EC000441 | EF000177 | 20 mm | 9.0
CAPRI | CAP187334 | EC000441 | EF000368 | 6,5 mm | 9.0
CAPRI | CAP187334 | EC000441 | EF000734 | Non | 9.0
CAPRI | CAP187334 | EC000441 | EF000878 | Oui | 9.0
CAPRI | CAP187334 | EC000441 | EF000881 | Non | 9.0
CAPRI | CAP187334 | EC000441 | EF001062 | Non | 9.0
CAPRI | CAP187334 | EC000441 | EF001210 | Non | 9.0
CAPRI | CAP187334 | EC000441 | EF001217 | EV009696 | 9.0
CAPRI | CAP187334 | EC000441 | EF001257 | EV000149 | 9.0
CAPRI | CAP187334 | EC000441 | EF001742 | -20 °C | 9.0
CAPRI | CAP187334 | EC000441 | EF001742 | 80 °C | 9.0
CAPRI | CAP187334 | EC000441 | EF001758 | EV003712 | 9.0
CAPRI | CAP187334 | EC000441 | EF002169 | EV000914 | 9.0
CAPRI | CAP187334 | EC000441 | EF003712 | 1,5 mm | 9.0
CAPRI | CAP187334 | EC000441 | EF004191 | Non | 9.0
CAPRI | CAP187334 | EC000441 | EF004685 | Non | 9.0
CAPRI | CAP187334 | EC000441 | EF005004 | Oui | 9.0
CAPRI | CAP187334 | EC000441 | EF005049 | Non | 9.0
CAPRI | CAP187334 | EC000441 | EF005268 | 22 mm | 9.0
CAPRI | CAP187334 | EC000441 | EF005337 | Non | 9.0
CAPRI | CAP187334 | EC000441 | EF005466 | 2 x Ø3 mm | 9.0
CAPRI | CAP187334 | EC000441 | EF005474 | EV006422 | 9.0
CAPRI | CAP187334 | EC000441 | EF005474 | EV006619 | 9.0
CAPRI | CAP187334 | EC000441 | EF005728 | EV000494 | 9.0
CAPRI | CAP187334 | EC000441 | EF007839 | 16 | 9.0
CAPRI | CAP187334 | EC000441 | EF008404 | EV000494 | 9.0
CAPRI | CAP187334 | EC000441 | EF012184 | Non | 9.0
CAPRI | CAP187334 | EC000441 | EF012547 | Non | 9.0
CAPRI | CAP187334 | EC000441 | EF024919 | Non | 9.0
CAPRI | CAP187354 | EC000441 | EF000007 | EV003888 | 9.0
CAPRI | CAP187354 | EC000441 | EF000010 | EV000164 | 9.0
CAPRI | CAP187354 | EC000441 | EF000025 | Oui | 9.0
CAPRI | CAP187354 | EC000441 | EF000084 | Oui | 9.0
CAPRI | CAP187354 | EC000441 | EF000139 | EV000191 | 9.0
CAPRI | CAP187354 | EC000441 | EF000177 | 57 mm | 9.0
CAPRI | CAP187354 | EC000441 | EF000368 | 9 mm | 9.0
CAPRI | CAP187354 | EC000441 | EF000734 | Non | 9.0
CAPRI | CAP187354 | EC000441 | EF000878 | Oui | 9.0
CAPRI | CAP187354 | EC000441 | EF000881 | Non | 9.0
CAPRI | CAP187354 | EC000441 | EF001062 | Non | 9.0
CAPRI | CAP187354 | EC000441 | EF001210 | Non | 9.0
CAPRI | CAP187354 | EC000441 | EF001217 | EV009696 | 9.0
CAPRI | CAP187354 | EC000441 | EF001257 | EV000149 | 9.0
CAPRI | CAP187354 | EC000441 | EF001742 | -20 °C | 9.0
CAPRI | CAP187354 | EC000441 | EF001742 | 80 °C | 9.0
CAPRI | CAP187354 | EC000441 | EF001758 | EV003712 | 9.0
CAPRI | CAP187354 | EC000441 | EF002169 | EV000914 | 9.0
CAPRI | CAP187354 | EC000441 | EF003712 | 1,5 mm | 9.0
CAPRI | CAP187354 | EC000441 | EF004191 | Non | 9.0
CAPRI | CAP187354 | EC000441 | EF004685 | Oui | 9.0
CAPRI | CAP187354 | EC000441 | EF005004 | Non | 9.0
CAPRI | CAP187354 | EC000441 | EF005049 | Non | 9.0
CAPRI | CAP187354 | EC000441 | EF005268 | 62,7 mm | 9.0
CAPRI | CAP187354 | EC000441 | EF005337 | Non | 9.0
CAPRI | CAP187354 | EC000441 | EF005466 | 35,5 x 12 mm | 9.0
CAPRI | CAP187354 | EC000441 | EF005474 | EV006422 | 9.0
CAPRI | CAP187354 | EC000441 | EF005474 | EV006619 | 9.0
CAPRI | CAP187354 | EC000441 | EF005728 | EV000494 | 9.0
CAPRI | CAP187354 | EC000441 | EF007839 | 50 | 9.0
CAPRI | CAP187354 | EC000441 | EF008404 | EV000494 | 9.0
CAPRI | CAP187354 | EC000441 | EF012184 | Non | 9.0
CAPRI | CAP187354 | EC000441 | EF012547 | Non | 9.0
CAPRI | CAP187354 | EC000441 | EF024919 | Non | 9.0
CAPRI | CAP187374 | EC000441 | EF000007 | EV003888 | 9.0
CAPRI | CAP187374 | EC000441 | EF000010 | EV000164 | 9.0
CAPRI | CAP187374 | EC000441 | EF000025 | Oui | 9.0
CAPRI | CAP187374 | EC000441 | EF000084 | Oui | 9.0
CAPRI | CAP187374 | EC000441 | EF000139 | EV000191 | 9.0
CAPRI | CAP187374 | EC000441 | EF000177 | 57 mm | 9.0
CAPRI | CAP187374 | EC000441 | EF000368 | 9 mm | 9.0
CAPRI | CAP187374 | EC000441 | EF000734 | Non | 9.0
CAPRI | CAP187374 | EC000441 | EF000878 | Oui | 9.0
CAPRI | CAP187374 | EC000441 | EF000881 | Non | 9.0
CAPRI | CAP187374 | EC000441 | EF001062 | Non | 9.0
CAPRI | CAP187374 | EC000441 | EF001210 | Non | 9.0
CAPRI | CAP187374 | EC000441 | EF001217 | EV009696 | 9.0
CAPRI | CAP187374 | EC000441 | EF001257 | EV000149 | 9.0
CAPRI | CAP187374 | EC000441 | EF001742 | -20 °C | 9.0
CAPRI | CAP187374 | EC000441 | EF001742 | 80 °C | 9.0
CAPRI | CAP187374 | EC000441 | EF001758 | EV003712 | 9.0
CAPRI | CAP187374 | EC000441 | EF002169 | EV000914 | 9.0
CAPRI | CAP187374 | EC000441 | EF003712 | 1,5 mm | 9.0
CAPRI | CAP187374 | EC000441 | EF004191 | Non | 9.0
CAPRI | CAP187374 | EC000441 | EF004685 | Oui | 9.0
CAPRI | CAP187374 | EC000441 | EF005004 | Non | 9.0
CAPRI | CAP187374 | EC000441 | EF005049 | Non | 9.0
CAPRI | CAP187374 | EC000441 | EF005268 | 62,7 mm | 9.0
CAPRI | CAP187374 | EC000441 | EF005337 | Non | 9.0
CAPRI | CAP187374 | EC000441 | EF005466 | 37 x 6,5 mm | 9.0
CAPRI | CAP187374 | EC000441 | EF005474 | EV006422 | 9.0
CAPRI | CAP187374 | EC000441 | EF005474 | EV006619 | 9.0
CAPRI | CAP187374 | EC000441 | EF005728 | EV000494 | 9.0
CAPRI | CAP187374 | EC000441 | EF007839 | 50 | 9.0
CAPRI | CAP187374 | EC000441 | EF008404 | EV000494 | 9.0
CAPRI | CAP187374 | EC000441 | EF012184 | Non | 9.0
CAPRI | CAP187374 | EC000441 | EF012547 | Non | 9.0
CAPRI | CAP187374 | EC000441 | EF024919 | Non | 9.0
CAPRI | CAP187384 | EC000441 | EF000007 | EV003888 | 9.0
CAPRI | CAP187384 | EC000441 | EF000010 | EV000164 | 9.0
CAPRI | CAP187384 | EC000441 | EF000025 | Oui | 9.0
CAPRI | CAP187384 | EC000441 | EF000084 | Oui | 9.0
CAPRI | CAP187384 | EC000441 | EF000139 | EV000191 | 9.0
CAPRI | CAP187384 | EC000441 | EF000177 | 75 mm | 9.0
CAPRI | CAP187384 | EC000441 | EF000368 | 10 mm | 9.0
CAPRI | CAP187384 | EC000441 | EF000734 | Non | 9.0
CAPRI | CAP187384 | EC000441 | EF000878 | Oui | 9.0
CAPRI | CAP187384 | EC000441 | EF000881 | Non | 9.0
CAPRI | CAP187384 | EC000441 | EF001062 | Non | 9.0
CAPRI | CAP187384 | EC000441 | EF001210 | Non | 9.0
CAPRI | CAP187384 | EC000441 | EF001217 | EV009696 | 9.0
CAPRI | CAP187384 | EC000441 | EF001257 | EV000149 | 9.0
CAPRI | CAP187384 | EC000441 | EF001742 | -20 °C | 9.0
CAPRI | CAP187384 | EC000441 | EF001742 | 80 °C | 9.0
CAPRI | CAP187384 | EC000441 | EF001758 | EV003712 | 9.0
CAPRI | CAP187384 | EC000441 | EF002169 | EV000914 | 9.0
CAPRI | CAP187384 | EC000441 | EF003712 | 1,5 mm | 9.0
CAPRI | CAP187384 | EC000441 | EF004191 | Non | 9.0
CAPRI | CAP187384 | EC000441 | EF004685 | Oui | 9.0
CAPRI | CAP187384 | EC000441 | EF005004 | Non | 9.0
CAPRI | CAP187384 | EC000441 | EF005049 | Non | 9.0
CAPRI | CAP187384 | EC000441 | EF005268 | 82,5 mm | 9.0
CAPRI | CAP187384 | EC000441 | EF005337 | Non | 9.0
CAPRI | CAP187384 | EC000441 | EF005466 | 38 x 16 mm | 9.0
CAPRI | CAP187384 | EC000441 | EF005474 | EV006422 | 9.0
CAPRI | CAP187384 | EC000441 | EF005474 | EV006619 | 9.0
CAPRI | CAP187384 | EC000441 | EF005728 | EV000494 | 9.0
CAPRI | CAP187384 | EC000441 | EF007839 | 63 | 9.0
CAPRI | CAP187384 | EC000441 | EF008404 | EV000494 | 9.0
CAPRI | CAP187384 | EC000441 | EF012184 | Non | 9.0
CAPRI | CAP187384 | EC000441 | EF012547 | Non | 9.0
CAPRI | CAP187384 | EC000441 | EF024919 | Non | 9.0
CAPRI | CAP187402 | EC000441 | EF000025 | Non | 9.0
CAPRI | CAP187402 | EC000441 | EF000084 | Non | 9.0
CAPRI | CAP187402 | EC000441 | EF000734 | Non | 9.0
CAPRI | CAP187402 | EC000441 | EF000878 | Non | 9.0
CAPRI | CAP187402 | EC000441 | EF000881 | Non | 9.0
CAPRI | CAP187402 | EC000441 | EF001062 | Non | 9.0
CAPRI | CAP187402 | EC000441 | EF001210 | Non | 9.0
CAPRI | CAP187402 | EC000441 | EF004191 | Non | 9.0
CAPRI | CAP187402 | EC000441 | EF004685 | Non | 9.0
CAPRI | CAP187402 | EC000441 | EF005004 | Non | 9.0
CAPRI | CAP187402 | EC000441 | EF005049 | Non | 9.0
CAPRI | CAP187402 | EC000441 | EF005337 | Non | 9.0
CAPRI | CAP187402 | EC000441 | EF012184 | Non | 9.0
CAPRI | CAP187402 | EC000441 | EF012547 | Non | 9.0
CAPRI | CAP187402 | EC000441 | EF024919 | Non | 9.0
CAPRI | CAP187404 | EC000441 | EF000007 | EV003888 | 9.0
CAPRI | CAP187404 | EC000441 | EF000010 | EV000164 | 9.0
CAPRI | CAP187404 | EC000441 | EF000025 | Oui | 9.0
CAPRI | CAP187404 | EC000441 | EF000084 | Oui | 9.0
CAPRI | CAP187404 | EC000441 | EF000139 | EV000191 | 9.0
CAPRI | CAP187404 | EC000441 | EF000177 | 47 mm | 9.0
CAPRI | CAP187404 | EC000441 | EF000368 | 8 mm | 9.0
CAPRI | CAP187404 | EC000441 | EF000734 | Non | 9.0
CAPRI | CAP187404 | EC000441 | EF000878 | Oui | 9.0
CAPRI | CAP187404 | EC000441 | EF000881 | Oui | 9.0
CAPRI | CAP187404 | EC000441 | EF001062 | Oui | 9.0
CAPRI | CAP187404 | EC000441 | EF001210 | Non | 9.0
CAPRI | CAP187404 | EC000441 | EF001217 | EV009696 | 9.0
CAPRI | CAP187404 | EC000441 | EF001257 | EV000149 | 9.0
CAPRI | CAP187404 | EC000441 | EF001742 | -20 °C | 9.0
CAPRI | CAP187404 | EC000441 | EF001742 | 80 °C | 9.0
CAPRI | CAP187404 | EC000441 | EF001758 | EV003712 | 9.0
CAPRI | CAP187404 | EC000441 | EF002169 | EV000914 | 9.0
CAPRI | CAP187404 | EC000441 | EF003712 | 1,5 mm | 9.0
CAPRI | CAP187404 | EC000441 | EF004191 | Non | 9.0
CAPRI | CAP187404 | EC000441 | EF004685 | Non | 9.0
CAPRI | CAP187404 | EC000441 | EF005004 | Non | 9.0
CAPRI | CAP187404 | EC000441 | EF005049 | Non | 9.0
CAPRI | CAP187404 | EC000441 | EF005268 | 51,7 mm | 9.0
CAPRI | CAP187404 | EC000441 | EF005337 | Non | 9.0
CAPRI | CAP187404 | EC000441 | EF005466 | 22 mm | 9.0
CAPRI | CAP187404 | EC000441 | EF005466 | 32 mm | 9.0
CAPRI | CAP187404 | EC000441 | EF005474 | EV006422 | 9.0
CAPRI | CAP187404 | EC000441 | EF005474 | EV006619 | 9.0
CAPRI | CAP187404 | EC000441 | EF005728 | EV000494 | 9.0
CAPRI | CAP187404 | EC000441 | EF007839 | 40 | 9.0
CAPRI | CAP187404 | EC000441 | EF008404 | EV000494 | 9.0
CAPRI | CAP187404 | EC000441 | EF012184 | Non | 9.0
CAPRI | CAP187404 | EC000441 | EF012547 | Non | 9.0
CAPRI | CAP187404 | EC000441 | EF024919 | Non | 9.0
CAPRI | CAP187409 | EC000441 | EF000007 | EV000294 | 9.0
CAPRI | CAP187409 | EC000441 | EF000010 | EV000164 | 9.0
CAPRI | CAP187409 | EC000441 | EF000025 | Oui | 9.0
CAPRI | CAP187409 | EC000441 | EF000084 | Oui | 9.0
CAPRI | CAP187409 | EC000441 | EF000139 | EV006034 | 9.0
CAPRI | CAP187409 | EC000441 | EF000177 | 47 mm | 9.0
CAPRI | CAP187409 | EC000441 | EF000368 | 8 mm | 9.0
CAPRI | CAP187409 | EC000441 | EF000734 | Non | 9.0
CAPRI | CAP187409 | EC000441 | EF000878 | Oui | 9.0
CAPRI | CAP187409 | EC000441 | EF000881 | Oui | 9.0
CAPRI | CAP187409 | EC000441 | EF001062 | Oui | 9.0
CAPRI | CAP187409 | EC000441 | EF001210 | Non | 9.0
CAPRI | CAP187409 | EC000441 | EF001217 | EV009696 | 9.0
CAPRI | CAP187409 | EC000441 | EF001257 | EV006908 | 9.0
CAPRI | CAP187409 | EC000441 | EF001742 | -20 °C | 9.0
CAPRI | CAP187409 | EC000441 | EF001742 | 80 °C | 9.0
CAPRI | CAP187409 | EC000441 | EF001758 | EV003712 | 9.0
CAPRI | CAP187409 | EC000441 | EF002169 | EV000914 | 9.0
CAPRI | CAP187409 | EC000441 | EF003712 | 1,5 mm | 9.0
CAPRI | CAP187409 | EC000441 | EF004191 | Non | 9.0
CAPRI | CAP187409 | EC000441 | EF004685 | Non | 9.0
CAPRI | CAP187409 | EC000441 | EF005004 | Non | 9.0
CAPRI | CAP187409 | EC000441 | EF005049 | Non | 9.0
CAPRI | CAP187409 | EC000441 | EF005268 | 51,7 mm | 9.0
CAPRI | CAP187409 | EC000441 | EF005337 | Non | 9.0
CAPRI | CAP187409 | EC000441 | EF005466 | 22 mm | 9.0
CAPRI | CAP187409 | EC000441 | EF005466 | 32 mm | 9.0
CAPRI | CAP187409 | EC000441 | EF005474 | EV006422 | 9.0
CAPRI | CAP187409 | EC000441 | EF005474 | EV006619 | 9.0
CAPRI | CAP187409 | EC000441 | EF005728 | EV000494 | 9.0
CAPRI | CAP187409 | EC000441 | EF007839 | 40 | 9.0
CAPRI | CAP187409 | EC000441 | EF008404 | EV000494 | 9.0
CAPRI | CAP187409 | EC000441 | EF012184 | Non | 9.0
CAPRI | CAP187409 | EC000441 | EF012547 | Non | 9.0
CAPRI | CAP187409 | EC000441 | EF024919 | Non | 9.0
CAPRI | CAP187414 | EC000441 | EF000007 | EV003888 | 9.0
CAPRI | CAP187414 | EC000441 | EF000010 | EV000164 | 9.0
CAPRI | CAP187414 | EC000441 | EF000025 | Oui | 9.0
CAPRI | CAP187414 | EC000441 | EF000084 | Oui | 9.0
CAPRI | CAP187414 | EC000441 | EF000139 | EV000191 | 9.0
CAPRI | CAP187414 | EC000441 | EF000177 | 75 mm | 9.0
CAPRI | CAP187414 | EC000441 | EF000368 | 10 mm | 9.0
CAPRI | CAP187414 | EC000441 | EF000734 | Non | 9.0
CAPRI | CAP187414 | EC000441 | EF000878 | Oui | 9.0
CAPRI | CAP187414 | EC000441 | EF000881 | Non | 9.0
CAPRI | CAP187414 | EC000441 | EF001062 | Non | 9.0
CAPRI | CAP187414 | EC000441 | EF001210 | Non | 9.0
CAPRI | CAP187414 | EC000441 | EF001217 | EV009696 | 9.0
CAPRI | CAP187414 | EC000441 | EF001257 | EV000149 | 9.0
CAPRI | CAP187414 | EC000441 | EF001742 | -20 °C | 9.0
CAPRI | CAP187414 | EC000441 | EF001742 | 80 °C | 9.0
CAPRI | CAP187414 | EC000441 | EF001758 | EV003712 | 9.0
CAPRI | CAP187414 | EC000441 | EF002169 | EV000914 | 9.0
CAPRI | CAP187414 | EC000441 | EF003712 | 1,5 mm | 9.0
CAPRI | CAP187414 | EC000441 | EF004191 | Non | 9.0
CAPRI | CAP187414 | EC000441 | EF004685 | Oui | 9.0
CAPRI | CAP187414 | EC000441 | EF005004 | Non | 9.0
CAPRI | CAP187414 | EC000441 | EF005049 | Non | 9.0
CAPRI | CAP187414 | EC000441 | EF005268 | 82,5 mm | 9.0
CAPRI | CAP187414 | EC000441 | EF005337 | Non | 9.0
CAPRI | CAP187414 | EC000441 | EF005466 | 40 x 14 mm | 9.0
CAPRI | CAP187414 | EC000441 | EF005474 | EV006422 | 9.0
CAPRI | CAP187414 | EC000441 | EF005474 | EV006619 | 9.0
CAPRI | CAP187414 | EC000441 | EF005728 | EV000494 | 9.0
CAPRI | CAP187414 | EC000441 | EF007839 | 63 | 9.0
CAPRI | CAP187414 | EC000441 | EF008404 | EV000494 | 9.0
CAPRI | CAP187414 | EC000441 | EF012184 | Non | 9.0
CAPRI | CAP187414 | EC000441 | EF012547 | Non | 9.0
CAPRI | CAP187414 | EC000441 | EF024919 | Non | 9.0
CAPRI | CAP187424 | EC000441 | EF000007 | EV003888 | 9.0
CAPRI | CAP187424 | EC000441 | EF000010 | EV000164 | 9.0
CAPRI | CAP187424 | EC000441 | EF000025 | Oui | 9.0
CAPRI | CAP187424 | EC000441 | EF000084 | Oui | 9.0
CAPRI | CAP187424 | EC000441 | EF000139 | EV000191 | 9.0
CAPRI | CAP187424 | EC000441 | EF000177 | 20 mm | 9.0
CAPRI | CAP187424 | EC000441 | EF000368 | 6,5 mm | 9.0
CAPRI | CAP187424 | EC000441 | EF000734 | Non | 9.0
CAPRI | CAP187424 | EC000441 | EF000878 | Oui | 9.0
CAPRI | CAP187424 | EC000441 | EF000881 | Non | 9.0
CAPRI | CAP187424 | EC000441 | EF001062 | Non | 9.0
CAPRI | CAP187424 | EC000441 | EF001210 | Non | 9.0
CAPRI | CAP187424 | EC000441 | EF001217 | EV009696 | 9.0
CAPRI | CAP187424 | EC000441 | EF001257 | EV000149 | 9.0
CAPRI | CAP187424 | EC000441 | EF001742 | -20 °C | 9.0
CAPRI | CAP187424 | EC000441 | EF001742 | 80 °C | 9.0
CAPRI | CAP187424 | EC000441 | EF001758 | EV003712 | 9.0
CAPRI | CAP187424 | EC000441 | EF002169 | EV000914 | 9.0
CAPRI | CAP187424 | EC000441 | EF003712 | 1,5 mm | 9.0
CAPRI | CAP187424 | EC000441 | EF004191 | Non | 9.0
CAPRI | CAP187424 | EC000441 | EF004685 | Non | 9.0
CAPRI | CAP187424 | EC000441 | EF005004 | Oui | 9.0
CAPRI | CAP187424 | EC000441 | EF005049 | Non | 9.0
CAPRI | CAP187424 | EC000441 | EF005268 | 22 mm | 9.0
CAPRI | CAP187424 | EC000441 | EF005337 | Non | 9.0
CAPRI | CAP187424 | EC000441 | EF005466 | 2 x Ø4 mm | 9.0
CAPRI | CAP187424 | EC000441 | EF005474 | EV006422 | 9.0
CAPRI | CAP187424 | EC000441 | EF005474 | EV006619 | 9.0
CAPRI | CAP187424 | EC000441 | EF005728 | EV000494 | 9.0
CAPRI | CAP187424 | EC000441 | EF007839 | 16 | 9.0
CAPRI | CAP187424 | EC000441 | EF008404 | EV000494 | 9.0
CAPRI | CAP187424 | EC000441 | EF012184 | Non | 9.0
CAPRI | CAP187424 | EC000441 | EF012547 | Non | 9.0
CAPRI | CAP187424 | EC000441 | EF024919 | Non | 9.0
CAPRI | CAP187444 | EC000441 | EF000007 | EV003888 | 9.0
CAPRI | CAP187444 | EC000441 | EF000010 | EV000164 | 9.0
CAPRI | CAP187444 | EC000441 | EF000025 | Oui | 9.0
CAPRI | CAP187444 | EC000441 | EF000084 | Oui | 9.0
CAPRI | CAP187444 | EC000441 | EF000139 | EV000191 | 9.0
CAPRI | CAP187444 | EC000441 | EF000177 | 75 mm | 9.0
CAPRI | CAP187444 | EC000441 | EF000368 | 10 mm | 9.0
CAPRI | CAP187444 | EC000441 | EF000734 | Non | 9.0
CAPRI | CAP187444 | EC000441 | EF000878 | Oui | 9.0
CAPRI | CAP187444 | EC000441 | EF000881 | Non | 9.0
CAPRI | CAP187444 | EC000441 | EF001062 | Non | 9.0
CAPRI | CAP187444 | EC000441 | EF001210 | Non | 9.0
CAPRI | CAP187444 | EC000441 | EF001217 | EV009696 | 9.0
CAPRI | CAP187444 | EC000441 | EF001257 | EV000149 | 9.0
CAPRI | CAP187444 | EC000441 | EF001742 | -20 °C | 9.0
CAPRI | CAP187444 | EC000441 | EF001742 | 80 °C | 9.0
CAPRI | CAP187444 | EC000441 | EF001758 | EV003712 | 9.0
CAPRI | CAP187444 | EC000441 | EF002169 | EV000914 | 9.0
CAPRI | CAP187444 | EC000441 | EF003712 | 1,5 mm | 9.0
CAPRI | CAP187444 | EC000441 | EF004191 | Non | 9.0
CAPRI | CAP187444 | EC000441 | EF004685 | Oui | 9.0
CAPRI | CAP187444 | EC000441 | EF005004 | Non | 9.0
CAPRI | CAP187444 | EC000441 | EF005049 | Non | 9.0
CAPRI | CAP187444 | EC000441 | EF005268 | 82,5 mm | 9.0
CAPRI | CAP187444 | EC000441 | EF005337 | Non | 9.0
CAPRI | CAP187444 | EC000441 | EF005466 | 42 x 6,5 mm | 9.0
CAPRI | CAP187444 | EC000441 | EF005474 | EV006422 | 9.0
CAPRI | CAP187444 | EC000441 | EF005474 | EV006619 | 9.0
CAPRI | CAP187444 | EC000441 | EF005728 | EV000494 | 9.0
CAPRI | CAP187444 | EC000441 | EF007839 | 63 | 9.0
CAPRI | CAP187444 | EC000441 | EF008404 | EV000494 | 9.0
CAPRI | CAP187444 | EC000441 | EF012184 | Non | 9.0
CAPRI | CAP187444 | EC000441 | EF012547 | Non | 9.0
CAPRI | CAP187444 | EC000441 | EF024919 | Non | 9.0
CAPRI | CAP187502 | EC000441 | EF000025 | Non | 9.0
CAPRI | CAP187502 | EC000441 | EF000084 | Non | 9.0
CAPRI | CAP187502 | EC000441 | EF000734 | Non | 9.0
CAPRI | CAP187502 | EC000441 | EF000878 | Non | 9.0
CAPRI | CAP187502 | EC000441 | EF000881 | Non | 9.0
CAPRI | CAP187502 | EC000441 | EF001062 | Non | 9.0
CAPRI | CAP187502 | EC000441 | EF001210 | Non | 9.0
CAPRI | CAP187502 | EC000441 | EF004191 | Non | 9.0
CAPRI | CAP187502 | EC000441 | EF004685 | Non | 9.0
CAPRI | CAP187502 | EC000441 | EF005004 | Non | 9.0
CAPRI | CAP187502 | EC000441 | EF005049 | Non | 9.0
CAPRI | CAP187502 | EC000441 | EF005337 | Non | 9.0
CAPRI | CAP187502 | EC000441 | EF012184 | Non | 9.0
CAPRI | CAP187502 | EC000441 | EF012547 | Non | 9.0
CAPRI | CAP187502 | EC000441 | EF024919 | Non | 9.0
CAPRI | CAP187504 | EC000441 | EF000007 | EV003888 | 9.0
CAPRI | CAP187504 | EC000441 | EF000010 | EV000164 | 9.0
CAPRI | CAP187504 | EC000441 | EF000025 | Oui | 9.0
CAPRI | CAP187504 | EC000441 | EF000084 | Oui | 9.0
CAPRI | CAP187504 | EC000441 | EF000139 | EV000191 | 9.0
CAPRI | CAP187504 | EC000441 | EF000177 | 57 mm | 9.0
CAPRI | CAP187504 | EC000441 | EF000368 | 9 mm | 9.0
CAPRI | CAP187504 | EC000441 | EF000734 | Non | 9.0
CAPRI | CAP187504 | EC000441 | EF000878 | Oui | 9.0
CAPRI | CAP187504 | EC000441 | EF000881 | Oui | 9.0
CAPRI | CAP187504 | EC000441 | EF001062 | Oui | 9.0
CAPRI | CAP187504 | EC000441 | EF001210 | Non | 9.0
CAPRI | CAP187504 | EC000441 | EF001217 | EV009696 | 9.0
CAPRI | CAP187504 | EC000441 | EF001257 | EV000149 | 9.0
CAPRI | CAP187504 | EC000441 | EF001742 | -20 °C | 9.0
CAPRI | CAP187504 | EC000441 | EF001742 | 80 °C | 9.0
CAPRI | CAP187504 | EC000441 | EF001758 | EV003712 | 9.0
CAPRI | CAP187504 | EC000441 | EF002169 | EV000914 | 9.0
CAPRI | CAP187504 | EC000441 | EF003712 | 1,5 mm | 9.0
CAPRI | CAP187504 | EC000441 | EF004191 | Non | 9.0
CAPRI | CAP187504 | EC000441 | EF004685 | Non | 9.0
CAPRI | CAP187504 | EC000441 | EF005004 | Non | 9.0
CAPRI | CAP187504 | EC000441 | EF005049 | Non | 9.0
CAPRI | CAP187504 | EC000441 | EF005268 | 62,7 mm | 9.0
CAPRI | CAP187504 | EC000441 | EF005337 | Non | 9.0
CAPRI | CAP187504 | EC000441 | EF005466 | 29 mm | 9.0
CAPRI | CAP187504 | EC000441 | EF005466 | 40,5 mm | 9.0
CAPRI | CAP187504 | EC000441 | EF005474 | EV006422 | 9.0
CAPRI | CAP187504 | EC000441 | EF005474 | EV006619 | 9.0
CAPRI | CAP187504 | EC000441 | EF005728 | EV000494 | 9.0
CAPRI | CAP187504 | EC000441 | EF007839 | 50 | 9.0
CAPRI | CAP187504 | EC000441 | EF008404 | EV000494 | 9.0
CAPRI | CAP187504 | EC000441 | EF012184 | Non | 9.0
CAPRI | CAP187504 | EC000441 | EF012547 | Non | 9.0
CAPRI | CAP187504 | EC000441 | EF024919 | Non | 9.0
CAPRI | CAP187509 | EC000441 | EF000007 | EV000294 | 9.0
CAPRI | CAP187509 | EC000441 | EF000010 | EV000164 | 9.0
CAPRI | CAP187509 | EC000441 | EF000025 | Oui | 9.0
CAPRI | CAP187509 | EC000441 | EF000084 | Oui | 9.0
CAPRI | CAP187509 | EC000441 | EF000139 | EV006034 | 9.0
CAPRI | CAP187509 | EC000441 | EF000177 | 57 mm | 9.0
CAPRI | CAP187509 | EC000441 | EF000368 | 9 mm | 9.0
CAPRI | CAP187509 | EC000441 | EF000734 | Non | 9.0
CAPRI | CAP187509 | EC000441 | EF000878 | Oui | 9.0
CAPRI | CAP187509 | EC000441 | EF000881 | Oui | 9.0
CAPRI | CAP187509 | EC000441 | EF001062 | Oui | 9.0
CAPRI | CAP187509 | EC000441 | EF001210 | Non | 9.0
CAPRI | CAP187509 | EC000441 | EF001217 | EV009696 | 9.0
CAPRI | CAP187509 | EC000441 | EF001257 | EV006908 | 9.0
CAPRI | CAP187509 | EC000441 | EF001742 | -20 °C | 9.0
CAPRI | CAP187509 | EC000441 | EF001742 | 80 °C | 9.0
CAPRI | CAP187509 | EC000441 | EF001758 | EV003712 | 9.0
CAPRI | CAP187509 | EC000441 | EF002169 | EV000914 | 9.0
CAPRI | CAP187509 | EC000441 | EF003712 | 1,5 mm | 9.0
CAPRI | CAP187509 | EC000441 | EF004191 | Non | 9.0
CAPRI | CAP187509 | EC000441 | EF004685 | Non | 9.0
CAPRI | CAP187509 | EC000441 | EF005004 | Non | 9.0
CAPRI | CAP187509 | EC000441 | EF005049 | Non | 9.0
CAPRI | CAP187509 | EC000441 | EF005268 | 62,7 mm | 9.0
CAPRI | CAP187509 | EC000441 | EF005337 | Non | 9.0
CAPRI | CAP187509 | EC000441 | EF005466 | 29 mm | 9.0
CAPRI | CAP187509 | EC000441 | EF005466 | 40,5 mm | 9.0
CAPRI | CAP187509 | EC000441 | EF005474 | EV006422 | 9.0
CAPRI | CAP187509 | EC000441 | EF005474 | EV006619 | 9.0
CAPRI | CAP187509 | EC000441 | EF005728 | EV000494 | 9.0
CAPRI | CAP187509 | EC000441 | EF007839 | 50 | 9.0
CAPRI | CAP187509 | EC000441 | EF008404 | EV000494 | 9.0
CAPRI | CAP187509 | EC000441 | EF012184 | Non | 9.0
CAPRI | CAP187509 | EC000441 | EF012547 | Non | 9.0
CAPRI | CAP187509 | EC000441 | EF024919 | Non | 9.0
CAPRI | CAP187524 | EC000441 | EF000007 | EV003888 | 9.0
CAPRI | CAP187524 | EC000441 | EF000010 | EV000164 | 9.0
CAPRI | CAP187524 | EC000441 | EF000025 | Oui | 9.0
CAPRI | CAP187524 | EC000441 | EF000084 | Oui | 9.0
CAPRI | CAP187524 | EC000441 | EF000139 | EV000191 | 9.0
CAPRI | CAP187524 | EC000441 | EF000177 | 24 mm | 9.0
CAPRI | CAP187524 | EC000441 | EF000368 | 6,5 mm | 9.0
CAPRI | CAP187524 | EC000441 | EF000734 | Non | 9.0
CAPRI | CAP187524 | EC000441 | EF000878 | Oui | 9.0
CAPRI | CAP187524 | EC000441 | EF000881 | Non | 9.0
CAPRI | CAP187524 | EC000441 | EF001062 | Non | 9.0
CAPRI | CAP187524 | EC000441 | EF001210 | Non | 9.0
CAPRI | CAP187524 | EC000441 | EF001217 | EV009696 | 9.0
CAPRI | CAP187524 | EC000441 | EF001257 | EV000149 | 9.0
CAPRI | CAP187524 | EC000441 | EF001742 | -20 °C | 9.0
CAPRI | CAP187524 | EC000441 | EF001742 | 80 °C | 9.0
CAPRI | CAP187524 | EC000441 | EF001758 | EV003712 | 9.0
CAPRI | CAP187524 | EC000441 | EF002169 | EV000914 | 9.0
CAPRI | CAP187524 | EC000441 | EF003712 | 1,5 mm | 9.0
CAPRI | CAP187524 | EC000441 | EF004191 | Non | 9.0
CAPRI | CAP187524 | EC000441 | EF004685 | Non | 9.0
CAPRI | CAP187524 | EC000441 | EF005004 | Oui | 9.0
CAPRI | CAP187524 | EC000441 | EF005049 | Non | 9.0
CAPRI | CAP187524 | EC000441 | EF005268 | 26,4 mm | 9.0
CAPRI | CAP187524 | EC000441 | EF005337 | Non | 9.0
CAPRI | CAP187524 | EC000441 | EF005466 | 2 x Ø5 mm | 9.0
CAPRI | CAP187524 | EC000441 | EF005474 | EV006422 | 9.0
CAPRI | CAP187524 | EC000441 | EF005474 | EV006619 | 9.0
CAPRI | CAP187524 | EC000441 | EF005728 | EV000494 | 9.0
CAPRI | CAP187524 | EC000441 | EF007839 | 20 | 9.0
CAPRI | CAP187524 | EC000441 | EF008404 | EV000494 | 9.0
CAPRI | CAP187524 | EC000441 | EF012184 | Non | 9.0
CAPRI | CAP187524 | EC000441 | EF012547 | Non | 9.0
CAPRI | CAP187524 | EC000441 | EF024919 | Non | 9.0
CAPRI | CAP187534 | EC000441 | EF000007 | EV003888 | 9.0
CAPRI | CAP187534 | EC000441 | EF000010 | EV000164 | 9.0
CAPRI | CAP187534 | EC000441 | EF000025 | Oui | 9.0
CAPRI | CAP187534 | EC000441 | EF000084 | Oui | 9.0
CAPRI | CAP187534 | EC000441 | EF000139 | EV000191 | 9.0
CAPRI | CAP187534 | EC000441 | EF000177 | 24 mm | 9.0
CAPRI | CAP187534 | EC000441 | EF000368 | 6,5 mm | 9.0
CAPRI | CAP187534 | EC000441 | EF000734 | Non | 9.0
CAPRI | CAP187534 | EC000441 | EF000878 | Oui | 9.0
CAPRI | CAP187534 | EC000441 | EF000881 | Non | 9.0
CAPRI | CAP187534 | EC000441 | EF001062 | Non | 9.0
CAPRI | CAP187534 | EC000441 | EF001210 | Non | 9.0
CAPRI | CAP187534 | EC000441 | EF001217 | EV009696 | 9.0
CAPRI | CAP187534 | EC000441 | EF001257 | EV000149 | 9.0
CAPRI | CAP187534 | EC000441 | EF001742 | -20 °C | 9.0
CAPRI | CAP187534 | EC000441 | EF001742 | 80 °C | 9.0
CAPRI | CAP187534 | EC000441 | EF001758 | EV003712 | 9.0
CAPRI | CAP187534 | EC000441 | EF002169 | EV000914 | 9.0
CAPRI | CAP187534 | EC000441 | EF003712 | 1,5 mm | 9.0
CAPRI | CAP187534 | EC000441 | EF004191 | Non | 9.0
CAPRI | CAP187534 | EC000441 | EF004685 | Non | 9.0
CAPRI | CAP187534 | EC000441 | EF005004 | Oui | 9.0
CAPRI | CAP187534 | EC000441 | EF005049 | Non | 9.0
CAPRI | CAP187534 | EC000441 | EF005268 | 26,4 mm | 9.0
CAPRI | CAP187534 | EC000441 | EF005337 | Non | 9.0
CAPRI | CAP187534 | EC000441 | EF005466 | 3 x Ø5 mm | 9.0
CAPRI | CAP187534 | EC000441 | EF005474 | EV006422 | 9.0
CAPRI | CAP187534 | EC000441 | EF005474 | EV006619 | 9.0
CAPRI | CAP187534 | EC000441 | EF005728 | EV000494 | 9.0
CAPRI | CAP187534 | EC000441 | EF007839 | 20 | 9.0
CAPRI | CAP187534 | EC000441 | EF008404 | EV000494 | 9.0
CAPRI | CAP187534 | EC000441 | EF012184 | Non | 9.0
CAPRI | CAP187534 | EC000441 | EF012547 | Non | 9.0
CAPRI | CAP187534 | EC000441 | EF024919 | Non | 9.0
CAPRI | CAP187544 | EC000441 | EF000007 | EV003888 | 9.0
CAPRI | CAP187544 | EC000441 | EF000010 | EV000164 | 9.0
CAPRI | CAP187544 | EC000441 | EF000025 | Oui | 9.0
CAPRI | CAP187544 | EC000441 | EF000084 | Oui | 9.0
CAPRI | CAP187544 | EC000441 | EF000139 | EV000191 | 9.0
CAPRI | CAP187544 | EC000441 | EF000177 | 15 mm | 9.0
CAPRI | CAP187544 | EC000441 | EF000368 | 6,5 mm | 9.0
CAPRI | CAP187544 | EC000441 | EF000734 | Non | 9.0
CAPRI | CAP187544 | EC000441 | EF000878 | Oui | 9.0
CAPRI | CAP187544 | EC000441 | EF000881 | Oui | 9.0
CAPRI | CAP187544 | EC000441 | EF001062 | Oui | 9.0
CAPRI | CAP187544 | EC000441 | EF001210 | Non | 9.0
CAPRI | CAP187544 | EC000441 | EF001217 | EV009696 | 9.0
CAPRI | CAP187544 | EC000441 | EF001257 | EV000149 | 9.0
CAPRI | CAP187544 | EC000441 | EF001742 | -20 °C | 9.0
CAPRI | CAP187544 | EC000441 | EF001742 | 80 °C | 9.0
CAPRI | CAP187544 | EC000441 | EF001758 | EV003712 | 9.0
CAPRI | CAP187544 | EC000441 | EF002169 | EV000914 | 9.0
CAPRI | CAP187544 | EC000441 | EF003712 | 1,5 mm | 9.0
CAPRI | CAP187544 | EC000441 | EF004191 | Non | 9.0
CAPRI | CAP187544 | EC000441 | EF004685 | Non | 9.0
CAPRI | CAP187544 | EC000441 | EF005004 | Non | 9.0
CAPRI | CAP187544 | EC000441 | EF005049 | Non | 9.0
CAPRI | CAP187544 | EC000441 | EF005268 | 16,5 mm | 9.0
CAPRI | CAP187544 | EC000441 | EF005337 | Non | 9.0
CAPRI | CAP187544 | EC000441 | EF005466 | 3 mm | 9.0
CAPRI | CAP187544 | EC000441 | EF005466 | 6,5 mm | 9.0
CAPRI | CAP187544 | EC000441 | EF005474 | EV006422 | 9.0
CAPRI | CAP187544 | EC000441 | EF005474 | EV006619 | 9.0
CAPRI | CAP187544 | EC000441 | EF005728 | EV000494 | 9.0
CAPRI | CAP187544 | EC000441 | EF007839 | 16 | 9.0
CAPRI | CAP187544 | EC000441 | EF008404 | EV000494 | 9.0
CAPRI | CAP187544 | EC000441 | EF012184 | Non | 9.0
CAPRI | CAP187544 | EC000441 | EF012547 | Non | 9.0
CAPRI | CAP187544 | EC000441 | EF024919 | Non | 9.0
CAPRI | CAP187549 | EC000441 | EF000007 | EV000294 | 9.0
CAPRI | CAP187549 | EC000441 | EF000010 | EV000164 | 9.0
CAPRI | CAP187549 | EC000441 | EF000025 | Oui | 9.0
CAPRI | CAP187549 | EC000441 | EF000084 | Oui | 9.0
CAPRI | CAP187549 | EC000441 | EF000139 | EV006034 | 9.0
CAPRI | CAP187549 | EC000441 | EF000177 | 15 mm | 9.0
CAPRI | CAP187549 | EC000441 | EF000368 | 6,5 mm | 9.0
CAPRI | CAP187549 | EC000441 | EF000734 | Non | 9.0
CAPRI | CAP187549 | EC000441 | EF000878 | Oui | 9.0
CAPRI | CAP187549 | EC000441 | EF000881 | Oui | 9.0
CAPRI | CAP187549 | EC000441 | EF001062 | Oui | 9.0
CAPRI | CAP187549 | EC000441 | EF001210 | Non | 9.0
CAPRI | CAP187549 | EC000441 | EF001217 | EV009696 | 9.0
CAPRI | CAP187549 | EC000441 | EF001257 | EV006908 | 9.0
CAPRI | CAP187549 | EC000441 | EF001742 | -20 °C | 9.0
CAPRI | CAP187549 | EC000441 | EF001742 | 80 °C | 9.0
CAPRI | CAP187549 | EC000441 | EF001758 | EV003712 | 9.0
CAPRI | CAP187549 | EC000441 | EF002169 | EV000914 | 9.0
CAPRI | CAP187549 | EC000441 | EF003712 | 1,5 mm | 9.0
CAPRI | CAP187549 | EC000441 | EF004191 | Non | 9.0
CAPRI | CAP187549 | EC000441 | EF004685 | Non | 9.0
CAPRI | CAP187549 | EC000441 | EF005004 | Non | 9.0
CAPRI | CAP187549 | EC000441 | EF005049 | Non | 9.0
CAPRI | CAP187549 | EC000441 | EF005268 | 16,5 mm | 9.0
CAPRI | CAP187549 | EC000441 | EF005337 | Non | 9.0
CAPRI | CAP187549 | EC000441 | EF005466 | 3 mm | 9.0
CAPRI | CAP187549 | EC000441 | EF005466 | 6,5 mm | 9.0
CAPRI | CAP187549 | EC000441 | EF005474 | EV006422 | 9.0
CAPRI | CAP187549 | EC000441 | EF005474 | EV006619 | 9.0
CAPRI | CAP187549 | EC000441 | EF005728 | EV000494 | 9.0
CAPRI | CAP187549 | EC000441 | EF007839 | 16 | 9.0
CAPRI | CAP187549 | EC000441 | EF008404 | EV000494 | 9.0
CAPRI | CAP187549 | EC000441 | EF012184 | Non | 9.0
CAPRI | CAP187549 | EC000441 | EF012547 | Non | 9.0
CAPRI | CAP187549 | EC000441 | EF024919 | Non | 9.0
CAPRI | CAP187554 | EC000441 | EF000007 | EV003888 | 9.0
CAPRI | CAP187554 | EC000441 | EF000010 | EV000164 | 9.0
CAPRI | CAP187554 | EC000441 | EF000025 | Oui | 9.0
CAPRI | CAP187554 | EC000441 | EF000084 | Oui | 9.0
CAPRI | CAP187554 | EC000441 | EF000139 | EV000191 | 9.0
CAPRI | CAP187554 | EC000441 | EF000177 | 20 mm | 9.0
CAPRI | CAP187554 | EC000441 | EF000368 | 6,5 mm | 9.0
CAPRI | CAP187554 | EC000441 | EF000734 | Non | 9.0
CAPRI | CAP187554 | EC000441 | EF000878 | Oui | 9.0
CAPRI | CAP187554 | EC000441 | EF000881 | Oui | 9.0
CAPRI | CAP187554 | EC000441 | EF001062 | Oui | 9.0
CAPRI | CAP187554 | EC000441 | EF001210 | Non | 9.0
CAPRI | CAP187554 | EC000441 | EF001217 | EV009696 | 9.0
CAPRI | CAP187554 | EC000441 | EF001257 | EV000149 | 9.0
CAPRI | CAP187554 | EC000441 | EF001742 | -20 °C | 9.0
CAPRI | CAP187554 | EC000441 | EF001742 | 80 °C | 9.0
CAPRI | CAP187554 | EC000441 | EF001758 | EV003712 | 9.0
CAPRI | CAP187554 | EC000441 | EF002169 | EV000914 | 9.0
CAPRI | CAP187554 | EC000441 | EF003712 | 1,5 mm | 9.0
CAPRI | CAP187554 | EC000441 | EF004191 | Non | 9.0
CAPRI | CAP187554 | EC000441 | EF004685 | Non | 9.0
CAPRI | CAP187554 | EC000441 | EF005004 | Non | 9.0
CAPRI | CAP187554 | EC000441 | EF005049 | Non | 9.0
CAPRI | CAP187554 | EC000441 | EF005268 | 22 mm | 9.0
CAPRI | CAP187554 | EC000441 | EF005337 | Non | 9.0
CAPRI | CAP187554 | EC000441 | EF005466 | 10 mm | 9.0
CAPRI | CAP187554 | EC000441 | EF005466 | 4,5 mm | 9.0
CAPRI | CAP187554 | EC000441 | EF005474 | EV006422 | 9.0
CAPRI | CAP187554 | EC000441 | EF005474 | EV006619 | 9.0
CAPRI | CAP187554 | EC000441 | EF005728 | EV000494 | 9.0
CAPRI | CAP187554 | EC000441 | EF007839 | 20 | 9.0
CAPRI | CAP187554 | EC000441 | EF008404 | EV000494 | 9.0
CAPRI | CAP187554 | EC000441 | EF012184 | Non | 9.0
CAPRI | CAP187554 | EC000441 | EF012547 | Non | 9.0
CAPRI | CAP187554 | EC000441 | EF024919 | Non | 9.0
CAPRI | CAP187559 | EC000441 | EF000007 | EV000294 | 9.0
CAPRI | CAP187559 | EC000441 | EF000010 | EV000164 | 9.0
CAPRI | CAP187559 | EC000441 | EF000025 | Oui | 9.0
CAPRI | CAP187559 | EC000441 | EF000084 | Oui | 9.0
CAPRI | CAP187559 | EC000441 | EF000139 | EV006034 | 9.0
CAPRI | CAP187559 | EC000441 | EF000177 | 20 mm | 9.0
CAPRI | CAP187559 | EC000441 | EF000368 | 6,5 mm | 9.0
CAPRI | CAP187559 | EC000441 | EF000734 | Non | 9.0
CAPRI | CAP187559 | EC000441 | EF000878 | Oui | 9.0
CAPRI | CAP187559 | EC000441 | EF000881 | Oui | 9.0
CAPRI | CAP187559 | EC000441 | EF001062 | Oui | 9.0
CAPRI | CAP187559 | EC000441 | EF001210 | Non | 9.0
CAPRI | CAP187559 | EC000441 | EF001217 | EV009696 | 9.0
CAPRI | CAP187559 | EC000441 | EF001257 | EV006908 | 9.0
CAPRI | CAP187559 | EC000441 | EF001742 | -20 °C | 9.0
CAPRI | CAP187559 | EC000441 | EF001742 | 80 °C | 9.0
CAPRI | CAP187559 | EC000441 | EF001758 | EV003712 | 9.0
CAPRI | CAP187559 | EC000441 | EF002169 | EV000914 | 9.0
CAPRI | CAP187559 | EC000441 | EF003712 | 1,5 mm | 9.0
CAPRI | CAP187559 | EC000441 | EF004191 | Non | 9.0
CAPRI | CAP187559 | EC000441 | EF004685 | Non | 9.0
CAPRI | CAP187559 | EC000441 | EF005004 | Non | 9.0
CAPRI | CAP187559 | EC000441 | EF005049 | Non | 9.0
CAPRI | CAP187559 | EC000441 | EF005268 | 22 mm | 9.0
CAPRI | CAP187559 | EC000441 | EF005337 | Non | 9.0
CAPRI | CAP187559 | EC000441 | EF005466 | 10 mm | 9.0
CAPRI | CAP187559 | EC000441 | EF005466 | 4,5 mm | 9.0
CAPRI | CAP187559 | EC000441 | EF005474 | EV006422 | 9.0
CAPRI | CAP187559 | EC000441 | EF005474 | EV006619 | 9.0
CAPRI | CAP187559 | EC000441 | EF005728 | EV000494 | 9.0
CAPRI | CAP187559 | EC000441 | EF007839 | 20 | 9.0
CAPRI | CAP187559 | EC000441 | EF008404 | EV000494 | 9.0
CAPRI | CAP187559 | EC000441 | EF012184 | Non | 9.0
CAPRI | CAP187559 | EC000441 | EF012547 | Non | 9.0
CAPRI | CAP187559 | EC000441 | EF024919 | Non | 9.0
CAPRI | CAP187564 | EC000441 | EF000007 | EV003888 | 9.0
CAPRI | CAP187564 | EC000441 | EF000010 | EV000164 | 9.0
CAPRI | CAP187564 | EC000441 | EF000025 | Oui | 9.0
CAPRI | CAP187564 | EC000441 | EF000084 | Oui | 9.0
CAPRI | CAP187564 | EC000441 | EF000139 | EV000191 | 9.0
CAPRI | CAP187564 | EC000441 | EF000177 | 24 mm | 9.0
CAPRI | CAP187564 | EC000441 | EF000368 | 7 mm | 9.0
CAPRI | CAP187564 | EC000441 | EF000734 | Non | 9.0
CAPRI | CAP187564 | EC000441 | EF000878 | Oui | 9.0
CAPRI | CAP187564 | EC000441 | EF000881 | Oui | 9.0
CAPRI | CAP187564 | EC000441 | EF001062 | Oui | 9.0
CAPRI | CAP187564 | EC000441 | EF001210 | Non | 9.0
CAPRI | CAP187564 | EC000441 | EF001217 | EV009696 | 9.0
CAPRI | CAP187564 | EC000441 | EF001257 | EV000149 | 9.0
CAPRI | CAP187564 | EC000441 | EF001742 | -20 °C | 9.0
CAPRI | CAP187564 | EC000441 | EF001742 | 80 °C | 9.0
CAPRI | CAP187564 | EC000441 | EF001758 | EV003712 | 9.0
CAPRI | CAP187564 | EC000441 | EF002169 | EV000914 | 9.0
CAPRI | CAP187564 | EC000441 | EF003712 | 1,5 mm | 9.0
CAPRI | CAP187564 | EC000441 | EF004191 | Non | 9.0
CAPRI | CAP187564 | EC000441 | EF004685 | Non | 9.0
CAPRI | CAP187564 | EC000441 | EF005004 | Non | 9.0
CAPRI | CAP187564 | EC000441 | EF005049 | Non | 9.0
CAPRI | CAP187564 | EC000441 | EF005268 | 26,4 mm | 9.0
CAPRI | CAP187564 | EC000441 | EF005337 | Non | 9.0
CAPRI | CAP187564 | EC000441 | EF005466 | 13 mm | 9.0
CAPRI | CAP187564 | EC000441 | EF005466 | 6 mm | 9.0
CAPRI | CAP187564 | EC000441 | EF005474 | EV006422 | 9.0
CAPRI | CAP187564 | EC000441 | EF005474 | EV006619 | 9.0
CAPRI | CAP187564 | EC000441 | EF005728 | EV000494 | 9.0
CAPRI | CAP187564 | EC000441 | EF007839 | 25 | 9.0
CAPRI | CAP187564 | EC000441 | EF008404 | EV000494 | 9.0
CAPRI | CAP187564 | EC000441 | EF012184 | Non | 9.0
CAPRI | CAP187564 | EC000441 | EF012547 | Non | 9.0
CAPRI | CAP187564 | EC000441 | EF024919 | Non | 9.0
CAPRI | CAP187569 | EC000441 | EF000007 | EV000294 | 9.0
CAPRI | CAP187569 | EC000441 | EF000010 | EV000164 | 9.0
CAPRI | CAP187569 | EC000441 | EF000025 | Oui | 9.0
CAPRI | CAP187569 | EC000441 | EF000084 | Oui | 9.0
CAPRI | CAP187569 | EC000441 | EF000139 | EV006034 | 9.0
CAPRI | CAP187569 | EC000441 | EF000177 | 24 mm | 9.0
CAPRI | CAP187569 | EC000441 | EF000368 | 7 mm | 9.0
CAPRI | CAP187569 | EC000441 | EF000734 | Non | 9.0
CAPRI | CAP187569 | EC000441 | EF000878 | Oui | 9.0
CAPRI | CAP187569 | EC000441 | EF000881 | Oui | 9.0
CAPRI | CAP187569 | EC000441 | EF001062 | Oui | 9.0
CAPRI | CAP187569 | EC000441 | EF001210 | Non | 9.0
CAPRI | CAP187569 | EC000441 | EF001217 | EV009696 | 9.0
CAPRI | CAP187569 | EC000441 | EF001257 | EV006908 | 9.0
CAPRI | CAP187569 | EC000441 | EF001742 | -20 °C | 9.0
CAPRI | CAP187569 | EC000441 | EF001742 | 80 °C | 9.0
CAPRI | CAP187569 | EC000441 | EF001758 | EV003712 | 9.0
CAPRI | CAP187569 | EC000441 | EF002169 | EV000914 | 9.0
CAPRI | CAP187569 | EC000441 | EF003712 | 1,5 mm | 9.0
CAPRI | CAP187569 | EC000441 | EF004191 | Non | 9.0
CAPRI | CAP187569 | EC000441 | EF004685 | Non | 9.0
CAPRI | CAP187569 | EC000441 | EF005004 | Non | 9.0
CAPRI | CAP187569 | EC000441 | EF005049 | Non | 9.0
CAPRI | CAP187569 | EC000441 | EF005268 | 26,4 mm | 9.0
CAPRI | CAP187569 | EC000441 | EF005337 | Non | 9.0
CAPRI | CAP187569 | EC000441 | EF005466 | 13 mm | 9.0
CAPRI | CAP187569 | EC000441 | EF005466 | 6 mm | 9.0
CAPRI | CAP187569 | EC000441 | EF005474 | EV006422 | 9.0
CAPRI | CAP187569 | EC000441 | EF005474 | EV006619 | 9.0
CAPRI | CAP187569 | EC000441 | EF005728 | EV000494 | 9.0
CAPRI | CAP187569 | EC000441 | EF007839 | 25 | 9.0
CAPRI | CAP187569 | EC000441 | EF008404 | EV000494 | 9.0
CAPRI | CAP187569 | EC000441 | EF012184 | Non | 9.0
CAPRI | CAP187569 | EC000441 | EF012547 | Non | 9.0
CAPRI | CAP187569 | EC000441 | EF024919 | Non | 9.0
CAPRI | CAP187574 | EC000441 | EF000007 | EV003888 | 9.0
CAPRI | CAP187574 | EC000441 | EF000010 | EV000164 | 9.0
CAPRI | CAP187574 | EC000441 | EF000025 | Oui | 9.0
CAPRI | CAP187574 | EC000441 | EF000084 | Oui | 9.0
CAPRI | CAP187574 | EC000441 | EF000139 | EV000191 | 9.0
CAPRI | CAP187574 | EC000441 | EF000177 | 30 mm | 9.0
CAPRI | CAP187574 | EC000441 | EF000368 | 8 mm | 9.0
CAPRI | CAP187574 | EC000441 | EF000734 | Non | 9.0
CAPRI | CAP187574 | EC000441 | EF000878 | Oui | 9.0
CAPRI | CAP187574 | EC000441 | EF000881 | Oui | 9.0
CAPRI | CAP187574 | EC000441 | EF001062 | Oui | 9.0
CAPRI | CAP187574 | EC000441 | EF001210 | Non | 9.0
CAPRI | CAP187574 | EC000441 | EF001217 | EV009696 | 9.0
CAPRI | CAP187574 | EC000441 | EF001257 | EV000149 | 9.0
CAPRI | CAP187574 | EC000441 | EF001742 | -20 °C | 9.0
CAPRI | CAP187574 | EC000441 | EF001742 | 80 °C | 9.0
CAPRI | CAP187574 | EC000441 | EF001758 | EV003712 | 9.0
CAPRI | CAP187574 | EC000441 | EF002169 | EV000914 | 9.0
CAPRI | CAP187574 | EC000441 | EF003712 | 1,5 mm | 9.0
CAPRI | CAP187574 | EC000441 | EF004191 | Non | 9.0
CAPRI | CAP187574 | EC000441 | EF004685 | Non | 9.0
CAPRI | CAP187574 | EC000441 | EF005004 | Non | 9.0
CAPRI | CAP187574 | EC000441 | EF005049 | Non | 9.0
CAPRI | CAP187574 | EC000441 | EF005268 | 33 mm | 9.0
CAPRI | CAP187574 | EC000441 | EF005337 | Non | 9.0
CAPRI | CAP187574 | EC000441 | EF005466 | 10 mm | 9.0
CAPRI | CAP187574 | EC000441 | EF005466 | 18 mm | 9.0
CAPRI | CAP187574 | EC000441 | EF005474 | EV006422 | 9.0
CAPRI | CAP187574 | EC000441 | EF005474 | EV006619 | 9.0
CAPRI | CAP187574 | EC000441 | EF005728 | EV000494 | 9.0
CAPRI | CAP187574 | EC000441 | EF007839 | 32 | 9.0
CAPRI | CAP187574 | EC000441 | EF008404 | EV000494 | 9.0
CAPRI | CAP187574 | EC000441 | EF012184 | Non | 9.0
CAPRI | CAP187574 | EC000441 | EF012547 | Non | 9.0
CAPRI | CAP187574 | EC000441 | EF024919 | Non | 9.0
CAPRI | CAP187579 | EC000441 | EF000007 | EV000294 | 9.0
CAPRI | CAP187579 | EC000441 | EF000010 | EV000164 | 9.0
CAPRI | CAP187579 | EC000441 | EF000025 | Oui | 9.0
CAPRI | CAP187579 | EC000441 | EF000084 | Oui | 9.0
CAPRI | CAP187579 | EC000441 | EF000139 | EV006034 | 9.0
CAPRI | CAP187579 | EC000441 | EF000177 | 30 mm | 9.0
CAPRI | CAP187579 | EC000441 | EF000368 | 8 mm | 9.0
CAPRI | CAP187579 | EC000441 | EF000734 | Non | 9.0
CAPRI | CAP187579 | EC000441 | EF000878 | Oui | 9.0
CAPRI | CAP187579 | EC000441 | EF000881 | Oui | 9.0
CAPRI | CAP187579 | EC000441 | EF001062 | Oui | 9.0
CAPRI | CAP187579 | EC000441 | EF001210 | Non | 9.0
CAPRI | CAP187579 | EC000441 | EF001217 | EV009696 | 9.0
CAPRI | CAP187579 | EC000441 | EF001257 | EV006908 | 9.0
CAPRI | CAP187579 | EC000441 | EF001742 | -20 °C | 9.0
CAPRI | CAP187579 | EC000441 | EF001742 | 80 °C | 9.0
CAPRI | CAP187579 | EC000441 | EF001758 | EV003712 | 9.0
CAPRI | CAP187579 | EC000441 | EF002169 | EV000914 | 9.0
CAPRI | CAP187579 | EC000441 | EF003712 | 1,5 mm | 9.0
CAPRI | CAP187579 | EC000441 | EF004191 | Non | 9.0
CAPRI | CAP187579 | EC000441 | EF004685 | Non | 9.0
CAPRI | CAP187579 | EC000441 | EF005004 | Non | 9.0
CAPRI | CAP187579 | EC000441 | EF005049 | Non | 9.0
CAPRI | CAP187579 | EC000441 | EF005268 | 33 mm | 9.0
CAPRI | CAP187579 | EC000441 | EF005337 | Non | 9.0
CAPRI | CAP187579 | EC000441 | EF005466 | 10 mm | 9.0
CAPRI | CAP187579 | EC000441 | EF005466 | 18 mm | 9.0
CAPRI | CAP187579 | EC000441 | EF005474 | EV006422 | 9.0
CAPRI | CAP187579 | EC000441 | EF005474 | EV006619 | 9.0
CAPRI | CAP187579 | EC000441 | EF005728 | EV000494 | 9.0
CAPRI | CAP187579 | EC000441 | EF007839 | 32 | 9.0
CAPRI | CAP187579 | EC000441 | EF008404 | EV000494 | 9.0
CAPRI | CAP187579 | EC000441 | EF012184 | Non | 9.0
CAPRI | CAP187579 | EC000441 | EF012547 | Non | 9.0
CAPRI | CAP187579 | EC000441 | EF024919 | Non | 9.0
CAPRI | CAP187584 | EC000441 | EF000007 | EV003888 | 9.0
CAPRI | CAP187584 | EC000441 | EF000010 | EV000164 | 9.0
CAPRI | CAP187584 | EC000441 | EF000025 | Oui | 9.0
CAPRI | CAP187584 | EC000441 | EF000084 | Oui | 9.0
CAPRI | CAP187584 | EC000441 | EF000139 | EV000191 | 9.0
CAPRI | CAP187584 | EC000441 | EF000177 | 38 mm | 9.0
CAPRI | CAP187584 | EC000441 | EF000368 | 8 mm | 9.0
CAPRI | CAP187584 | EC000441 | EF000734 | Non | 9.0
CAPRI | CAP187584 | EC000441 | EF000878 | Oui | 9.0
CAPRI | CAP187584 | EC000441 | EF000881 | Oui | 9.0
CAPRI | CAP187584 | EC000441 | EF001062 | Oui | 9.0
CAPRI | CAP187584 | EC000441 | EF001210 | Non | 9.0
CAPRI | CAP187584 | EC000441 | EF001217 | EV009696 | 9.0
CAPRI | CAP187584 | EC000441 | EF001257 | EV000149 | 9.0
CAPRI | CAP187584 | EC000441 | EF001742 | -20 °C | 9.0
CAPRI | CAP187584 | EC000441 | EF001742 | 80 °C | 9.0
CAPRI | CAP187584 | EC000441 | EF001758 | EV003712 | 9.0
CAPRI | CAP187584 | EC000441 | EF002169 | EV000914 | 9.0
CAPRI | CAP187584 | EC000441 | EF003712 | 1,5 mm | 9.0
CAPRI | CAP187584 | EC000441 | EF004191 | Non | 9.0
CAPRI | CAP187584 | EC000441 | EF004685 | Non | 9.0
CAPRI | CAP187584 | EC000441 | EF005004 | Non | 9.0
CAPRI | CAP187584 | EC000441 | EF005049 | Non | 9.0
CAPRI | CAP187584 | EC000441 | EF005268 | 41,8 mm | 9.0
CAPRI | CAP187584 | EC000441 | EF005337 | Non | 9.0
CAPRI | CAP187584 | EC000441 | EF005466 | 16 mm | 9.0
CAPRI | CAP187584 | EC000441 | EF005466 | 24,5 mm | 9.0
CAPRI | CAP187584 | EC000441 | EF005474 | EV006422 | 9.0
CAPRI | CAP187584 | EC000441 | EF005474 | EV006619 | 9.0
CAPRI | CAP187584 | EC000441 | EF005728 | EV000494 | 9.0
CAPRI | CAP187584 | EC000441 | EF007839 | 40 | 9.0
CAPRI | CAP187584 | EC000441 | EF008404 | EV000494 | 9.0
CAPRI | CAP187584 | EC000441 | EF012184 | Non | 9.0
CAPRI | CAP187584 | EC000441 | EF012547 | Non | 9.0
CAPRI | CAP187584 | EC000441 | EF024919 | Non | 9.0
CAPRI | CAP187589 | EC000441 | EF000007 | EV000294 | 9.0
CAPRI | CAP187589 | EC000441 | EF000010 | EV000164 | 9.0
CAPRI | CAP187589 | EC000441 | EF000025 | Oui | 9.0
CAPRI | CAP187589 | EC000441 | EF000084 | Oui | 9.0
CAPRI | CAP187589 | EC000441 | EF000139 | EV006034 | 9.0
CAPRI | CAP187589 | EC000441 | EF000177 | 38 mm | 9.0
CAPRI | CAP187589 | EC000441 | EF000368 | 8 mm | 9.0
CAPRI | CAP187589 | EC000441 | EF000734 | Non | 9.0
CAPRI | CAP187589 | EC000441 | EF000878 | Oui | 9.0
CAPRI | CAP187589 | EC000441 | EF000881 | Oui | 9.0
CAPRI | CAP187589 | EC000441 | EF001062 | Oui | 9.0
CAPRI | CAP187589 | EC000441 | EF001210 | Non | 9.0
CAPRI | CAP187589 | EC000441 | EF001217 | EV009696 | 9.0
CAPRI | CAP187589 | EC000441 | EF001257 | EV006908 | 9.0
CAPRI | CAP187589 | EC000441 | EF001742 | -20 °C | 9.0
CAPRI | CAP187589 | EC000441 | EF001742 | 80 °C | 9.0
CAPRI | CAP187589 | EC000441 | EF001758 | EV003712 | 9.0
CAPRI | CAP187589 | EC000441 | EF002169 | EV000914 | 9.0
CAPRI | CAP187589 | EC000441 | EF003712 | 1,5 mm | 9.0
CAPRI | CAP187589 | EC000441 | EF004191 | Non | 9.0
CAPRI | CAP187589 | EC000441 | EF004685 | Non | 9.0
CAPRI | CAP187589 | EC000441 | EF005004 | Non | 9.0
CAPRI | CAP187589 | EC000441 | EF005049 | Non | 9.0
CAPRI | CAP187589 | EC000441 | EF005268 | 41,8 mm | 9.0
CAPRI | CAP187589 | EC000441 | EF005337 | Non | 9.0
CAPRI | CAP187589 | EC000441 | EF005466 | 16 mm | 9.0
CAPRI | CAP187589 | EC000441 | EF005466 | 24,5 mm | 9.0
CAPRI | CAP187589 | EC000441 | EF005474 | EV006422 | 9.0
CAPRI | CAP187589 | EC000441 | EF005474 | EV006619 | 9.0
CAPRI | CAP187589 | EC000441 | EF005728 | EV000494 | 9.0
CAPRI | CAP187589 | EC000441 | EF007839 | 40 | 9.0
CAPRI | CAP187589 | EC000441 | EF008404 | EV000494 | 9.0
CAPRI | CAP187589 | EC000441 | EF012184 | Non | 9.0
CAPRI | CAP187589 | EC000441 | EF012547 | Non | 9.0
CAPRI | CAP187589 | EC000441 | EF024919 | Non | 9.0
CAPRI | CAP187594 | EC000441 | EF000007 | EV003888 | 9.0
CAPRI | CAP187594 | EC000441 | EF000010 | EV000164 | 9.0
CAPRI | CAP187594 | EC000441 | EF000025 | Oui | 9.0
CAPRI | CAP187594 | EC000441 | EF000084 | Oui | 9.0
CAPRI | CAP187594 | EC000441 | EF000139 | EV000191 | 9.0
CAPRI | CAP187594 | EC000441 | EF000177 | 47 mm | 9.0
CAPRI | CAP187594 | EC000441 | EF000368 | 9 mm | 9.0
CAPRI | CAP187594 | EC000441 | EF000734 | Non | 9.0
CAPRI | CAP187594 | EC000441 | EF000878 | Oui | 9.0
CAPRI | CAP187594 | EC000441 | EF000881 | Oui | 9.0
CAPRI | CAP187594 | EC000441 | EF001062 | Oui | 9.0
CAPRI | CAP187594 | EC000441 | EF001210 | Non | 9.0
CAPRI | CAP187594 | EC000441 | EF001217 | EV009696 | 9.0
CAPRI | CAP187594 | EC000441 | EF001257 | EV000149 | 9.0
CAPRI | CAP187594 | EC000441 | EF001742 | -20 °C | 9.0
CAPRI | CAP187594 | EC000441 | EF001742 | 80 °C | 9.0
CAPRI | CAP187594 | EC000441 | EF001758 | EV003712 | 9.0
CAPRI | CAP187594 | EC000441 | EF002169 | EV000914 | 9.0
CAPRI | CAP187594 | EC000441 | EF003712 | 1,5 mm | 9.0
CAPRI | CAP187594 | EC000441 | EF004191 | Non | 9.0
CAPRI | CAP187594 | EC000441 | EF004685 | Non | 9.0
CAPRI | CAP187594 | EC000441 | EF005004 | Non | 9.0
CAPRI | CAP187594 | EC000441 | EF005049 | Non | 9.0
CAPRI | CAP187594 | EC000441 | EF005268 | 51,7 mm | 9.0
CAPRI | CAP187594 | EC000441 | EF005337 | Non | 9.0
CAPRI | CAP187594 | EC000441 | EF005466 | 22 mm | 9.0
CAPRI | CAP187594 | EC000441 | EF005466 | 32 mm | 9.0
CAPRI | CAP187594 | EC000441 | EF005474 | EV006422 | 9.0
CAPRI | CAP187594 | EC000441 | EF005474 | EV006619 | 9.0
CAPRI | CAP187594 | EC000441 | EF005728 | EV000494 | 9.0
CAPRI | CAP187594 | EC000441 | EF007839 | 50 | 9.0
CAPRI | CAP187594 | EC000441 | EF008404 | EV000494 | 9.0
CAPRI | CAP187594 | EC000441 | EF012184 | Non | 9.0
CAPRI | CAP187594 | EC000441 | EF012547 | Non | 9.0
CAPRI | CAP187594 | EC000441 | EF024919 | Non | 9.0
CAPRI | CAP187599 | EC000441 | EF000007 | EV000294 | 9.0
CAPRI | CAP187599 | EC000441 | EF000010 | EV000164 | 9.0
CAPRI | CAP187599 | EC000441 | EF000025 | Oui | 9.0
CAPRI | CAP187599 | EC000441 | EF000084 | Oui | 9.0
CAPRI | CAP187599 | EC000441 | EF000139 | EV006034 | 9.0
CAPRI | CAP187599 | EC000441 | EF000177 | 47 mm | 9.0
CAPRI | CAP187599 | EC000441 | EF000368 | 9 mm | 9.0
CAPRI | CAP187599 | EC000441 | EF000734 | Non | 9.0
CAPRI | CAP187599 | EC000441 | EF000878 | Oui | 9.0
CAPRI | CAP187599 | EC000441 | EF000881 | Oui | 9.0
CAPRI | CAP187599 | EC000441 | EF001062 | Oui | 9.0
CAPRI | CAP187599 | EC000441 | EF001210 | Non | 9.0
CAPRI | CAP187599 | EC000441 | EF001217 | EV009696 | 9.0
CAPRI | CAP187599 | EC000441 | EF001257 | EV006908 | 9.0
CAPRI | CAP187599 | EC000441 | EF001742 | -20 °C | 9.0
CAPRI | CAP187599 | EC000441 | EF001742 | 80 °C | 9.0
CAPRI | CAP187599 | EC000441 | EF001758 | EV003712 | 9.0
CAPRI | CAP187599 | EC000441 | EF002169 | EV000914 | 9.0
CAPRI | CAP187599 | EC000441 | EF003712 | 1,5 mm | 9.0
CAPRI | CAP187599 | EC000441 | EF004191 | Non | 9.0
CAPRI | CAP187599 | EC000441 | EF004685 | Non | 9.0
CAPRI | CAP187599 | EC000441 | EF005004 | Non | 9.0
CAPRI | CAP187599 | EC000441 | EF005049 | Non | 9.0
CAPRI | CAP187599 | EC000441 | EF005268 | 51,7 mm | 9.0
CAPRI | CAP187599 | EC000441 | EF005337 | Non | 9.0
CAPRI | CAP187599 | EC000441 | EF005466 | 22 mm | 9.0
CAPRI | CAP187599 | EC000441 | EF005466 | 32 mm | 9.0
CAPRI | CAP187599 | EC000441 | EF005474 | EV006422 | 9.0
CAPRI | CAP187599 | EC000441 | EF005474 | EV006619 | 9.0
CAPRI | CAP187599 | EC000441 | EF005728 | EV000494 | 9.0
CAPRI | CAP187599 | EC000441 | EF007839 | 50 | 9.0
CAPRI | CAP187599 | EC000441 | EF008404 | EV000494 | 9.0
CAPRI | CAP187599 | EC000441 | EF012184 | Non | 9.0
CAPRI | CAP187599 | EC000441 | EF012547 | Non | 9.0
CAPRI | CAP187599 | EC000441 | EF024919 | Non | 9.0
CAPRI | CAP187604 | EC000441 | EF000007 | EV003888 | 9.0
CAPRI | CAP187604 | EC000441 | EF000010 | EV000164 | 9.0
CAPRI | CAP187604 | EC000441 | EF000025 | Oui | 9.0
CAPRI | CAP187604 | EC000441 | EF000084 | Oui | 9.0
CAPRI | CAP187604 | EC000441 | EF000139 | EV000191 | 9.0
CAPRI | CAP187604 | EC000441 | EF000177 | 57 mm | 9.0
CAPRI | CAP187604 | EC000441 | EF000368 | 10 mm | 9.0
CAPRI | CAP187604 | EC000441 | EF000734 | Non | 9.0
CAPRI | CAP187604 | EC000441 | EF000878 | Oui | 9.0
CAPRI | CAP187604 | EC000441 | EF000881 | Oui | 9.0
CAPRI | CAP187604 | EC000441 | EF001062 | Oui | 9.0
CAPRI | CAP187604 | EC000441 | EF001210 | Non | 9.0
CAPRI | CAP187604 | EC000441 | EF001217 | EV009696 | 9.0
CAPRI | CAP187604 | EC000441 | EF001257 | EV000149 | 9.0
CAPRI | CAP187604 | EC000441 | EF001742 | -20 °C | 9.0
CAPRI | CAP187604 | EC000441 | EF001742 | 80 °C | 9.0
CAPRI | CAP187604 | EC000441 | EF001758 | EV003712 | 9.0
CAPRI | CAP187604 | EC000441 | EF002169 | EV000914 | 9.0
CAPRI | CAP187604 | EC000441 | EF003712 | 1,5 mm | 9.0
CAPRI | CAP187604 | EC000441 | EF004191 | Non | 9.0
CAPRI | CAP187604 | EC000441 | EF004685 | Non | 9.0
CAPRI | CAP187604 | EC000441 | EF005004 | Non | 9.0
CAPRI | CAP187604 | EC000441 | EF005049 | Non | 9.0
CAPRI | CAP187604 | EC000441 | EF005268 | 62,7 mm | 9.0
CAPRI | CAP187604 | EC000441 | EF005337 | Non | 9.0
CAPRI | CAP187604 | EC000441 | EF005466 | 29 mm | 9.0
CAPRI | CAP187604 | EC000441 | EF005466 | 40,5 mm | 9.0
CAPRI | CAP187604 | EC000441 | EF005474 | EV006422 | 9.0
CAPRI | CAP187604 | EC000441 | EF005474 | EV006619 | 9.0
CAPRI | CAP187604 | EC000441 | EF005728 | EV000494 | 9.0
CAPRI | CAP187604 | EC000441 | EF007839 | 63 | 9.0
CAPRI | CAP187604 | EC000441 | EF008404 | EV000494 | 9.0
CAPRI | CAP187604 | EC000441 | EF012184 | Non | 9.0
CAPRI | CAP187604 | EC000441 | EF012547 | Non | 9.0
CAPRI | CAP187604 | EC000441 | EF024919 | Non | 9.0
CAPRI | CAP187609 | EC000441 | EF000007 | EV000294 | 9.0
CAPRI | CAP187609 | EC000441 | EF000010 | EV000164 | 9.0
CAPRI | CAP187609 | EC000441 | EF000025 | Oui | 9.0
CAPRI | CAP187609 | EC000441 | EF000084 | Oui | 9.0
CAPRI | CAP187609 | EC000441 | EF000139 | EV006034 | 9.0
CAPRI | CAP187609 | EC000441 | EF000177 | 57 mm | 9.0
CAPRI | CAP187609 | EC000441 | EF000368 | 10 mm | 9.0
CAPRI | CAP187609 | EC000441 | EF000734 | Non | 9.0
CAPRI | CAP187609 | EC000441 | EF000878 | Oui | 9.0
CAPRI | CAP187609 | EC000441 | EF000881 | Oui | 9.0
CAPRI | CAP187609 | EC000441 | EF001062 | Oui | 9.0
CAPRI | CAP187609 | EC000441 | EF001210 | Non | 9.0
CAPRI | CAP187609 | EC000441 | EF001217 | EV009696 | 9.0
CAPRI | CAP187609 | EC000441 | EF001257 | EV006908 | 9.0
CAPRI | CAP187609 | EC000441 | EF001742 | -20 °C | 9.0
CAPRI | CAP187609 | EC000441 | EF001742 | 80 °C | 9.0
CAPRI | CAP187609 | EC000441 | EF001758 | EV003712 | 9.0
CAPRI | CAP187609 | EC000441 | EF002169 | EV000914 | 9.0
CAPRI | CAP187609 | EC000441 | EF003712 | 1,5 mm | 9.0
CAPRI | CAP187609 | EC000441 | EF004191 | Non | 9.0
CAPRI | CAP187609 | EC000441 | EF004685 | Non | 9.0
CAPRI | CAP187609 | EC000441 | EF005004 | Non | 9.0
CAPRI | CAP187609 | EC000441 | EF005049 | Non | 9.0
CAPRI | CAP187609 | EC000441 | EF005268 | 62,7 mm | 9.0
CAPRI | CAP187609 | EC000441 | EF005337 | Non | 9.0
CAPRI | CAP187609 | EC000441 | EF005466 | 29 mm | 9.0
CAPRI | CAP187609 | EC000441 | EF005466 | 40,5 mm | 9.0
CAPRI | CAP187609 | EC000441 | EF005474 | EV006422 | 9.0
CAPRI | CAP187609 | EC000441 | EF005474 | EV006619 | 9.0
CAPRI | CAP187609 | EC000441 | EF005728 | EV000494 | 9.0
CAPRI | CAP187609 | EC000441 | EF007839 | 63 | 9.0
CAPRI | CAP187609 | EC000441 | EF008404 | EV000494 | 9.0
CAPRI | CAP187609 | EC000441 | EF012184 | Non | 9.0
CAPRI | CAP187609 | EC000441 | EF012547 | Non | 9.0
CAPRI | CAP187609 | EC000441 | EF024919 | Non | 9.0
CAPRI | CAP187624 | EC000441 | EF000007 | EV003888 | 9.0
CAPRI | CAP187624 | EC000441 | EF000010 | EV000164 | 9.0
CAPRI | CAP187624 | EC000441 | EF000025 | Oui | 9.0
CAPRI | CAP187624 | EC000441 | EF000084 | Oui | 9.0
CAPRI | CAP187624 | EC000441 | EF000139 | EV000191 | 9.0
CAPRI | CAP187624 | EC000441 | EF000177 | 24 mm | 9.0
CAPRI | CAP187624 | EC000441 | EF000368 | 6,5 mm | 9.0
CAPRI | CAP187624 | EC000441 | EF000734 | Non | 9.0
CAPRI | CAP187624 | EC000441 | EF000878 | Oui | 9.0
CAPRI | CAP187624 | EC000441 | EF000881 | Non | 9.0
CAPRI | CAP187624 | EC000441 | EF001062 | Non | 9.0
CAPRI | CAP187624 | EC000441 | EF001210 | Non | 9.0
CAPRI | CAP187624 | EC000441 | EF001217 | EV009696 | 9.0
CAPRI | CAP187624 | EC000441 | EF001257 | EV000149 | 9.0
CAPRI | CAP187624 | EC000441 | EF001742 | -20 °C | 9.0
CAPRI | CAP187624 | EC000441 | EF001742 | 80 °C | 9.0
CAPRI | CAP187624 | EC000441 | EF001758 | EV003712 | 9.0
CAPRI | CAP187624 | EC000441 | EF002169 | EV000914 | 9.0
CAPRI | CAP187624 | EC000441 | EF003712 | 1,5 mm | 9.0
CAPRI | CAP187624 | EC000441 | EF004191 | Non | 9.0
CAPRI | CAP187624 | EC000441 | EF004685 | Non | 9.0
CAPRI | CAP187624 | EC000441 | EF005004 | Oui | 9.0
CAPRI | CAP187624 | EC000441 | EF005049 | Non | 9.0
CAPRI | CAP187624 | EC000441 | EF005268 | 26,4 mm | 9.0
CAPRI | CAP187624 | EC000441 | EF005337 | Non | 9.0
CAPRI | CAP187624 | EC000441 | EF005466 | 2 x Ø6 mm | 9.0
CAPRI | CAP187624 | EC000441 | EF005474 | EV006422 | 9.0
CAPRI | CAP187624 | EC000441 | EF005474 | EV006619 | 9.0
CAPRI | CAP187624 | EC000441 | EF005728 | EV000494 | 9.0
CAPRI | CAP187624 | EC000441 | EF007839 | 20 | 9.0
CAPRI | CAP187624 | EC000441 | EF008404 | EV000494 | 9.0
CAPRI | CAP187624 | EC000441 | EF012184 | Non | 9.0
CAPRI | CAP187624 | EC000441 | EF012547 | Non | 9.0
CAPRI | CAP187624 | EC000441 | EF024919 | Non | 9.0
CAPRI | CAP187632 | EC000441 | EF000025 | Non | 9.0
CAPRI | CAP187632 | EC000441 | EF000084 | Non | 9.0
CAPRI | CAP187632 | EC000441 | EF000734 | Non | 9.0
CAPRI | CAP187632 | EC000441 | EF000878 | Non | 9.0
CAPRI | CAP187632 | EC000441 | EF000881 | Non | 9.0
CAPRI | CAP187632 | EC000441 | EF001062 | Non | 9.0
CAPRI | CAP187632 | EC000441 | EF001210 | Non | 9.0
CAPRI | CAP187632 | EC000441 | EF004191 | Non | 9.0
CAPRI | CAP187632 | EC000441 | EF004685 | Non | 9.0
CAPRI | CAP187632 | EC000441 | EF005004 | Non | 9.0
CAPRI | CAP187632 | EC000441 | EF005049 | Non | 9.0
CAPRI | CAP187632 | EC000441 | EF005337 | Non | 9.0
CAPRI | CAP187632 | EC000441 | EF012184 | Non | 9.0
CAPRI | CAP187632 | EC000441 | EF012547 | Non | 9.0
CAPRI | CAP187632 | EC000441 | EF024919 | Non | 9.0
CAPRI | CAP187634 | EC000441 | EF000007 | EV003888 | 9.0
CAPRI | CAP187634 | EC000441 | EF000010 | EV000164 | 9.0
CAPRI | CAP187634 | EC000441 | EF000025 | Oui | 9.0
CAPRI | CAP187634 | EC000441 | EF000084 | Oui | 9.0
CAPRI | CAP187634 | EC000441 | EF000139 | EV000191 | 9.0
CAPRI | CAP187634 | EC000441 | EF000177 | 75 mm | 9.0
CAPRI | CAP187634 | EC000441 | EF000368 | 10 mm | 9.0
CAPRI | CAP187634 | EC000441 | EF000734 | Non | 9.0
CAPRI | CAP187634 | EC000441 | EF000878 | Oui | 9.0
CAPRI | CAP187634 | EC000441 | EF000881 | Oui | 9.0
CAPRI | CAP187634 | EC000441 | EF001062 | Oui | 9.0
CAPRI | CAP187634 | EC000441 | EF001210 | Non | 9.0
CAPRI | CAP187634 | EC000441 | EF001217 | EV009696 | 9.0
CAPRI | CAP187634 | EC000441 | EF001257 | EV000149 | 9.0
CAPRI | CAP187634 | EC000441 | EF001742 | -20 °C | 9.0
CAPRI | CAP187634 | EC000441 | EF001742 | 80 °C | 9.0
CAPRI | CAP187634 | EC000441 | EF001758 | EV003712 | 9.0
CAPRI | CAP187634 | EC000441 | EF002169 | EV000914 | 9.0
CAPRI | CAP187634 | EC000441 | EF003712 | 1,5 mm | 9.0
CAPRI | CAP187634 | EC000441 | EF004191 | Non | 9.0
CAPRI | CAP187634 | EC000441 | EF004685 | Non | 9.0
CAPRI | CAP187634 | EC000441 | EF005004 | Non | 9.0
CAPRI | CAP187634 | EC000441 | EF005049 | Non | 9.0
CAPRI | CAP187634 | EC000441 | EF005268 | 82,5 mm | 9.0
CAPRI | CAP187634 | EC000441 | EF005337 | Non | 9.0
CAPRI | CAP187634 | EC000441 | EF005466 | 37 mm | 9.0
CAPRI | CAP187634 | EC000441 | EF005466 | 53 mm | 9.0
CAPRI | CAP187634 | EC000441 | EF005474 | EV006422 | 9.0
CAPRI | CAP187634 | EC000441 | EF005474 | EV006619 | 9.0
CAPRI | CAP187634 | EC000441 | EF005728 | EV000494 | 9.0
CAPRI | CAP187634 | EC000441 | EF007839 | 63 | 9.0
CAPRI | CAP187634 | EC000441 | EF008404 | EV000494 | 9.0
CAPRI | CAP187634 | EC000441 | EF012184 | Non | 9.0
CAPRI | CAP187634 | EC000441 | EF012547 | Non | 9.0
CAPRI | CAP187634 | EC000441 | EF024919 | Non | 9.0
CAPRI | CAP187639 | EC000441 | EF000007 | EV000294 | 9.0
CAPRI | CAP187639 | EC000441 | EF000010 | EV000164 | 9.0
CAPRI | CAP187639 | EC000441 | EF000025 | Oui | 9.0
CAPRI | CAP187639 | EC000441 | EF000084 | Oui | 9.0
CAPRI | CAP187639 | EC000441 | EF000139 | EV006034 | 9.0
CAPRI | CAP187639 | EC000441 | EF000177 | 75 mm | 9.0
CAPRI | CAP187639 | EC000441 | EF000368 | 10 mm | 9.0
CAPRI | CAP187639 | EC000441 | EF000734 | Non | 9.0
CAPRI | CAP187639 | EC000441 | EF000878 | Oui | 9.0
CAPRI | CAP187639 | EC000441 | EF000881 | Oui | 9.0
CAPRI | CAP187639 | EC000441 | EF001062 | Oui | 9.0
CAPRI | CAP187639 | EC000441 | EF001210 | Non | 9.0
CAPRI | CAP187639 | EC000441 | EF001217 | EV009696 | 9.0
CAPRI | CAP187639 | EC000441 | EF001257 | EV006908 | 9.0
CAPRI | CAP187639 | EC000441 | EF001742 | -20 °C | 9.0
CAPRI | CAP187639 | EC000441 | EF001742 | 80 °C | 9.0
CAPRI | CAP187639 | EC000441 | EF001758 | EV003712 | 9.0
CAPRI | CAP187639 | EC000441 | EF002169 | EV000914 | 9.0
CAPRI | CAP187639 | EC000441 | EF003712 | 1,5 mm | 9.0
CAPRI | CAP187639 | EC000441 | EF004191 | Non | 9.0
CAPRI | CAP187639 | EC000441 | EF004685 | Non | 9.0
CAPRI | CAP187639 | EC000441 | EF005004 | Non | 9.0
CAPRI | CAP187639 | EC000441 | EF005049 | Non | 9.0
CAPRI | CAP187639 | EC000441 | EF005268 | 82,5 mm | 9.0
CAPRI | CAP187639 | EC000441 | EF005337 | Non | 9.0
CAPRI | CAP187639 | EC000441 | EF005466 | 37 mm | 9.0
CAPRI | CAP187639 | EC000441 | EF005466 | 53 mm | 9.0
CAPRI | CAP187639 | EC000441 | EF005474 | EV006422 | 9.0
CAPRI | CAP187639 | EC000441 | EF005474 | EV006619 | 9.0
CAPRI | CAP187639 | EC000441 | EF005728 | EV000494 | 9.0
CAPRI | CAP187639 | EC000441 | EF007839 | 63 | 9.0
CAPRI | CAP187639 | EC000441 | EF008404 | EV000494 | 9.0
CAPRI | CAP187639 | EC000441 | EF012184 | Non | 9.0
CAPRI | CAP187639 | EC000441 | EF012547 | Non | 9.0
CAPRI | CAP187639 | EC000441 | EF024919 | Non | 9.0
CAPRI | CAP187734 | EC000441 | EF000007 | EV003888 | 9.0
CAPRI | CAP187734 | EC000441 | EF000010 | EV000164 | 9.0
CAPRI | CAP187734 | EC000441 | EF000025 | Oui | 9.0
CAPRI | CAP187734 | EC000441 | EF000084 | Oui | 9.0
CAPRI | CAP187734 | EC000441 | EF000139 | EV000191 | 9.0
CAPRI | CAP187734 | EC000441 | EF000177 | 30 mm | 9.0
CAPRI | CAP187734 | EC000441 | EF000368 | 7 mm | 9.0
CAPRI | CAP187734 | EC000441 | EF000734 | Non | 9.0
CAPRI | CAP187734 | EC000441 | EF000878 | Oui | 9.0
CAPRI | CAP187734 | EC000441 | EF000881 | Non | 9.0
CAPRI | CAP187734 | EC000441 | EF001062 | Non | 9.0
CAPRI | CAP187734 | EC000441 | EF001210 | Non | 9.0
CAPRI | CAP187734 | EC000441 | EF001217 | EV009696 | 9.0
CAPRI | CAP187734 | EC000441 | EF001257 | EV000149 | 9.0
CAPRI | CAP187734 | EC000441 | EF001742 | -20 °C | 9.0
CAPRI | CAP187734 | EC000441 | EF001742 | 80 °C | 9.0
CAPRI | CAP187734 | EC000441 | EF001758 | EV003712 | 9.0
CAPRI | CAP187734 | EC000441 | EF002169 | EV000914 | 9.0
CAPRI | CAP187734 | EC000441 | EF003712 | 1,5 mm | 9.0
CAPRI | CAP187734 | EC000441 | EF004191 | Non | 9.0
CAPRI | CAP187734 | EC000441 | EF004685 | Non | 9.0
CAPRI | CAP187734 | EC000441 | EF005004 | Oui | 9.0
CAPRI | CAP187734 | EC000441 | EF005049 | Non | 9.0
CAPRI | CAP187734 | EC000441 | EF005268 | 33 mm | 9.0
CAPRI | CAP187734 | EC000441 | EF005337 | Non | 9.0
CAPRI | CAP187734 | EC000441 | EF005466 | 3 x Ø7 mm | 9.0
CAPRI | CAP187734 | EC000441 | EF005474 | EV006422 | 9.0
CAPRI | CAP187734 | EC000441 | EF005474 | EV006619 | 9.0
CAPRI | CAP187734 | EC000441 | EF005728 | EV000494 | 9.0
CAPRI | CAP187734 | EC000441 | EF007839 | 25 | 9.0
CAPRI | CAP187734 | EC000441 | EF008404 | EV000494 | 9.0
CAPRI | CAP187734 | EC000441 | EF012184 | Non | 9.0
CAPRI | CAP187734 | EC000441 | EF012547 | Non | 9.0
CAPRI | CAP187734 | EC000441 | EF024919 | Non | 9.0
CAPRI | CAP187744 | EC000441 | EF000007 | EV003888 | 9.0
CAPRI | CAP187744 | EC000441 | EF000010 | EV000164 | 9.0
CAPRI | CAP187744 | EC000441 | EF000025 | Oui | 9.0
CAPRI | CAP187744 | EC000441 | EF000084 | Oui | 9.0
CAPRI | CAP187744 | EC000441 | EF000139 | EV000191 | 9.0
CAPRI | CAP187744 | EC000441 | EF000177 | 38 mm | 9.0
CAPRI | CAP187744 | EC000441 | EF000368 | 8 mm | 9.0
CAPRI | CAP187744 | EC000441 | EF000734 | Non | 9.0
CAPRI | CAP187744 | EC000441 | EF000878 | Oui | 9.0
CAPRI | CAP187744 | EC000441 | EF000881 | Non | 9.0
CAPRI | CAP187744 | EC000441 | EF001062 | Non | 9.0
CAPRI | CAP187744 | EC000441 | EF001210 | Non | 9.0
CAPRI | CAP187744 | EC000441 | EF001217 | EV009696 | 9.0
CAPRI | CAP187744 | EC000441 | EF001257 | EV000149 | 9.0
CAPRI | CAP187744 | EC000441 | EF001742 | -20 °C | 9.0
CAPRI | CAP187744 | EC000441 | EF001742 | 80 °C | 9.0
CAPRI | CAP187744 | EC000441 | EF001758 | EV003712 | 9.0
CAPRI | CAP187744 | EC000441 | EF002169 | EV000914 | 9.0
CAPRI | CAP187744 | EC000441 | EF003712 | 1,5 mm | 9.0
CAPRI | CAP187744 | EC000441 | EF004191 | Non | 9.0
CAPRI | CAP187744 | EC000441 | EF004685 | Non | 9.0
CAPRI | CAP187744 | EC000441 | EF005004 | Oui | 9.0
CAPRI | CAP187744 | EC000441 | EF005049 | Non | 9.0
CAPRI | CAP187744 | EC000441 | EF005268 | 41,8 mm | 9.0
CAPRI | CAP187744 | EC000441 | EF005337 | Non | 9.0
CAPRI | CAP187744 | EC000441 | EF005466 | 4 x Ø7 mm | 9.0
CAPRI | CAP187744 | EC000441 | EF005474 | EV006422 | 9.0
CAPRI | CAP187744 | EC000441 | EF005474 | EV006619 | 9.0
CAPRI | CAP187744 | EC000441 | EF005728 | EV000494 | 9.0
CAPRI | CAP187744 | EC000441 | EF007839 | 32 | 9.0
CAPRI | CAP187744 | EC000441 | EF008404 | EV000494 | 9.0
CAPRI | CAP187744 | EC000441 | EF012184 | Non | 9.0
CAPRI | CAP187744 | EC000441 | EF012547 | Non | 9.0
CAPRI | CAP187744 | EC000441 | EF024919 | Non | 9.0
CAPRI | CAP187764 | EC000441 | EF000007 | EV003888 | 9.0
CAPRI | CAP187764 | EC000441 | EF000010 | EV000164 | 9.0
CAPRI | CAP187764 | EC000441 | EF000025 | Oui | 9.0
CAPRI | CAP187764 | EC000441 | EF000084 | Oui | 9.0
CAPRI | CAP187764 | EC000441 | EF000139 | EV000191 | 9.0
CAPRI | CAP187764 | EC000441 | EF000177 | 47 mm | 9.0
CAPRI | CAP187764 | EC000441 | EF000368 | 8 mm | 9.0
CAPRI | CAP187764 | EC000441 | EF000734 | Non | 9.0
CAPRI | CAP187764 | EC000441 | EF000878 | Oui | 9.0
CAPRI | CAP187764 | EC000441 | EF000881 | Non | 9.0
CAPRI | CAP187764 | EC000441 | EF001062 | Non | 9.0
CAPRI | CAP187764 | EC000441 | EF001210 | Non | 9.0
CAPRI | CAP187764 | EC000441 | EF001217 | EV009696 | 9.0
CAPRI | CAP187764 | EC000441 | EF001257 | EV000149 | 9.0
CAPRI | CAP187764 | EC000441 | EF001742 | -20 °C | 9.0
CAPRI | CAP187764 | EC000441 | EF001742 | 80 °C | 9.0
CAPRI | CAP187764 | EC000441 | EF001758 | EV003712 | 9.0
CAPRI | CAP187764 | EC000441 | EF002169 | EV000914 | 9.0
CAPRI | CAP187764 | EC000441 | EF003712 | 1,5 mm | 9.0
CAPRI | CAP187764 | EC000441 | EF004191 | Non | 9.0
CAPRI | CAP187764 | EC000441 | EF004685 | Non | 9.0
CAPRI | CAP187764 | EC000441 | EF005004 | Oui | 9.0
CAPRI | CAP187764 | EC000441 | EF005049 | Non | 9.0
CAPRI | CAP187764 | EC000441 | EF005268 | 51,7 mm | 9.0
CAPRI | CAP187764 | EC000441 | EF005337 | Non | 9.0
CAPRI | CAP187764 | EC000441 | EF005466 | 4 x Ø6 mm | 9.0
CAPRI | CAP187764 | EC000441 | EF005474 | EV006422 | 9.0
CAPRI | CAP187764 | EC000441 | EF005474 | EV006619 | 9.0
CAPRI | CAP187764 | EC000441 | EF005728 | EV000494 | 9.0
CAPRI | CAP187764 | EC000441 | EF007839 | 40 | 9.0
CAPRI | CAP187764 | EC000441 | EF008404 | EV000494 | 9.0
CAPRI | CAP187764 | EC000441 | EF012184 | Non | 9.0
CAPRI | CAP187764 | EC000441 | EF012547 | Non | 9.0
CAPRI | CAP187764 | EC000441 | EF024919 | Non | 9.0
CAPRI | CAP187814 | EC000441 | EF000007 | EV003888 | 9.0
CAPRI | CAP187814 | EC000441 | EF000010 | EV000164 | 9.0
CAPRI | CAP187814 | EC000441 | EF000025 | Oui | 9.0
CAPRI | CAP187814 | EC000441 | EF000084 | Oui | 9.0
CAPRI | CAP187814 | EC000441 | EF000139 | EV000191 | 9.0
CAPRI | CAP187814 | EC000441 | EF000177 | 38 mm | 9.0
CAPRI | CAP187814 | EC000441 | EF000368 | 8 mm | 9.0
CAPRI | CAP187814 | EC000441 | EF000734 | Non | 9.0
CAPRI | CAP187814 | EC000441 | EF000878 | Oui | 9.0
CAPRI | CAP187814 | EC000441 | EF000881 | Non | 9.0
CAPRI | CAP187814 | EC000441 | EF001062 | Non | 9.0
CAPRI | CAP187814 | EC000441 | EF001210 | Non | 9.0
CAPRI | CAP187814 | EC000441 | EF001217 | EV009696 | 9.0
CAPRI | CAP187814 | EC000441 | EF001257 | EV000149 | 9.0
CAPRI | CAP187814 | EC000441 | EF001742 | -20 °C | 9.0
CAPRI | CAP187814 | EC000441 | EF001742 | 80 °C | 9.0
CAPRI | CAP187814 | EC000441 | EF001758 | EV003712 | 9.0
CAPRI | CAP187814 | EC000441 | EF002169 | EV000914 | 9.0
CAPRI | CAP187814 | EC000441 | EF003712 | 1,5 mm | 9.0
CAPRI | CAP187814 | EC000441 | EF004191 | Non | 9.0
CAPRI | CAP187814 | EC000441 | EF004685 | Non | 9.0
CAPRI | CAP187814 | EC000441 | EF005004 | Oui | 9.0
CAPRI | CAP187814 | EC000441 | EF005049 | Non | 9.0
CAPRI | CAP187814 | EC000441 | EF005268 | 41,8 mm | 9.0
CAPRI | CAP187814 | EC000441 | EF005337 | Non | 9.0
CAPRI | CAP187814 | EC000441 | EF005466 | 4 x Ø6 mm | 9.0
CAPRI | CAP187814 | EC000441 | EF005474 | EV006422 | 9.0
CAPRI | CAP187814 | EC000441 | EF005474 | EV006619 | 9.0
CAPRI | CAP187814 | EC000441 | EF005728 | EV000494 | 9.0
CAPRI | CAP187814 | EC000441 | EF007839 | 32 | 9.0
CAPRI | CAP187814 | EC000441 | EF008404 | EV000494 | 9.0
CAPRI | CAP187814 | EC000441 | EF012184 | Non | 9.0
CAPRI | CAP187814 | EC000441 | EF012547 | Non | 9.0
CAPRI | CAP187814 | EC000441 | EF024919 | Non | 9.0
CAPRI | CAP187824 | EC000441 | EF000007 | EV003888 | 9.0
CAPRI | CAP187824 | EC000441 | EF000010 | EV000164 | 9.0
CAPRI | CAP187824 | EC000441 | EF000025 | Oui | 9.0
CAPRI | CAP187824 | EC000441 | EF000084 | Oui | 9.0
CAPRI | CAP187824 | EC000441 | EF000139 | EV000191 | 9.0
CAPRI | CAP187824 | EC000441 | EF000177 | 30 mm | 9.0
CAPRI | CAP187824 | EC000441 | EF000368 | 7 mm | 9.0
CAPRI | CAP187824 | EC000441 | EF000734 | Non | 9.0
CAPRI | CAP187824 | EC000441 | EF000878 | Oui | 9.0
CAPRI | CAP187824 | EC000441 | EF000881 | Non | 9.0
CAPRI | CAP187824 | EC000441 | EF001062 | Non | 9.0
CAPRI | CAP187824 | EC000441 | EF001210 | Non | 9.0
CAPRI | CAP187824 | EC000441 | EF001217 | EV009696 | 9.0
CAPRI | CAP187824 | EC000441 | EF001257 | EV000149 | 9.0
CAPRI | CAP187824 | EC000441 | EF001742 | -20 °C | 9.0
CAPRI | CAP187824 | EC000441 | EF001742 | 80 °C | 9.0
CAPRI | CAP187824 | EC000441 | EF001758 | EV003712 | 9.0
CAPRI | CAP187824 | EC000441 | EF002169 | EV000914 | 9.0
CAPRI | CAP187824 | EC000441 | EF003712 | 1,5 mm | 9.0
CAPRI | CAP187824 | EC000441 | EF004191 | Non | 9.0
CAPRI | CAP187824 | EC000441 | EF004685 | Non | 9.0
CAPRI | CAP187824 | EC000441 | EF005004 | Oui | 9.0
CAPRI | CAP187824 | EC000441 | EF005049 | Non | 9.0
CAPRI | CAP187824 | EC000441 | EF005268 | 33 mm | 9.0
CAPRI | CAP187824 | EC000441 | EF005337 | Non | 9.0
CAPRI | CAP187824 | EC000441 | EF005466 | 2 x Ø8 mm | 9.0
CAPRI | CAP187824 | EC000441 | EF005474 | EV006422 | 9.0
CAPRI | CAP187824 | EC000441 | EF005474 | EV006619 | 9.0
CAPRI | CAP187824 | EC000441 | EF005728 | EV000494 | 9.0
CAPRI | CAP187824 | EC000441 | EF007839 | 25 | 9.0
CAPRI | CAP187824 | EC000441 | EF008404 | EV000494 | 9.0
CAPRI | CAP187824 | EC000441 | EF012184 | Non | 9.0
CAPRI | CAP187824 | EC000441 | EF012547 | Non | 9.0
CAPRI | CAP187824 | EC000441 | EF024919 | Non | 9.0
CAPRI | CAP187834 | EC000441 | EF000007 | EV003888 | 9.0
CAPRI | CAP187834 | EC000441 | EF000010 | EV000164 | 9.0
CAPRI | CAP187834 | EC000441 | EF000025 | Oui | 9.0
CAPRI | CAP187834 | EC000441 | EF000084 | Oui | 9.0
CAPRI | CAP187834 | EC000441 | EF000139 | EV000191 | 9.0
CAPRI | CAP187834 | EC000441 | EF000177 | 47 mm | 9.0
CAPRI | CAP187834 | EC000441 | EF000368 | 8 mm | 9.0
CAPRI | CAP187834 | EC000441 | EF000734 | Non | 9.0
CAPRI | CAP187834 | EC000441 | EF000878 | Oui | 9.0
CAPRI | CAP187834 | EC000441 | EF000881 | Non | 9.0
CAPRI | CAP187834 | EC000441 | EF001062 | Non | 9.0
CAPRI | CAP187834 | EC000441 | EF001210 | Non | 9.0
CAPRI | CAP187834 | EC000441 | EF001217 | EV009696 | 9.0
CAPRI | CAP187834 | EC000441 | EF001257 | EV000149 | 9.0
CAPRI | CAP187834 | EC000441 | EF001742 | -20 °C | 9.0
CAPRI | CAP187834 | EC000441 | EF001742 | 80 °C | 9.0
CAPRI | CAP187834 | EC000441 | EF001758 | EV003712 | 9.0
CAPRI | CAP187834 | EC000441 | EF002169 | EV000914 | 9.0
CAPRI | CAP187834 | EC000441 | EF003712 | 1,5 mm | 9.0
CAPRI | CAP187834 | EC000441 | EF004191 | Non | 9.0
CAPRI | CAP187834 | EC000441 | EF004685 | Non | 9.0
CAPRI | CAP187834 | EC000441 | EF005004 | Oui | 9.0
CAPRI | CAP187834 | EC000441 | EF005049 | Non | 9.0
CAPRI | CAP187834 | EC000441 | EF005268 | 51,7 mm | 9.0
CAPRI | CAP187834 | EC000441 | EF005337 | Non | 9.0
CAPRI | CAP187834 | EC000441 | EF005466 | 3 x Ø8 mm | 9.0
CAPRI | CAP187834 | EC000441 | EF005474 | EV006422 | 9.0
CAPRI | CAP187834 | EC000441 | EF005474 | EV006619 | 9.0
CAPRI | CAP187834 | EC000441 | EF005728 | EV000494 | 9.0
CAPRI | CAP187834 | EC000441 | EF007839 | 40 | 9.0
CAPRI | CAP187834 | EC000441 | EF008404 | EV000494 | 9.0
CAPRI | CAP187834 | EC000441 | EF012184 | Non | 9.0
CAPRI | CAP187834 | EC000441 | EF012547 | Non | 9.0
CAPRI | CAP187834 | EC000441 | EF024919 | Non | 9.0
CAPRI | CAP189124 | EC000441 | EF000007 | EV003888 | 9.0
CAPRI | CAP189124 | EC000441 | EF000010 | EV000164 | 9.0
CAPRI | CAP189124 | EC000441 | EF000025 | Oui | 9.0
CAPRI | CAP189124 | EC000441 | EF000084 | Oui | 9.0
CAPRI | CAP189124 | EC000441 | EF000139 | EV000191 | 9.0
CAPRI | CAP189124 | EC000441 | EF000177 | 15 mm | 9.0
CAPRI | CAP189124 | EC000441 | EF000368 | 6,5 mm | 9.0
CAPRI | CAP189124 | EC000441 | EF000734 | Non | 9.0
CAPRI | CAP189124 | EC000441 | EF000878 | Oui | 9.0
CAPRI | CAP189124 | EC000441 | EF000881 | Oui | 9.0
CAPRI | CAP189124 | EC000441 | EF001062 | Oui | 9.0
CAPRI | CAP189124 | EC000441 | EF001210 | Non | 9.0
CAPRI | CAP189124 | EC000441 | EF001217 | EV009696 | 9.0
CAPRI | CAP189124 | EC000441 | EF001257 | EV000149 | 9.0
CAPRI | CAP189124 | EC000441 | EF001742 | -20 °C | 9.0
CAPRI | CAP189124 | EC000441 | EF001742 | 80 °C | 9.0
CAPRI | CAP189124 | EC000441 | EF001758 | EV003712 | 9.0
CAPRI | CAP189124 | EC000441 | EF002169 | EV000914 | 9.0
CAPRI | CAP189124 | EC000441 | EF003712 | 1,5 mm | 9.0
CAPRI | CAP189124 | EC000441 | EF004191 | Non | 9.0
CAPRI | CAP189124 | EC000441 | EF004685 | Non | 9.0
CAPRI | CAP189124 | EC000441 | EF005004 | Non | 9.0
CAPRI | CAP189124 | EC000441 | EF005049 | Non | 9.0
CAPRI | CAP189124 | EC000441 | EF005268 | 16,5 mm | 9.0
CAPRI | CAP189124 | EC000441 | EF005337 | Non | 9.0
CAPRI | CAP189124 | EC000441 | EF005466 | 3 mm | 9.0
CAPRI | CAP189124 | EC000441 | EF005466 | 6,5 mm | 9.0
CAPRI | CAP189124 | EC000441 | EF005474 | EV006422 | 9.0
CAPRI | CAP189124 | EC000441 | EF005474 | EV006619 | 9.0
CAPRI | CAP189124 | EC000441 | EF005728 | EV000494 | 9.0
CAPRI | CAP189124 | EC000441 | EF007839 | 12 | 9.0
CAPRI | CAP189124 | EC000441 | EF008404 | EV000494 | 9.0
CAPRI | CAP189124 | EC000441 | EF012184 | Non | 9.0
CAPRI | CAP189124 | EC000441 | EF012547 | Non | 9.0
CAPRI | CAP189124 | EC000441 | EF024919 | Non | 9.0
CAPRI | CAP189129 | EC000441 | EF000007 | EV000294 | 9.0
CAPRI | CAP189129 | EC000441 | EF000010 | EV000164 | 9.0
CAPRI | CAP189129 | EC000441 | EF000025 | Oui | 9.0
CAPRI | CAP189129 | EC000441 | EF000084 | Oui | 9.0
CAPRI | CAP189129 | EC000441 | EF000139 | EV006034 | 9.0
CAPRI | CAP189129 | EC000441 | EF000177 | 15 mm | 9.0
CAPRI | CAP189129 | EC000441 | EF000368 | 6,5 mm | 9.0
CAPRI | CAP189129 | EC000441 | EF000734 | Non | 9.0
CAPRI | CAP189129 | EC000441 | EF000878 | Oui | 9.0
CAPRI | CAP189129 | EC000441 | EF000881 | Oui | 9.0
CAPRI | CAP189129 | EC000441 | EF001062 | Oui | 9.0
CAPRI | CAP189129 | EC000441 | EF001210 | Non | 9.0
CAPRI | CAP189129 | EC000441 | EF001217 | EV009696 | 9.0
CAPRI | CAP189129 | EC000441 | EF001257 | EV006908 | 9.0
CAPRI | CAP189129 | EC000441 | EF001742 | -20 °C | 9.0
CAPRI | CAP189129 | EC000441 | EF001742 | 80 °C | 9.0
CAPRI | CAP189129 | EC000441 | EF001758 | EV003712 | 9.0
CAPRI | CAP189129 | EC000441 | EF002169 | EV000914 | 9.0
CAPRI | CAP189129 | EC000441 | EF003712 | 1,5 mm | 9.0
CAPRI | CAP189129 | EC000441 | EF004191 | Non | 9.0
CAPRI | CAP189129 | EC000441 | EF004685 | Non | 9.0
CAPRI | CAP189129 | EC000441 | EF005004 | Non | 9.0
CAPRI | CAP189129 | EC000441 | EF005049 | Non | 9.0
CAPRI | CAP189129 | EC000441 | EF005268 | 16,5 mm | 9.0
CAPRI | CAP189129 | EC000441 | EF005337 | Non | 9.0
CAPRI | CAP189129 | EC000441 | EF005466 | 3 mm | 9.0
CAPRI | CAP189129 | EC000441 | EF005466 | 6,5 mm | 9.0
CAPRI | CAP189129 | EC000441 | EF005474 | EV006422 | 9.0
CAPRI | CAP189129 | EC000441 | EF005474 | EV006619 | 9.0
CAPRI | CAP189129 | EC000441 | EF005728 | EV000494 | 9.0
CAPRI | CAP189129 | EC000441 | EF007839 | 12 | 9.0
CAPRI | CAP189129 | EC000441 | EF008404 | EV000494 | 9.0
CAPRI | CAP189129 | EC000441 | EF012184 | Non | 9.0
CAPRI | CAP189129 | EC000441 | EF012547 | Non | 9.0
CAPRI | CAP189129 | EC000441 | EF024919 | Non | 9.0
CAPRI | CAP189164 | EC000441 | EF000007 | EV003888 | 9.0
CAPRI | CAP189164 | EC000441 | EF000010 | EV000164 | 9.0
CAPRI | CAP189164 | EC000441 | EF000025 | Oui | 9.0
CAPRI | CAP189164 | EC000441 | EF000084 | Oui | 9.0
CAPRI | CAP189164 | EC000441 | EF000139 | EV000191 | 9.0
CAPRI | CAP189164 | EC000441 | EF000177 | 20 mm | 9.0
CAPRI | CAP189164 | EC000441 | EF000368 | 6,5 mm | 9.0
CAPRI | CAP189164 | EC000441 | EF000734 | Non | 9.0
CAPRI | CAP189164 | EC000441 | EF000878 | Oui | 9.0
CAPRI | CAP189164 | EC000441 | EF000881 | Oui | 9.0
CAPRI | CAP189164 | EC000441 | EF001062 | Oui | 9.0
CAPRI | CAP189164 | EC000441 | EF001210 | Non | 9.0
CAPRI | CAP189164 | EC000441 | EF001217 | EV009696 | 9.0
CAPRI | CAP189164 | EC000441 | EF001257 | EV000149 | 9.0
CAPRI | CAP189164 | EC000441 | EF001742 | -20 °C | 9.0
CAPRI | CAP189164 | EC000441 | EF001742 | 80 °C | 9.0
CAPRI | CAP189164 | EC000441 | EF001758 | EV003712 | 9.0
CAPRI | CAP189164 | EC000441 | EF002169 | EV000914 | 9.0
CAPRI | CAP189164 | EC000441 | EF003712 | 1,5 mm | 9.0
CAPRI | CAP189164 | EC000441 | EF004191 | Non | 9.0
CAPRI | CAP189164 | EC000441 | EF004685 | Non | 9.0
CAPRI | CAP189164 | EC000441 | EF005004 | Non | 9.0
CAPRI | CAP189164 | EC000441 | EF005049 | Non | 9.0
CAPRI | CAP189164 | EC000441 | EF005268 | 22 mm | 9.0
CAPRI | CAP189164 | EC000441 | EF005337 | Non | 9.0
CAPRI | CAP189164 | EC000441 | EF005466 | 10 mm | 9.0
CAPRI | CAP189164 | EC000441 | EF005466 | 4,5 mm | 9.0
CAPRI | CAP189164 | EC000441 | EF005474 | EV006422 | 9.0
CAPRI | CAP189164 | EC000441 | EF005474 | EV006619 | 9.0
CAPRI | CAP189164 | EC000441 | EF005728 | EV000494 | 9.0
CAPRI | CAP189164 | EC000441 | EF007839 | 16 | 9.0
CAPRI | CAP189164 | EC000441 | EF008404 | EV000494 | 9.0
CAPRI | CAP189164 | EC000441 | EF012184 | Non | 9.0
CAPRI | CAP189164 | EC000441 | EF012547 | Non | 9.0
CAPRI | CAP189164 | EC000441 | EF024919 | Non | 9.0
CAPRI | CAP189169 | EC000441 | EF000007 | EV000294 | 9.0
CAPRI | CAP189169 | EC000441 | EF000010 | EV000164 | 9.0
CAPRI | CAP189169 | EC000441 | EF000025 | Oui | 9.0
CAPRI | CAP189169 | EC000441 | EF000084 | Oui | 9.0
CAPRI | CAP189169 | EC000441 | EF000139 | EV006034 | 9.0
CAPRI | CAP189169 | EC000441 | EF000177 | 20 mm | 9.0
CAPRI | CAP189169 | EC000441 | EF000368 | 6,5 mm | 9.0
CAPRI | CAP189169 | EC000441 | EF000734 | Non | 9.0
CAPRI | CAP189169 | EC000441 | EF000878 | Oui | 9.0
CAPRI | CAP189169 | EC000441 | EF000881 | Oui | 9.0
CAPRI | CAP189169 | EC000441 | EF001062 | Oui | 9.0
CAPRI | CAP189169 | EC000441 | EF001210 | Non | 9.0
CAPRI | CAP189169 | EC000441 | EF001217 | EV009696 | 9.0
CAPRI | CAP189169 | EC000441 | EF001257 | EV006908 | 9.0
CAPRI | CAP189169 | EC000441 | EF001742 | -20 °C | 9.0
CAPRI | CAP189169 | EC000441 | EF001742 | 80 °C | 9.0
CAPRI | CAP189169 | EC000441 | EF001758 | EV003712 | 9.0
CAPRI | CAP189169 | EC000441 | EF002169 | EV000914 | 9.0
CAPRI | CAP189169 | EC000441 | EF003712 | 1,5 mm | 9.0
CAPRI | CAP189169 | EC000441 | EF004191 | Non | 9.0
CAPRI | CAP189169 | EC000441 | EF004685 | Non | 9.0
CAPRI | CAP189169 | EC000441 | EF005004 | Non | 9.0
CAPRI | CAP189169 | EC000441 | EF005049 | Non | 9.0
CAPRI | CAP189169 | EC000441 | EF005268 | 22 mm | 9.0
CAPRI | CAP189169 | EC000441 | EF005337 | Non | 9.0
CAPRI | CAP189169 | EC000441 | EF005466 | 10 mm | 9.0
CAPRI | CAP189169 | EC000441 | EF005466 | 4,5 mm | 9.0
CAPRI | CAP189169 | EC000441 | EF005474 | EV006422 | 9.0
CAPRI | CAP189169 | EC000441 | EF005474 | EV006619 | 9.0
CAPRI | CAP189169 | EC000441 | EF005728 | EV000494 | 9.0
CAPRI | CAP189169 | EC000441 | EF007839 | 16 | 9.0
CAPRI | CAP189169 | EC000441 | EF008404 | EV000494 | 9.0
CAPRI | CAP189169 | EC000441 | EF012184 | Non | 9.0
CAPRI | CAP189169 | EC000441 | EF012547 | Non | 9.0
CAPRI | CAP189169 | EC000441 | EF024919 | Non | 9.0
CAPRI | CAP189204 | EC000441 | EF000007 | EV003888 | 9.0
CAPRI | CAP189204 | EC000441 | EF000010 | EV000164 | 9.0
CAPRI | CAP189204 | EC000441 | EF000025 | Oui | 9.0
CAPRI | CAP189204 | EC000441 | EF000084 | Oui | 9.0
CAPRI | CAP189204 | EC000441 | EF000139 | EV000191 | 9.0
CAPRI | CAP189204 | EC000441 | EF000177 | 24 mm | 9.0
CAPRI | CAP189204 | EC000441 | EF000368 | 6,5 mm | 9.0
CAPRI | CAP189204 | EC000441 | EF000734 | Non | 9.0
CAPRI | CAP189204 | EC000441 | EF000878 | Oui | 9.0
CAPRI | CAP189204 | EC000441 | EF000881 | Oui | 9.0
CAPRI | CAP189204 | EC000441 | EF001062 | Oui | 9.0
CAPRI | CAP189204 | EC000441 | EF001210 | Non | 9.0
CAPRI | CAP189204 | EC000441 | EF001217 | EV009696 | 9.0
CAPRI | CAP189204 | EC000441 | EF001257 | EV000149 | 9.0
CAPRI | CAP189204 | EC000441 | EF001742 | -20 °C | 9.0
CAPRI | CAP189204 | EC000441 | EF001742 | 80 °C | 9.0
CAPRI | CAP189204 | EC000441 | EF001758 | EV003712 | 9.0
CAPRI | CAP189204 | EC000441 | EF002169 | EV000914 | 9.0
CAPRI | CAP189204 | EC000441 | EF003712 | 1,5 mm | 9.0
CAPRI | CAP189204 | EC000441 | EF004191 | Non | 9.0
CAPRI | CAP189204 | EC000441 | EF004685 | Non | 9.0
CAPRI | CAP189204 | EC000441 | EF005004 | Non | 9.0
CAPRI | CAP189204 | EC000441 | EF005049 | Non | 9.0
CAPRI | CAP189204 | EC000441 | EF005268 | 26,4 mm | 9.0
CAPRI | CAP189204 | EC000441 | EF005337 | Non | 9.0
CAPRI | CAP189204 | EC000441 | EF005466 | 13 mm | 9.0
CAPRI | CAP189204 | EC000441 | EF005466 | 6 mm | 9.0
CAPRI | CAP189204 | EC000441 | EF005474 | EV006422 | 9.0
CAPRI | CAP189204 | EC000441 | EF005474 | EV006619 | 9.0
CAPRI | CAP189204 | EC000441 | EF005728 | EV000494 | 9.0
CAPRI | CAP189204 | EC000441 | EF007839 | 20 | 9.0
CAPRI | CAP189204 | EC000441 | EF008404 | EV000494 | 9.0
CAPRI | CAP189204 | EC000441 | EF012184 | Non | 9.0
CAPRI | CAP189204 | EC000441 | EF012547 | Non | 9.0
CAPRI | CAP189204 | EC000441 | EF024919 | Non | 9.0
CAPRI | CAP189209 | EC000441 | EF000007 | EV000294 | 9.0
CAPRI | CAP189209 | EC000441 | EF000010 | EV000164 | 9.0
CAPRI | CAP189209 | EC000441 | EF000025 | Oui | 9.0
CAPRI | CAP189209 | EC000441 | EF000084 | Oui | 9.0
CAPRI | CAP189209 | EC000441 | EF000139 | EV006034 | 9.0
CAPRI | CAP189209 | EC000441 | EF000177 | 24 mm | 9.0
CAPRI | CAP189209 | EC000441 | EF000368 | 6,5 mm | 9.0
CAPRI | CAP189209 | EC000441 | EF000734 | Non | 9.0
CAPRI | CAP189209 | EC000441 | EF000878 | Oui | 9.0
CAPRI | CAP189209 | EC000441 | EF000881 | Oui | 9.0
CAPRI | CAP189209 | EC000441 | EF001062 | Oui | 9.0
CAPRI | CAP189209 | EC000441 | EF001210 | Non | 9.0
CAPRI | CAP189209 | EC000441 | EF001217 | EV009696 | 9.0
CAPRI | CAP189209 | EC000441 | EF001257 | EV006908 | 9.0
CAPRI | CAP189209 | EC000441 | EF001742 | -20 °C | 9.0
CAPRI | CAP189209 | EC000441 | EF001742 | 80 °C | 9.0
CAPRI | CAP189209 | EC000441 | EF001758 | EV003712 | 9.0
CAPRI | CAP189209 | EC000441 | EF002169 | EV000914 | 9.0
CAPRI | CAP189209 | EC000441 | EF003712 | 1,5 mm | 9.0
CAPRI | CAP189209 | EC000441 | EF004191 | Non | 9.0
CAPRI | CAP189209 | EC000441 | EF004685 | Non | 9.0
CAPRI | CAP189209 | EC000441 | EF005004 | Non | 9.0
CAPRI | CAP189209 | EC000441 | EF005049 | Non | 9.0
CAPRI | CAP189209 | EC000441 | EF005268 | 26,4 mm | 9.0
CAPRI | CAP189209 | EC000441 | EF005337 | Non | 9.0
CAPRI | CAP189209 | EC000441 | EF005466 | 13 mm | 9.0
CAPRI | CAP189209 | EC000441 | EF005466 | 6 mm | 9.0
CAPRI | CAP189209 | EC000441 | EF005474 | EV006422 | 9.0
CAPRI | CAP189209 | EC000441 | EF005474 | EV006619 | 9.0
CAPRI | CAP189209 | EC000441 | EF005728 | EV000494 | 9.0
CAPRI | CAP189209 | EC000441 | EF007839 | 20 | 9.0
CAPRI | CAP189209 | EC000441 | EF008404 | EV000494 | 9.0
CAPRI | CAP189209 | EC000441 | EF012184 | Non | 9.0
CAPRI | CAP189209 | EC000441 | EF012547 | Non | 9.0
CAPRI | CAP189209 | EC000441 | EF024919 | Non | 9.0
CAPRI | CAP189254 | EC000441 | EF000007 | EV003888 | 9.0
CAPRI | CAP189254 | EC000441 | EF000010 | EV000164 | 9.0
CAPRI | CAP189254 | EC000441 | EF000025 | Oui | 9.0
CAPRI | CAP189254 | EC000441 | EF000084 | Oui | 9.0
CAPRI | CAP189254 | EC000441 | EF000139 | EV000191 | 9.0
CAPRI | CAP189254 | EC000441 | EF000177 | 30 mm | 9.0
CAPRI | CAP189254 | EC000441 | EF000368 | 7 mm | 9.0
CAPRI | CAP189254 | EC000441 | EF000734 | Non | 9.0
CAPRI | CAP189254 | EC000441 | EF000878 | Oui | 9.0
CAPRI | CAP189254 | EC000441 | EF000881 | Oui | 9.0
CAPRI | CAP189254 | EC000441 | EF001062 | Oui | 9.0
CAPRI | CAP189254 | EC000441 | EF001210 | Non | 9.0
CAPRI | CAP189254 | EC000441 | EF001217 | EV009696 | 9.0
CAPRI | CAP189254 | EC000441 | EF001257 | EV000149 | 9.0
CAPRI | CAP189254 | EC000441 | EF001742 | -20 °C | 9.0
CAPRI | CAP189254 | EC000441 | EF001742 | 80 °C | 9.0
CAPRI | CAP189254 | EC000441 | EF001758 | EV003712 | 9.0
CAPRI | CAP189254 | EC000441 | EF002169 | EV000914 | 9.0
CAPRI | CAP189254 | EC000441 | EF003712 | 1,5 mm | 9.0
CAPRI | CAP189254 | EC000441 | EF004191 | Non | 9.0
CAPRI | CAP189254 | EC000441 | EF004685 | Non | 9.0
CAPRI | CAP189254 | EC000441 | EF005004 | Non | 9.0
CAPRI | CAP189254 | EC000441 | EF005049 | Non | 9.0
CAPRI | CAP189254 | EC000441 | EF005268 | 33 mm | 9.0
CAPRI | CAP189254 | EC000441 | EF005337 | Non | 9.0
CAPRI | CAP189254 | EC000441 | EF005466 | 10 mm | 9.0
CAPRI | CAP189254 | EC000441 | EF005466 | 18 mm | 9.0
CAPRI | CAP189254 | EC000441 | EF005474 | EV006422 | 9.0
CAPRI | CAP189254 | EC000441 | EF005474 | EV006619 | 9.0
CAPRI | CAP189254 | EC000441 | EF005728 | EV000494 | 9.0
CAPRI | CAP189254 | EC000441 | EF007839 | 25 | 9.0
CAPRI | CAP189254 | EC000441 | EF008404 | EV000494 | 9.0
CAPRI | CAP189254 | EC000441 | EF012184 | Non | 9.0
CAPRI | CAP189254 | EC000441 | EF012547 | Non | 9.0
CAPRI | CAP189254 | EC000441 | EF024919 | Non | 9.0
CAPRI | CAP189259 | EC000441 | EF000007 | EV000294 | 9.0
CAPRI | CAP189259 | EC000441 | EF000010 | EV000164 | 9.0
CAPRI | CAP189259 | EC000441 | EF000025 | Oui | 9.0
CAPRI | CAP189259 | EC000441 | EF000084 | Oui | 9.0
CAPRI | CAP189259 | EC000441 | EF000139 | EV006034 | 9.0
CAPRI | CAP189259 | EC000441 | EF000177 | 30 mm | 9.0
CAPRI | CAP189259 | EC000441 | EF000368 | 7 mm | 9.0
CAPRI | CAP189259 | EC000441 | EF000734 | Non | 9.0
CAPRI | CAP189259 | EC000441 | EF000878 | Oui | 9.0
CAPRI | CAP189259 | EC000441 | EF000881 | Oui | 9.0
CAPRI | CAP189259 | EC000441 | EF001062 | Oui | 9.0
CAPRI | CAP189259 | EC000441 | EF001210 | Non | 9.0
CAPRI | CAP189259 | EC000441 | EF001217 | EV009696 | 9.0
CAPRI | CAP189259 | EC000441 | EF001257 | EV006908 | 9.0
CAPRI | CAP189259 | EC000441 | EF001742 | -20 °C | 9.0
CAPRI | CAP189259 | EC000441 | EF001742 | 80 °C | 9.0
CAPRI | CAP189259 | EC000441 | EF001758 | EV003712 | 9.0
CAPRI | CAP189259 | EC000441 | EF002169 | EV000914 | 9.0
CAPRI | CAP189259 | EC000441 | EF003712 | 1,5 mm | 9.0
CAPRI | CAP189259 | EC000441 | EF004191 | Non | 9.0
CAPRI | CAP189259 | EC000441 | EF004685 | Non | 9.0
CAPRI | CAP189259 | EC000441 | EF005004 | Non | 9.0
CAPRI | CAP189259 | EC000441 | EF005049 | Non | 9.0
CAPRI | CAP189259 | EC000441 | EF005268 | 33 mm | 9.0
CAPRI | CAP189259 | EC000441 | EF005337 | Non | 9.0
CAPRI | CAP189259 | EC000441 | EF005466 | 10 mm | 9.0
CAPRI | CAP189259 | EC000441 | EF005466 | 18 mm | 9.0
CAPRI | CAP189259 | EC000441 | EF005474 | EV006422 | 9.0
CAPRI | CAP189259 | EC000441 | EF005474 | EV006619 | 9.0
CAPRI | CAP189259 | EC000441 | EF005728 | EV000494 | 9.0
CAPRI | CAP189259 | EC000441 | EF007839 | 25 | 9.0
CAPRI | CAP189259 | EC000441 | EF008404 | EV000494 | 9.0
CAPRI | CAP189259 | EC000441 | EF012184 | Non | 9.0
CAPRI | CAP189259 | EC000441 | EF012547 | Non | 9.0
CAPRI | CAP189259 | EC000441 | EF024919 | Non | 9.0
CAPRI | CAP189324 | EC000441 | EF000007 | EV003888 | 9.0
CAPRI | CAP189324 | EC000441 | EF000010 | EV000164 | 9.0
CAPRI | CAP189324 | EC000441 | EF000025 | Oui | 9.0
CAPRI | CAP189324 | EC000441 | EF000084 | Oui | 9.0
CAPRI | CAP189324 | EC000441 | EF000139 | EV000191 | 9.0
CAPRI | CAP189324 | EC000441 | EF000177 | 38 mm | 9.0
CAPRI | CAP189324 | EC000441 | EF000368 | 8 mm | 9.0
CAPRI | CAP189324 | EC000441 | EF000734 | Non | 9.0
CAPRI | CAP189324 | EC000441 | EF000878 | Oui | 9.0
CAPRI | CAP189324 | EC000441 | EF000881 | Oui | 9.0
CAPRI | CAP189324 | EC000441 | EF001062 | Oui | 9.0
CAPRI | CAP189324 | EC000441 | EF001210 | Non | 9.0
CAPRI | CAP189324 | EC000441 | EF001217 | EV009696 | 9.0
CAPRI | CAP189324 | EC000441 | EF001257 | EV000149 | 9.0
CAPRI | CAP189324 | EC000441 | EF001742 | -20 °C | 9.0
CAPRI | CAP189324 | EC000441 | EF001742 | 80 °C | 9.0
CAPRI | CAP189324 | EC000441 | EF001758 | EV003712 | 9.0
CAPRI | CAP189324 | EC000441 | EF002169 | EV000914 | 9.0
CAPRI | CAP189324 | EC000441 | EF003712 | 1,5 mm | 9.0
CAPRI | CAP189324 | EC000441 | EF004191 | Non | 9.0
CAPRI | CAP189324 | EC000441 | EF004685 | Non | 9.0
CAPRI | CAP189324 | EC000441 | EF005004 | Non | 9.0
CAPRI | CAP189324 | EC000441 | EF005049 | Non | 9.0
CAPRI | CAP189324 | EC000441 | EF005268 | 41,8 mm | 9.0
CAPRI | CAP189324 | EC000441 | EF005337 | Non | 9.0
CAPRI | CAP189324 | EC000441 | EF005466 | 16 mm | 9.0
CAPRI | CAP189324 | EC000441 | EF005466 | 24,5 mm | 9.0
CAPRI | CAP189324 | EC000441 | EF005474 | EV006422 | 9.0
CAPRI | CAP189324 | EC000441 | EF005474 | EV006619 | 9.0
CAPRI | CAP189324 | EC000441 | EF005728 | EV000494 | 9.0
CAPRI | CAP189324 | EC000441 | EF007839 | 32 | 9.0
CAPRI | CAP189324 | EC000441 | EF008404 | EV000494 | 9.0
CAPRI | CAP189324 | EC000441 | EF012184 | Non | 9.0
CAPRI | CAP189324 | EC000441 | EF012547 | Non | 9.0
CAPRI | CAP189324 | EC000441 | EF024919 | Non | 9.0
CAPRI | CAP189404 | EC000441 | EF000007 | EV003888 | 9.0
CAPRI | CAP189404 | EC000441 | EF000010 | EV000164 | 9.0
CAPRI | CAP189404 | EC000441 | EF000025 | Oui | 9.0
CAPRI | CAP189404 | EC000441 | EF000084 | Oui | 9.0
CAPRI | CAP189404 | EC000441 | EF000139 | EV000191 | 9.0
CAPRI | CAP189404 | EC000441 | EF000177 | 47 mm | 9.0
CAPRI | CAP189404 | EC000441 | EF000368 | 8 mm | 9.0
CAPRI | CAP189404 | EC000441 | EF000734 | Non | 9.0
CAPRI | CAP189404 | EC000441 | EF000878 | Oui | 9.0
CAPRI | CAP189404 | EC000441 | EF000881 | Oui | 9.0
CAPRI | CAP189404 | EC000441 | EF001062 | Oui | 9.0
CAPRI | CAP189404 | EC000441 | EF001210 | Non | 9.0
CAPRI | CAP189404 | EC000441 | EF001217 | EV009696 | 9.0
CAPRI | CAP189404 | EC000441 | EF001257 | EV000149 | 9.0
CAPRI | CAP189404 | EC000441 | EF001742 | -20 °C | 9.0
CAPRI | CAP189404 | EC000441 | EF001742 | 80 °C | 9.0
CAPRI | CAP189404 | EC000441 | EF001758 | EV003712 | 9.0
CAPRI | CAP189404 | EC000441 | EF002169 | EV000914 | 9.0
CAPRI | CAP189404 | EC000441 | EF003712 | 1,5 mm | 9.0
CAPRI | CAP189404 | EC000441 | EF004191 | Non | 9.0
CAPRI | CAP189404 | EC000441 | EF004685 | Non | 9.0
CAPRI | CAP189404 | EC000441 | EF005004 | Non | 9.0
CAPRI | CAP189404 | EC000441 | EF005049 | Non | 9.0
CAPRI | CAP189404 | EC000441 | EF005268 | 51,7 mm | 9.0
CAPRI | CAP189404 | EC000441 | EF005337 | Non | 9.0
CAPRI | CAP189404 | EC000441 | EF005466 | 22 mm | 9.0
CAPRI | CAP189404 | EC000441 | EF005466 | 32 mm | 9.0
CAPRI | CAP189404 | EC000441 | EF005474 | EV006422 | 9.0
CAPRI | CAP189404 | EC000441 | EF005474 | EV006619 | 9.0
CAPRI | CAP189404 | EC000441 | EF005728 | EV000494 | 9.0
CAPRI | CAP189404 | EC000441 | EF007839 | 40 | 9.0
CAPRI | CAP189404 | EC000441 | EF008404 | EV000494 | 9.0
CAPRI | CAP189404 | EC000441 | EF012184 | Non | 9.0
CAPRI | CAP189404 | EC000441 | EF012547 | Non | 9.0
CAPRI | CAP189404 | EC000441 | EF024919 | Non | 9.0
CAPRI | CAP189409 | EC000441 | EF000007 | EV000294 | 9.0
CAPRI | CAP189409 | EC000441 | EF000010 | EV000164 | 9.0
CAPRI | CAP189409 | EC000441 | EF000025 | Oui | 9.0
CAPRI | CAP189409 | EC000441 | EF000084 | Oui | 9.0
CAPRI | CAP189409 | EC000441 | EF000139 | EV006034 | 9.0
CAPRI | CAP189409 | EC000441 | EF000177 | 47 mm | 9.0
CAPRI | CAP189409 | EC000441 | EF000368 | 8 mm | 9.0
CAPRI | CAP189409 | EC000441 | EF000734 | Non | 9.0
CAPRI | CAP189409 | EC000441 | EF000878 | Oui | 9.0
CAPRI | CAP189409 | EC000441 | EF000881 | Oui | 9.0
CAPRI | CAP189409 | EC000441 | EF001062 | Oui | 9.0
CAPRI | CAP189409 | EC000441 | EF001210 | Non | 9.0
CAPRI | CAP189409 | EC000441 | EF001217 | EV009696 | 9.0
CAPRI | CAP189409 | EC000441 | EF001257 | EV006908 | 9.0
CAPRI | CAP189409 | EC000441 | EF001742 | -20 °C | 9.0
CAPRI | CAP189409 | EC000441 | EF001742 | 80 °C | 9.0
CAPRI | CAP189409 | EC000441 | EF001758 | EV003712 | 9.0
CAPRI | CAP189409 | EC000441 | EF002169 | EV000914 | 9.0
CAPRI | CAP189409 | EC000441 | EF003712 | 1,5 mm | 9.0
CAPRI | CAP189409 | EC000441 | EF004191 | Non | 9.0
CAPRI | CAP189409 | EC000441 | EF004685 | Non | 9.0
CAPRI | CAP189409 | EC000441 | EF005004 | Non | 9.0
CAPRI | CAP189409 | EC000441 | EF005049 | Non | 9.0
CAPRI | CAP189409 | EC000441 | EF005268 | 51,7 mm | 9.0
CAPRI | CAP189409 | EC000441 | EF005337 | Non | 9.0
CAPRI | CAP189409 | EC000441 | EF005466 | 22 mm | 9.0
CAPRI | CAP189409 | EC000441 | EF005466 | 32 mm | 9.0
CAPRI | CAP189409 | EC000441 | EF005474 | EV006422 | 9.0
CAPRI | CAP189409 | EC000441 | EF005474 | EV006619 | 9.0
CAPRI | CAP189409 | EC000441 | EF005728 | EV000494 | 9.0
CAPRI | CAP189409 | EC000441 | EF007839 | 40 | 9.0
CAPRI | CAP189409 | EC000441 | EF008404 | EV000494 | 9.0
CAPRI | CAP189409 | EC000441 | EF012184 | Non | 9.0
CAPRI | CAP189409 | EC000441 | EF012547 | Non | 9.0
CAPRI | CAP189409 | EC000441 | EF024919 | Non | 9.0
CAPRI | CAP189504 | EC000441 | EF000007 | EV003888 | 9.0
CAPRI | CAP189504 | EC000441 | EF000010 | EV000164 | 9.0
CAPRI | CAP189504 | EC000441 | EF000025 | Oui | 9.0
CAPRI | CAP189504 | EC000441 | EF000084 | Oui | 9.0
CAPRI | CAP189504 | EC000441 | EF000139 | EV000191 | 9.0
CAPRI | CAP189504 | EC000441 | EF000177 | 57 mm | 9.0
CAPRI | CAP189504 | EC000441 | EF000368 | 9 mm | 9.0
CAPRI | CAP189504 | EC000441 | EF000734 | Non | 9.0
CAPRI | CAP189504 | EC000441 | EF000878 | Oui | 9.0
CAPRI | CAP189504 | EC000441 | EF000881 | Oui | 9.0
CAPRI | CAP189504 | EC000441 | EF001062 | Oui | 9.0
CAPRI | CAP189504 | EC000441 | EF001210 | Non | 9.0
CAPRI | CAP189504 | EC000441 | EF001217 | EV009696 | 9.0
CAPRI | CAP189504 | EC000441 | EF001257 | EV000149 | 9.0
CAPRI | CAP189504 | EC000441 | EF001742 | -20 °C | 9.0
CAPRI | CAP189504 | EC000441 | EF001742 | 80 °C | 9.0
CAPRI | CAP189504 | EC000441 | EF001758 | EV003712 | 9.0
CAPRI | CAP189504 | EC000441 | EF002169 | EV000914 | 9.0
CAPRI | CAP189504 | EC000441 | EF003712 | 1,5 mm | 9.0
CAPRI | CAP189504 | EC000441 | EF004191 | Non | 9.0
CAPRI | CAP189504 | EC000441 | EF004685 | Non | 9.0
CAPRI | CAP189504 | EC000441 | EF005004 | Non | 9.0
CAPRI | CAP189504 | EC000441 | EF005049 | Non | 9.0
CAPRI | CAP189504 | EC000441 | EF005268 | 62,7 mm | 9.0
CAPRI | CAP189504 | EC000441 | EF005337 | Non | 9.0
CAPRI | CAP189504 | EC000441 | EF005466 | 29 mm | 9.0
CAPRI | CAP189504 | EC000441 | EF005466 | 40,5 mm | 9.0
CAPRI | CAP189504 | EC000441 | EF005474 | EV006422 | 9.0
CAPRI | CAP189504 | EC000441 | EF005474 | EV006619 | 9.0
CAPRI | CAP189504 | EC000441 | EF005728 | EV000494 | 9.0
CAPRI | CAP189504 | EC000441 | EF007839 | 50 | 9.0
CAPRI | CAP189504 | EC000441 | EF008404 | EV000494 | 9.0
CAPRI | CAP189504 | EC000441 | EF012184 | Non | 9.0
CAPRI | CAP189504 | EC000441 | EF012547 | Non | 9.0
CAPRI | CAP189504 | EC000441 | EF024919 | Non | 9.0
CAPRI | CAP189509 | EC000441 | EF000007 | EV000294 | 9.0
CAPRI | CAP189509 | EC000441 | EF000010 | EV000164 | 9.0
CAPRI | CAP189509 | EC000441 | EF000025 | Oui | 9.0
CAPRI | CAP189509 | EC000441 | EF000084 | Oui | 9.0
CAPRI | CAP189509 | EC000441 | EF000139 | EV006034 | 9.0
CAPRI | CAP189509 | EC000441 | EF000177 | 57 mm | 9.0
CAPRI | CAP189509 | EC000441 | EF000368 | 9 mm | 9.0
CAPRI | CAP189509 | EC000441 | EF000734 | Non | 9.0
CAPRI | CAP189509 | EC000441 | EF000878 | Oui | 9.0
CAPRI | CAP189509 | EC000441 | EF000881 | Oui | 9.0
CAPRI | CAP189509 | EC000441 | EF001062 | Oui | 9.0
CAPRI | CAP189509 | EC000441 | EF001210 | Non | 9.0
CAPRI | CAP189509 | EC000441 | EF001217 | EV009696 | 9.0
CAPRI | CAP189509 | EC000441 | EF001257 | EV006908 | 9.0
CAPRI | CAP189509 | EC000441 | EF001742 | -20 °C | 9.0
CAPRI | CAP189509 | EC000441 | EF001742 | 80 °C | 9.0
CAPRI | CAP189509 | EC000441 | EF001758 | EV003712 | 9.0
CAPRI | CAP189509 | EC000441 | EF002169 | EV000914 | 9.0
CAPRI | CAP189509 | EC000441 | EF003712 | 1,5 mm | 9.0
CAPRI | CAP189509 | EC000441 | EF004191 | Non | 9.0
CAPRI | CAP189509 | EC000441 | EF004685 | Non | 9.0
CAPRI | CAP189509 | EC000441 | EF005004 | Non | 9.0
CAPRI | CAP189509 | EC000441 | EF005049 | Non | 9.0
CAPRI | CAP189509 | EC000441 | EF005268 | 62,7 mm | 9.0
CAPRI | CAP189509 | EC000441 | EF005337 | Non | 9.0
CAPRI | CAP189509 | EC000441 | EF005466 | 29 mm | 9.0
CAPRI | CAP189509 | EC000441 | EF005466 | 40,5 mm | 9.0
CAPRI | CAP189509 | EC000441 | EF005474 | EV006422 | 9.0
CAPRI | CAP189509 | EC000441 | EF005474 | EV006619 | 9.0
CAPRI | CAP189509 | EC000441 | EF005728 | EV000494 | 9.0
CAPRI | CAP189509 | EC000441 | EF007839 | 50 | 9.0
CAPRI | CAP189509 | EC000441 | EF008404 | EV000494 | 9.0
CAPRI | CAP189509 | EC000441 | EF012184 | Non | 9.0
CAPRI | CAP189509 | EC000441 | EF012547 | Non | 9.0
CAPRI | CAP189509 | EC000441 | EF024919 | Non | 9.0
CAPRI | CAP189544 | EC000441 | EF000007 | EV003888 | 9.0
CAPRI | CAP189544 | EC000441 | EF000010 | EV000164 | 9.0
CAPRI | CAP189544 | EC000441 | EF000025 | Oui | 9.0
CAPRI | CAP189544 | EC000441 | EF000084 | Oui | 9.0
CAPRI | CAP189544 | EC000441 | EF000139 | EV000191 | 9.0
CAPRI | CAP189544 | EC000441 | EF000177 | 15 mm | 9.0
CAPRI | CAP189544 | EC000441 | EF000368 | 6,5 mm | 9.0
CAPRI | CAP189544 | EC000441 | EF000734 | Non | 9.0
CAPRI | CAP189544 | EC000441 | EF000878 | Oui | 9.0
CAPRI | CAP189544 | EC000441 | EF000881 | Oui | 9.0
CAPRI | CAP189544 | EC000441 | EF001062 | Oui | 9.0
CAPRI | CAP189544 | EC000441 | EF001210 | Non | 9.0
CAPRI | CAP189544 | EC000441 | EF001217 | EV009696 | 9.0
CAPRI | CAP189544 | EC000441 | EF001257 | EV000149 | 9.0
CAPRI | CAP189544 | EC000441 | EF001742 | -20 °C | 9.0
CAPRI | CAP189544 | EC000441 | EF001742 | 80 °C | 9.0
CAPRI | CAP189544 | EC000441 | EF001758 | EV003712 | 9.0
CAPRI | CAP189544 | EC000441 | EF002169 | EV000914 | 9.0
CAPRI | CAP189544 | EC000441 | EF003712 | 1,5 mm | 9.0
CAPRI | CAP189544 | EC000441 | EF004191 | Non | 9.0
CAPRI | CAP189544 | EC000441 | EF004685 | Non | 9.0
CAPRI | CAP189544 | EC000441 | EF005004 | Non | 9.0
CAPRI | CAP189544 | EC000441 | EF005049 | Non | 9.0
CAPRI | CAP189544 | EC000441 | EF005268 | 16,5 mm | 9.0
CAPRI | CAP189544 | EC000441 | EF005337 | Non | 9.0
CAPRI | CAP189544 | EC000441 | EF005466 | 3 mm | 9.0
CAPRI | CAP189544 | EC000441 | EF005466 | 6,5 mm | 9.0
CAPRI | CAP189544 | EC000441 | EF005474 | EV006422 | 9.0
CAPRI | CAP189544 | EC000441 | EF005474 | EV006619 | 9.0
CAPRI | CAP189544 | EC000441 | EF005728 | EV000494 | 9.0
CAPRI | CAP189544 | EC000441 | EF007839 | 16 | 9.0
CAPRI | CAP189544 | EC000441 | EF008404 | EV000494 | 9.0
CAPRI | CAP189544 | EC000441 | EF012184 | Non | 9.0
CAPRI | CAP189544 | EC000441 | EF012547 | Non | 9.0
CAPRI | CAP189544 | EC000441 | EF024919 | Non | 9.0
CAPRI | CAP189554 | EC000441 | EF000007 | EV003888 | 9.0
CAPRI | CAP189554 | EC000441 | EF000010 | EV000164 | 9.0
CAPRI | CAP189554 | EC000441 | EF000025 | Oui | 9.0
CAPRI | CAP189554 | EC000441 | EF000084 | Oui | 9.0
CAPRI | CAP189554 | EC000441 | EF000139 | EV000191 | 9.0
CAPRI | CAP189554 | EC000441 | EF000177 | 20 mm | 9.0
CAPRI | CAP189554 | EC000441 | EF000368 | 6,5 mm | 9.0
CAPRI | CAP189554 | EC000441 | EF000734 | Non | 9.0
CAPRI | CAP189554 | EC000441 | EF000878 | Oui | 9.0
CAPRI | CAP189554 | EC000441 | EF000881 | Oui | 9.0
CAPRI | CAP189554 | EC000441 | EF001062 | Oui | 9.0
CAPRI | CAP189554 | EC000441 | EF001210 | Non | 9.0
CAPRI | CAP189554 | EC000441 | EF001217 | EV009696 | 9.0
CAPRI | CAP189554 | EC000441 | EF001257 | EV000149 | 9.0
CAPRI | CAP189554 | EC000441 | EF001742 | -20 °C | 9.0
CAPRI | CAP189554 | EC000441 | EF001742 | 80 °C | 9.0
CAPRI | CAP189554 | EC000441 | EF001758 | EV003712 | 9.0
CAPRI | CAP189554 | EC000441 | EF002169 | EV000914 | 9.0
CAPRI | CAP189554 | EC000441 | EF003712 | 1,5 mm | 9.0
CAPRI | CAP189554 | EC000441 | EF004191 | Non | 9.0
CAPRI | CAP189554 | EC000441 | EF004685 | Non | 9.0
CAPRI | CAP189554 | EC000441 | EF005004 | Non | 9.0
CAPRI | CAP189554 | EC000441 | EF005049 | Non | 9.0
CAPRI | CAP189554 | EC000441 | EF005268 | 22 mm | 9.0
CAPRI | CAP189554 | EC000441 | EF005337 | Non | 9.0
CAPRI | CAP189554 | EC000441 | EF005466 | 10 mm | 9.0
CAPRI | CAP189554 | EC000441 | EF005466 | 4,5 mm | 9.0
CAPRI | CAP189554 | EC000441 | EF005474 | EV006422 | 9.0
CAPRI | CAP189554 | EC000441 | EF005474 | EV006619 | 9.0
CAPRI | CAP189554 | EC000441 | EF005728 | EV000494 | 9.0
CAPRI | CAP189554 | EC000441 | EF007839 | 20 | 9.0
CAPRI | CAP189554 | EC000441 | EF008404 | EV000494 | 9.0
CAPRI | CAP189554 | EC000441 | EF012184 | Non | 9.0
CAPRI | CAP189554 | EC000441 | EF012547 | Non | 9.0
CAPRI | CAP189554 | EC000441 | EF024919 | Non | 9.0
CAPRI | CAP189564 | EC000441 | EF000007 | EV003888 | 9.0
CAPRI | CAP189564 | EC000441 | EF000010 | EV000164 | 9.0
CAPRI | CAP189564 | EC000441 | EF000025 | Oui | 9.0
CAPRI | CAP189564 | EC000441 | EF000084 | Oui | 9.0
CAPRI | CAP189564 | EC000441 | EF000139 | EV000191 | 9.0
CAPRI | CAP189564 | EC000441 | EF000177 | 24 mm | 9.0
CAPRI | CAP189564 | EC000441 | EF000368 | 7 mm | 9.0
CAPRI | CAP189564 | EC000441 | EF000734 | Non | 9.0
CAPRI | CAP189564 | EC000441 | EF000878 | Oui | 9.0
CAPRI | CAP189564 | EC000441 | EF000881 | Oui | 9.0
CAPRI | CAP189564 | EC000441 | EF001062 | Oui | 9.0
CAPRI | CAP189564 | EC000441 | EF001210 | Non | 9.0
CAPRI | CAP189564 | EC000441 | EF001217 | EV009696 | 9.0
CAPRI | CAP189564 | EC000441 | EF001257 | EV000149 | 9.0
CAPRI | CAP189564 | EC000441 | EF001742 | -20 °C | 9.0
CAPRI | CAP189564 | EC000441 | EF001742 | 80 °C | 9.0
CAPRI | CAP189564 | EC000441 | EF001758 | EV003712 | 9.0
CAPRI | CAP189564 | EC000441 | EF002169 | EV000914 | 9.0
CAPRI | CAP189564 | EC000441 | EF003712 | 1,5 mm | 9.0
CAPRI | CAP189564 | EC000441 | EF004191 | Non | 9.0
CAPRI | CAP189564 | EC000441 | EF004685 | Non | 9.0
CAPRI | CAP189564 | EC000441 | EF005004 | Non | 9.0
CAPRI | CAP189564 | EC000441 | EF005049 | Non | 9.0
CAPRI | CAP189564 | EC000441 | EF005268 | 26,4 mm | 9.0
CAPRI | CAP189564 | EC000441 | EF005337 | Non | 9.0
CAPRI | CAP189564 | EC000441 | EF005466 | 13 mm | 9.0
CAPRI | CAP189564 | EC000441 | EF005466 | 6 mm | 9.0
CAPRI | CAP189564 | EC000441 | EF005474 | EV006422 | 9.0
CAPRI | CAP189564 | EC000441 | EF005474 | EV006619 | 9.0
CAPRI | CAP189564 | EC000441 | EF005728 | EV000494 | 9.0
CAPRI | CAP189564 | EC000441 | EF007839 | 25 | 9.0
CAPRI | CAP189564 | EC000441 | EF008404 | EV000494 | 9.0
CAPRI | CAP189564 | EC000441 | EF012184 | Non | 9.0
CAPRI | CAP189564 | EC000441 | EF012547 | Non | 9.0
CAPRI | CAP189564 | EC000441 | EF024919 | Non | 9.0
CAPRI | CAP189574 | EC000441 | EF000007 | EV003888 | 9.0
CAPRI | CAP189574 | EC000441 | EF000010 | EV000164 | 9.0
CAPRI | CAP189574 | EC000441 | EF000025 | Oui | 9.0
CAPRI | CAP189574 | EC000441 | EF000084 | Oui | 9.0
CAPRI | CAP189574 | EC000441 | EF000139 | EV000191 | 9.0
CAPRI | CAP189574 | EC000441 | EF000177 | 30 mm | 9.0
CAPRI | CAP189574 | EC000441 | EF000368 | 8 mm | 9.0
CAPRI | CAP189574 | EC000441 | EF000734 | Non | 9.0
CAPRI | CAP189574 | EC000441 | EF000878 | Oui | 9.0
CAPRI | CAP189574 | EC000441 | EF000881 | Oui | 9.0
CAPRI | CAP189574 | EC000441 | EF001062 | Oui | 9.0
CAPRI | CAP189574 | EC000441 | EF001210 | Non | 9.0
CAPRI | CAP189574 | EC000441 | EF001217 | EV009696 | 9.0
CAPRI | CAP189574 | EC000441 | EF001257 | EV000149 | 9.0
CAPRI | CAP189574 | EC000441 | EF001742 | -20 °C | 9.0
CAPRI | CAP189574 | EC000441 | EF001742 | 80 °C | 9.0
CAPRI | CAP189574 | EC000441 | EF001758 | EV003712 | 9.0
CAPRI | CAP189574 | EC000441 | EF002169 | EV000914 | 9.0
CAPRI | CAP189574 | EC000441 | EF003712 | 1,5 mm | 9.0
CAPRI | CAP189574 | EC000441 | EF004191 | Non | 9.0
CAPRI | CAP189574 | EC000441 | EF004685 | Non | 9.0
CAPRI | CAP189574 | EC000441 | EF005004 | Non | 9.0
CAPRI | CAP189574 | EC000441 | EF005049 | Non | 9.0
CAPRI | CAP189574 | EC000441 | EF005268 | 33 mm | 9.0
CAPRI | CAP189574 | EC000441 | EF005337 | Non | 9.0
CAPRI | CAP189574 | EC000441 | EF005466 | 10 mm | 9.0
CAPRI | CAP189574 | EC000441 | EF005466 | 18 mm | 9.0
CAPRI | CAP189574 | EC000441 | EF005474 | EV006422 | 9.0
CAPRI | CAP189574 | EC000441 | EF005474 | EV006619 | 9.0
CAPRI | CAP189574 | EC000441 | EF005728 | EV000494 | 9.0
CAPRI | CAP189574 | EC000441 | EF007839 | 32 | 9.0
CAPRI | CAP189574 | EC000441 | EF008404 | EV000494 | 9.0
CAPRI | CAP189574 | EC000441 | EF012184 | Non | 9.0
CAPRI | CAP189574 | EC000441 | EF012547 | Non | 9.0
CAPRI | CAP189574 | EC000441 | EF024919 | Non | 9.0
CAPRI | CAP189584 | EC000441 | EF000007 | EV003888 | 9.0
CAPRI | CAP189584 | EC000441 | EF000010 | EV000164 | 9.0
CAPRI | CAP189584 | EC000441 | EF000025 | Oui | 9.0
CAPRI | CAP189584 | EC000441 | EF000084 | Oui | 9.0
CAPRI | CAP189584 | EC000441 | EF000139 | EV000191 | 9.0
CAPRI | CAP189584 | EC000441 | EF000177 | 38 mm | 9.0
CAPRI | CAP189584 | EC000441 | EF000368 | 8 mm | 9.0
CAPRI | CAP189584 | EC000441 | EF000734 | Non | 9.0
CAPRI | CAP189584 | EC000441 | EF000878 | Oui | 9.0
CAPRI | CAP189584 | EC000441 | EF000881 | Oui | 9.0
CAPRI | CAP189584 | EC000441 | EF001062 | Oui | 9.0
CAPRI | CAP189584 | EC000441 | EF001210 | Non | 9.0
CAPRI | CAP189584 | EC000441 | EF001217 | EV009696 | 9.0
CAPRI | CAP189584 | EC000441 | EF001257 | EV000149 | 9.0
CAPRI | CAP189584 | EC000441 | EF001742 | -20 °C | 9.0
CAPRI | CAP189584 | EC000441 | EF001742 | 80 °C | 9.0
CAPRI | CAP189584 | EC000441 | EF001758 | EV003712 | 9.0
CAPRI | CAP189584 | EC000441 | EF002169 | EV000914 | 9.0
CAPRI | CAP189584 | EC000441 | EF003712 | 1,5 mm | 9.0
CAPRI | CAP189584 | EC000441 | EF004191 | Non | 9.0
CAPRI | CAP189584 | EC000441 | EF004685 | Non | 9.0
CAPRI | CAP189584 | EC000441 | EF005004 | Non | 9.0
CAPRI | CAP189584 | EC000441 | EF005049 | Non | 9.0
CAPRI | CAP189584 | EC000441 | EF005268 | 41,8 mm | 9.0
CAPRI | CAP189584 | EC000441 | EF005337 | Non | 9.0
CAPRI | CAP189584 | EC000441 | EF005466 | 16 mm | 9.0
CAPRI | CAP189584 | EC000441 | EF005466 | 24,5 mm | 9.0
CAPRI | CAP189584 | EC000441 | EF005474 | EV006422 | 9.0
CAPRI | CAP189584 | EC000441 | EF005474 | EV006619 | 9.0
CAPRI | CAP189584 | EC000441 | EF005728 | EV000494 | 9.0
CAPRI | CAP189584 | EC000441 | EF007839 | 40 | 9.0
CAPRI | CAP189584 | EC000441 | EF008404 | EV000494 | 9.0
CAPRI | CAP189584 | EC000441 | EF012184 | Non | 9.0
CAPRI | CAP189584 | EC000441 | EF012547 | Non | 9.0
CAPRI | CAP189584 | EC000441 | EF024919 | Non | 9.0
CAPRI | CAP189589 | EC000441 | EF000007 | EV000294 | 9.0
CAPRI | CAP189589 | EC000441 | EF000010 | EV000164 | 9.0
CAPRI | CAP189589 | EC000441 | EF000025 | Oui | 9.0
CAPRI | CAP189589 | EC000441 | EF000084 | Oui | 9.0
CAPRI | CAP189589 | EC000441 | EF000139 | EV006034 | 9.0
CAPRI | CAP189589 | EC000441 | EF000177 | 38 mm | 9.0
CAPRI | CAP189589 | EC000441 | EF000368 | 8 mm | 9.0
CAPRI | CAP189589 | EC000441 | EF000734 | Non | 9.0
CAPRI | CAP189589 | EC000441 | EF000878 | Oui | 9.0
CAPRI | CAP189589 | EC000441 | EF000881 | Oui | 9.0
CAPRI | CAP189589 | EC000441 | EF001062 | Oui | 9.0
CAPRI | CAP189589 | EC000441 | EF001210 | Non | 9.0
CAPRI | CAP189589 | EC000441 | EF001217 | EV009696 | 9.0
CAPRI | CAP189589 | EC000441 | EF001257 | EV006908 | 9.0
CAPRI | CAP189589 | EC000441 | EF001742 | -20 °C | 9.0
CAPRI | CAP189589 | EC000441 | EF001742 | 80 °C | 9.0
CAPRI | CAP189589 | EC000441 | EF001758 | EV003712 | 9.0
CAPRI | CAP189589 | EC000441 | EF002169 | EV000914 | 9.0
CAPRI | CAP189589 | EC000441 | EF003712 | 1,5 mm | 9.0
CAPRI | CAP189589 | EC000441 | EF004191 | Non | 9.0
CAPRI | CAP189589 | EC000441 | EF004685 | Non | 9.0
CAPRI | CAP189589 | EC000441 | EF005004 | Non | 9.0
CAPRI | CAP189589 | EC000441 | EF005049 | Non | 9.0
CAPRI | CAP189589 | EC000441 | EF005268 | 41,8 mm | 9.0
CAPRI | CAP189589 | EC000441 | EF005337 | Non | 9.0
CAPRI | CAP189589 | EC000441 | EF005466 | 16 mm | 9.0
CAPRI | CAP189589 | EC000441 | EF005466 | 24,5 mm | 9.0
CAPRI | CAP189589 | EC000441 | EF005474 | EV006422 | 9.0
CAPRI | CAP189589 | EC000441 | EF005474 | EV006619 | 9.0
CAPRI | CAP189589 | EC000441 | EF005728 | EV000494 | 9.0
CAPRI | CAP189589 | EC000441 | EF007839 | 40 | 9.0
CAPRI | CAP189589 | EC000441 | EF008404 | EV000494 | 9.0
CAPRI | CAP189589 | EC000441 | EF012184 | Non | 9.0
CAPRI | CAP189589 | EC000441 | EF012547 | Non | 9.0
CAPRI | CAP189589 | EC000441 | EF024919 | Non | 9.0
CAPRI | CAP189594 | EC000441 | EF000007 | EV003888 | 9.0
CAPRI | CAP189594 | EC000441 | EF000010 | EV000164 | 9.0
CAPRI | CAP189594 | EC000441 | EF000025 | Oui | 9.0
CAPRI | CAP189594 | EC000441 | EF000084 | Oui | 9.0
CAPRI | CAP189594 | EC000441 | EF000139 | EV000191 | 9.0
CAPRI | CAP189594 | EC000441 | EF000177 | 47 mm | 9.0
CAPRI | CAP189594 | EC000441 | EF000368 | 9 mm | 9.0
CAPRI | CAP189594 | EC000441 | EF000734 | Non | 9.0
CAPRI | CAP189594 | EC000441 | EF000878 | Oui | 9.0
CAPRI | CAP189594 | EC000441 | EF000881 | Oui | 9.0
CAPRI | CAP189594 | EC000441 | EF001062 | Oui | 9.0
CAPRI | CAP189594 | EC000441 | EF001210 | Non | 9.0
CAPRI | CAP189594 | EC000441 | EF001217 | EV009696 | 9.0
CAPRI | CAP189594 | EC000441 | EF001257 | EV000149 | 9.0
CAPRI | CAP189594 | EC000441 | EF001742 | -20 °C | 9.0
CAPRI | CAP189594 | EC000441 | EF001742 | 80 °C | 9.0
CAPRI | CAP189594 | EC000441 | EF001758 | EV003712 | 9.0
CAPRI | CAP189594 | EC000441 | EF002169 | EV000914 | 9.0
CAPRI | CAP189594 | EC000441 | EF003712 | 1,5 mm | 9.0
CAPRI | CAP189594 | EC000441 | EF004191 | Non | 9.0
CAPRI | CAP189594 | EC000441 | EF004685 | Non | 9.0
CAPRI | CAP189594 | EC000441 | EF005004 | Non | 9.0
CAPRI | CAP189594 | EC000441 | EF005049 | Non | 9.0
CAPRI | CAP189594 | EC000441 | EF005268 | 51,7 mm | 9.0
CAPRI | CAP189594 | EC000441 | EF005337 | Non | 9.0
CAPRI | CAP189594 | EC000441 | EF005466 | 22 mm | 9.0
CAPRI | CAP189594 | EC000441 | EF005466 | 32 mm | 9.0
CAPRI | CAP189594 | EC000441 | EF005474 | EV006422 | 9.0
CAPRI | CAP189594 | EC000441 | EF005474 | EV006619 | 9.0
CAPRI | CAP189594 | EC000441 | EF005728 | EV000494 | 9.0
CAPRI | CAP189594 | EC000441 | EF007839 | 50 | 9.0
CAPRI | CAP189594 | EC000441 | EF008404 | EV000494 | 9.0
CAPRI | CAP189594 | EC000441 | EF012184 | Non | 9.0
CAPRI | CAP189594 | EC000441 | EF012547 | Non | 9.0
CAPRI | CAP189594 | EC000441 | EF024919 | Non | 9.0
CAPRI | CAP189599 | EC000441 | EF000007 | EV000294 | 9.0
CAPRI | CAP189599 | EC000441 | EF000010 | EV000164 | 9.0
CAPRI | CAP189599 | EC000441 | EF000025 | Oui | 9.0
CAPRI | CAP189599 | EC000441 | EF000084 | Oui | 9.0
CAPRI | CAP189599 | EC000441 | EF000139 | EV006034 | 9.0
CAPRI | CAP189599 | EC000441 | EF000177 | 47 mm | 9.0
CAPRI | CAP189599 | EC000441 | EF000368 | 9 mm | 9.0
CAPRI | CAP189599 | EC000441 | EF000734 | Non | 9.0
CAPRI | CAP189599 | EC000441 | EF000878 | Oui | 9.0
CAPRI | CAP189599 | EC000441 | EF000881 | Oui | 9.0
CAPRI | CAP189599 | EC000441 | EF001062 | Oui | 9.0
CAPRI | CAP189599 | EC000441 | EF001210 | Non | 9.0
CAPRI | CAP189599 | EC000441 | EF001217 | EV009696 | 9.0
CAPRI | CAP189599 | EC000441 | EF001257 | EV006908 | 9.0
CAPRI | CAP189599 | EC000441 | EF001742 | -20 °C | 9.0
CAPRI | CAP189599 | EC000441 | EF001742 | 80 °C | 9.0
CAPRI | CAP189599 | EC000441 | EF001758 | EV003712 | 9.0
CAPRI | CAP189599 | EC000441 | EF002169 | EV000914 | 9.0
CAPRI | CAP189599 | EC000441 | EF003712 | 1,5 mm | 9.0
CAPRI | CAP189599 | EC000441 | EF004191 | Non | 9.0
CAPRI | CAP189599 | EC000441 | EF004685 | Non | 9.0
CAPRI | CAP189599 | EC000441 | EF005004 | Non | 9.0
CAPRI | CAP189599 | EC000441 | EF005049 | Non | 9.0
CAPRI | CAP189599 | EC000441 | EF005268 | 51,7 mm | 9.0
CAPRI | CAP189599 | EC000441 | EF005337 | Non | 9.0
CAPRI | CAP189599 | EC000441 | EF005466 | 22 mm | 9.0
CAPRI | CAP189599 | EC000441 | EF005466 | 32 mm | 9.0
CAPRI | CAP189599 | EC000441 | EF005474 | EV006422 | 9.0
CAPRI | CAP189599 | EC000441 | EF005474 | EV006619 | 9.0
CAPRI | CAP189599 | EC000441 | EF005728 | EV000494 | 9.0
CAPRI | CAP189599 | EC000441 | EF007839 | 50 | 9.0
CAPRI | CAP189599 | EC000441 | EF008404 | EV000494 | 9.0
CAPRI | CAP189599 | EC000441 | EF012184 | Non | 9.0
CAPRI | CAP189599 | EC000441 | EF012547 | Non | 9.0
CAPRI | CAP189599 | EC000441 | EF024919 | Non | 9.0
CAPRI | CAP189604 | EC000441 | EF000007 | EV003888 | 9.0
CAPRI | CAP189604 | EC000441 | EF000010 | EV000164 | 9.0
CAPRI | CAP189604 | EC000441 | EF000025 | Oui | 9.0
CAPRI | CAP189604 | EC000441 | EF000084 | Oui | 9.0
CAPRI | CAP189604 | EC000441 | EF000139 | EV000191 | 9.0
CAPRI | CAP189604 | EC000441 | EF000177 | 57 mm | 9.0
CAPRI | CAP189604 | EC000441 | EF000368 | 10 mm | 9.0
CAPRI | CAP189604 | EC000441 | EF000734 | Non | 9.0
CAPRI | CAP189604 | EC000441 | EF000878 | Oui | 9.0
CAPRI | CAP189604 | EC000441 | EF000881 | Oui | 9.0
CAPRI | CAP189604 | EC000441 | EF001062 | Oui | 9.0
CAPRI | CAP189604 | EC000441 | EF001210 | Non | 9.0
CAPRI | CAP189604 | EC000441 | EF001217 | EV009696 | 9.0
CAPRI | CAP189604 | EC000441 | EF001257 | EV000149 | 9.0
CAPRI | CAP189604 | EC000441 | EF001742 | -20 °C | 9.0
CAPRI | CAP189604 | EC000441 | EF001742 | 80 °C | 9.0
CAPRI | CAP189604 | EC000441 | EF001758 | EV003712 | 9.0
CAPRI | CAP189604 | EC000441 | EF002169 | EV000914 | 9.0
CAPRI | CAP189604 | EC000441 | EF003712 | 1,5 mm | 9.0
CAPRI | CAP189604 | EC000441 | EF004191 | Non | 9.0
CAPRI | CAP189604 | EC000441 | EF004685 | Non | 9.0
CAPRI | CAP189604 | EC000441 | EF005004 | Non | 9.0
CAPRI | CAP189604 | EC000441 | EF005049 | Non | 9.0
CAPRI | CAP189604 | EC000441 | EF005268 | 62,7 mm | 9.0
CAPRI | CAP189604 | EC000441 | EF005337 | Non | 9.0
CAPRI | CAP189604 | EC000441 | EF005466 | 29 mm | 9.0
CAPRI | CAP189604 | EC000441 | EF005466 | 40,5 mm | 9.0
CAPRI | CAP189604 | EC000441 | EF005474 | EV006422 | 9.0
CAPRI | CAP189604 | EC000441 | EF005474 | EV006619 | 9.0
CAPRI | CAP189604 | EC000441 | EF005728 | EV000494 | 9.0
CAPRI | CAP189604 | EC000441 | EF007839 | 63 | 9.0
CAPRI | CAP189604 | EC000441 | EF008404 | EV000494 | 9.0
CAPRI | CAP189604 | EC000441 | EF012184 | Non | 9.0
CAPRI | CAP189604 | EC000441 | EF012547 | Non | 9.0
CAPRI | CAP189604 | EC000441 | EF024919 | Non | 9.0
CAPRI | CAP189609 | EC000441 | EF000007 | EV000294 | 9.0
CAPRI | CAP189609 | EC000441 | EF000010 | EV000164 | 9.0
CAPRI | CAP189609 | EC000441 | EF000025 | Oui | 9.0
CAPRI | CAP189609 | EC000441 | EF000084 | Oui | 9.0
CAPRI | CAP189609 | EC000441 | EF000139 | EV006034 | 9.0
CAPRI | CAP189609 | EC000441 | EF000177 | 57 mm | 9.0
CAPRI | CAP189609 | EC000441 | EF000368 | 10 mm | 9.0
CAPRI | CAP189609 | EC000441 | EF000734 | Non | 9.0
CAPRI | CAP189609 | EC000441 | EF000878 | Oui | 9.0
CAPRI | CAP189609 | EC000441 | EF000881 | Oui | 9.0
CAPRI | CAP189609 | EC000441 | EF001062 | Oui | 9.0
CAPRI | CAP189609 | EC000441 | EF001210 | Non | 9.0
CAPRI | CAP189609 | EC000441 | EF001217 | EV009696 | 9.0
CAPRI | CAP189609 | EC000441 | EF001257 | EV006908 | 9.0
CAPRI | CAP189609 | EC000441 | EF001742 | -20 °C | 9.0
CAPRI | CAP189609 | EC000441 | EF001742 | 80 °C | 9.0
CAPRI | CAP189609 | EC000441 | EF001758 | EV003712 | 9.0
CAPRI | CAP189609 | EC000441 | EF002169 | EV000914 | 9.0
CAPRI | CAP189609 | EC000441 | EF003712 | 1,5 mm | 9.0
CAPRI | CAP189609 | EC000441 | EF004191 | Non | 9.0
CAPRI | CAP189609 | EC000441 | EF004685 | Non | 9.0
CAPRI | CAP189609 | EC000441 | EF005004 | Non | 9.0
CAPRI | CAP189609 | EC000441 | EF005049 | Non | 9.0
CAPRI | CAP189609 | EC000441 | EF005268 | 62,7 mm | 9.0
CAPRI | CAP189609 | EC000441 | EF005337 | Non | 9.0
CAPRI | CAP189609 | EC000441 | EF005466 | 40,5 mm | 9.0
CAPRI | CAP189609 | EC000441 | EF005466 | 53 mm | 9.0
CAPRI | CAP189609 | EC000441 | EF005474 | EV006422 | 9.0
CAPRI | CAP189609 | EC000441 | EF005474 | EV006619 | 9.0
CAPRI | CAP189609 | EC000441 | EF005728 | EV000494 | 9.0
CAPRI | CAP189609 | EC000441 | EF007839 | 63 | 9.0
CAPRI | CAP189609 | EC000441 | EF008404 | EV000494 | 9.0
CAPRI | CAP189609 | EC000441 | EF012184 | Non | 9.0
CAPRI | CAP189609 | EC000441 | EF012547 | Non | 9.0
CAPRI | CAP189609 | EC000441 | EF024919 | Non | 9.0
CAPRI | CAP189634 | EC000441 | EF000007 | EV003888 | 9.0
CAPRI | CAP189634 | EC000441 | EF000010 | EV000164 | 9.0
CAPRI | CAP189634 | EC000441 | EF000025 | Oui | 9.0
CAPRI | CAP189634 | EC000441 | EF000084 | Oui | 9.0
CAPRI | CAP189634 | EC000441 | EF000139 | EV000191 | 9.0
CAPRI | CAP189634 | EC000441 | EF000177 | 75 mm | 9.0
CAPRI | CAP189634 | EC000441 | EF000368 | 10 mm | 9.0
CAPRI | CAP189634 | EC000441 | EF000734 | Non | 9.0
CAPRI | CAP189634 | EC000441 | EF000878 | Oui | 9.0
CAPRI | CAP189634 | EC000441 | EF000881 | Oui | 9.0
CAPRI | CAP189634 | EC000441 | EF001062 | Oui | 9.0
CAPRI | CAP189634 | EC000441 | EF001210 | Non | 9.0
CAPRI | CAP189634 | EC000441 | EF001217 | EV009696 | 9.0
CAPRI | CAP189634 | EC000441 | EF001257 | EV000149 | 9.0
CAPRI | CAP189634 | EC000441 | EF001742 | -20 °C | 9.0
CAPRI | CAP189634 | EC000441 | EF001742 | 80 °C | 9.0
CAPRI | CAP189634 | EC000441 | EF001758 | EV003712 | 9.0
CAPRI | CAP189634 | EC000441 | EF002169 | EV000914 | 9.0
CAPRI | CAP189634 | EC000441 | EF003712 | 1,5 mm | 9.0
CAPRI | CAP189634 | EC000441 | EF004191 | Non | 9.0
CAPRI | CAP189634 | EC000441 | EF004685 | Non | 9.0
CAPRI | CAP189634 | EC000441 | EF005004 | Non | 9.0
CAPRI | CAP189634 | EC000441 | EF005049 | Non | 9.0
CAPRI | CAP189634 | EC000441 | EF005268 | 82,5 mm | 9.0
CAPRI | CAP189634 | EC000441 | EF005337 | Non | 9.0
CAPRI | CAP189634 | EC000441 | EF005466 | 37 mm | 9.0
CAPRI | CAP189634 | EC000441 | EF005466 | 53 mm | 9.0
CAPRI | CAP189634 | EC000441 | EF005474 | EV006422 | 9.0
CAPRI | CAP189634 | EC000441 | EF005474 | EV006619 | 9.0
CAPRI | CAP189634 | EC000441 | EF005728 | EV000494 | 9.0
CAPRI | CAP189634 | EC000441 | EF007839 | 63 | 9.0
CAPRI | CAP189634 | EC000441 | EF008404 | EV000494 | 9.0
CAPRI | CAP189634 | EC000441 | EF012184 | Non | 9.0
CAPRI | CAP189634 | EC000441 | EF012547 | Non | 9.0
CAPRI | CAP189634 | EC000441 | EF024919 | Non | 9.0
CAPRI | CAP189639 | EC000441 | EF000007 | EV000294 | 9.0
CAPRI | CAP189639 | EC000441 | EF000010 | EV000164 | 9.0
CAPRI | CAP189639 | EC000441 | EF000025 | Oui | 9.0
CAPRI | CAP189639 | EC000441 | EF000084 | Oui | 9.0
CAPRI | CAP189639 | EC000441 | EF000139 | EV006034 | 9.0
CAPRI | CAP189639 | EC000441 | EF000177 | 75 mm | 9.0
CAPRI | CAP189639 | EC000441 | EF000368 | 10 mm | 9.0
CAPRI | CAP189639 | EC000441 | EF000734 | Non | 9.0
CAPRI | CAP189639 | EC000441 | EF000878 | Oui | 9.0
CAPRI | CAP189639 | EC000441 | EF000881 | Oui | 9.0
CAPRI | CAP189639 | EC000441 | EF001062 | Oui | 9.0
CAPRI | CAP189639 | EC000441 | EF001210 | Non | 9.0
CAPRI | CAP189639 | EC000441 | EF001217 | EV009696 | 9.0
CAPRI | CAP189639 | EC000441 | EF001257 | EV006908 | 9.0
CAPRI | CAP189639 | EC000441 | EF001742 | -20 °C | 9.0
CAPRI | CAP189639 | EC000441 | EF001742 | 80 °C | 9.0
CAPRI | CAP189639 | EC000441 | EF001758 | EV003712 | 9.0
CAPRI | CAP189639 | EC000441 | EF002169 | EV000914 | 9.0
CAPRI | CAP189639 | EC000441 | EF003712 | 1,5 mm | 9.0
CAPRI | CAP189639 | EC000441 | EF004191 | Non | 9.0
CAPRI | CAP189639 | EC000441 | EF004685 | Non | 9.0
CAPRI | CAP189639 | EC000441 | EF005004 | Non | 9.0
CAPRI | CAP189639 | EC000441 | EF005049 | Non | 9.0
CAPRI | CAP189639 | EC000441 | EF005268 | 82,5 mm | 9.0
CAPRI | CAP189639 | EC000441 | EF005337 | Non | 9.0
CAPRI | CAP189639 | EC000441 | EF005466 | 37 mm | 9.0
CAPRI | CAP189639 | EC000441 | EF005466 | 53 mm | 9.0
CAPRI | CAP189639 | EC000441 | EF005474 | EV006422 | 9.0
CAPRI | CAP189639 | EC000441 | EF005474 | EV006619 | 9.0
CAPRI | CAP189639 | EC000441 | EF005728 | EV000494 | 9.0
CAPRI | CAP189639 | EC000441 | EF007839 | 63 | 9.0
CAPRI | CAP189639 | EC000441 | EF008404 | EV000494 | 9.0
CAPRI | CAP189639 | EC000441 | EF012184 | Non | 9.0
CAPRI | CAP189639 | EC000441 | EF012547 | Non | 9.0
CAPRI | CAP189639 | EC000441 | EF024919 | Non | 9.0
CAPRI | CAP190704 | EC000032 | EF000007 | EV003888 | 9.0
CAPRI | CAP190704 | EC000032 | EF000025 | oui | 9.0
CAPRI | CAP190704 | EC000032 | EF000084 | oui | 9.0
CAPRI | CAP190704 | EC000032 | EF000139 | EV000191 | 9.0
CAPRI | CAP190704 | EC000032 | EF001210 | non | 9.0
CAPRI | CAP190704 | EC000032 | EF001257 | EV000149 | 9.0
CAPRI | CAP190704 | EC000032 | EF001742 | 400 °C | 9.0
CAPRI | CAP190704 | EC000032 | EF001742 | -60 °C | 9.0
CAPRI | CAP190704 | EC000032 | EF001758 | EV003695 | 9.0
CAPRI | CAP190704 | EC000032 | EF002169 | EV000914 | 9.0
CAPRI | CAP190704 | EC000032 | EF003712 | 1,27 mm | 9.0
CAPRI | CAP190704 | EC000032 | EF004191 | non | 9.0
CAPRI | CAP190704 | EC000032 | EF005728 | EV000494 | 9.0
CAPRI | CAP190704 | EC000032 | EF007839 | 7 | 9.0
CAPRI | CAP190704 | EC000032 | EF008404 | EV000494 | 9.0
CAPRI | CAP190704 | EC000032 | EF024919 | non | 9.0
CAPRI | CAP190904 | EC000032 | EF000007 | EV003888 | 9.0
CAPRI | CAP190904 | EC000032 | EF000025 | oui | 9.0
CAPRI | CAP190904 | EC000032 | EF000084 | oui | 9.0
CAPRI | CAP190904 | EC000032 | EF000139 | EV000191 | 9.0
CAPRI | CAP190904 | EC000032 | EF001210 | non | 9.0
CAPRI | CAP190904 | EC000032 | EF001257 | EV000149 | 9.0
CAPRI | CAP190904 | EC000032 | EF001742 | 400 °C | 9.0
CAPRI | CAP190904 | EC000032 | EF001742 | -60 °C | 9.0
CAPRI | CAP190904 | EC000032 | EF001758 | EV003695 | 9.0
CAPRI | CAP190904 | EC000032 | EF002169 | EV000914 | 9.0
CAPRI | CAP190904 | EC000032 | EF003712 | 1,41 mm | 9.0
CAPRI | CAP190904 | EC000032 | EF004191 | non | 9.0
CAPRI | CAP190904 | EC000032 | EF005728 | EV000494 | 9.0
CAPRI | CAP190904 | EC000032 | EF007839 | 9 | 9.0
CAPRI | CAP190904 | EC000032 | EF008404 | EV000494 | 9.0
CAPRI | CAP190904 | EC000032 | EF024919 | non | 9.0
CAPRI | CAP191104 | EC000032 | EF000007 | EV003888 | 9.0
CAPRI | CAP191104 | EC000032 | EF000025 | oui | 9.0
CAPRI | CAP191104 | EC000032 | EF000084 | oui | 9.0
CAPRI | CAP191104 | EC000032 | EF000139 | EV000191 | 9.0
CAPRI | CAP191104 | EC000032 | EF001210 | non | 9.0
CAPRI | CAP191104 | EC000032 | EF001257 | EV000149 | 9.0
CAPRI | CAP191104 | EC000032 | EF001742 | 400 °C | 9.0
CAPRI | CAP191104 | EC000032 | EF001742 | -60 °C | 9.0
CAPRI | CAP191104 | EC000032 | EF001758 | EV003695 | 9.0
CAPRI | CAP191104 | EC000032 | EF002169 | EV000914 | 9.0
CAPRI | CAP191104 | EC000032 | EF003712 | 1,41 mm | 9.0
CAPRI | CAP191104 | EC000032 | EF004191 | non | 9.0
CAPRI | CAP191104 | EC000032 | EF005728 | EV000494 | 9.0
CAPRI | CAP191104 | EC000032 | EF007839 | 11 | 9.0
CAPRI | CAP191104 | EC000032 | EF008404 | EV000494 | 9.0
CAPRI | CAP191104 | EC000032 | EF024919 | non | 9.0
CAPRI | CAP191304 | EC000032 | EF000007 | EV003888 | 9.0
CAPRI | CAP191304 | EC000032 | EF000025 | oui | 9.0
CAPRI | CAP191304 | EC000032 | EF000084 | oui | 9.0
CAPRI | CAP191304 | EC000032 | EF000139 | EV000191 | 9.0
CAPRI | CAP191304 | EC000032 | EF001210 | non | 9.0
CAPRI | CAP191304 | EC000032 | EF001257 | EV000149 | 9.0
CAPRI | CAP191304 | EC000032 | EF001742 | 400 °C | 9.0
CAPRI | CAP191304 | EC000032 | EF001742 | -60 °C | 9.0
CAPRI | CAP191304 | EC000032 | EF001758 | EV003695 | 9.0
CAPRI | CAP191304 | EC000032 | EF002169 | EV000914 | 9.0
CAPRI | CAP191304 | EC000032 | EF003712 | 1,41 mm | 9.0
CAPRI | CAP191304 | EC000032 | EF004191 | non | 9.0
CAPRI | CAP191304 | EC000032 | EF005728 | EV000494 | 9.0
CAPRI | CAP191304 | EC000032 | EF007839 | 13 | 9.0
CAPRI | CAP191304 | EC000032 | EF008404 | EV000494 | 9.0
CAPRI | CAP191304 | EC000032 | EF024919 | non | 9.0
CAPRI | CAP191604 | EC000032 | EF000007 | EV003888 | 9.0
CAPRI | CAP191604 | EC000032 | EF000025 | oui | 9.0
CAPRI | CAP191604 | EC000032 | EF000084 | oui | 9.0
CAPRI | CAP191604 | EC000032 | EF000139 | EV000191 | 9.0
CAPRI | CAP191604 | EC000032 | EF001210 | non | 9.0
CAPRI | CAP191604 | EC000032 | EF001257 | EV000149 | 9.0
CAPRI | CAP191604 | EC000032 | EF001742 | 400 °C | 9.0
CAPRI | CAP191604 | EC000032 | EF001742 | -60 °C | 9.0
CAPRI | CAP191604 | EC000032 | EF001758 | EV003695 | 9.0
CAPRI | CAP191604 | EC000032 | EF002169 | EV000914 | 9.0
CAPRI | CAP191604 | EC000032 | EF003712 | 1,41 mm | 9.0
CAPRI | CAP191604 | EC000032 | EF004191 | non | 9.0
CAPRI | CAP191604 | EC000032 | EF005728 | EV000494 | 9.0
CAPRI | CAP191604 | EC000032 | EF007839 | 16 | 9.0
CAPRI | CAP191604 | EC000032 | EF008404 | EV000494 | 9.0
CAPRI | CAP191604 | EC000032 | EF024919 | non | 9.0
CAPRI | CAP192104 | EC000032 | EF000007 | EV003888 | 9.0
CAPRI | CAP192104 | EC000032 | EF000025 | oui | 9.0
CAPRI | CAP192104 | EC000032 | EF000084 | oui | 9.0
CAPRI | CAP192104 | EC000032 | EF000139 | EV000191 | 9.0
CAPRI | CAP192104 | EC000032 | EF001210 | non | 9.0
CAPRI | CAP192104 | EC000032 | EF001257 | EV000149 | 9.0
CAPRI | CAP192104 | EC000032 | EF001742 | 400 °C | 9.0
CAPRI | CAP192104 | EC000032 | EF001742 | -60 °C | 9.0
CAPRI | CAP192104 | EC000032 | EF001758 | EV003695 | 9.0
CAPRI | CAP192104 | EC000032 | EF002169 | EV000914 | 9.0
CAPRI | CAP192104 | EC000032 | EF003712 | 1,587 mm | 9.0
CAPRI | CAP192104 | EC000032 | EF004191 | non | 9.0
CAPRI | CAP192104 | EC000032 | EF005728 | EV000494 | 9.0
CAPRI | CAP192104 | EC000032 | EF007839 | 21 | 9.0
CAPRI | CAP192104 | EC000032 | EF008404 | EV000494 | 9.0
CAPRI | CAP192104 | EC000032 | EF024919 | non | 9.0
CAPRI | CAP192904 | EC000032 | EF000007 | EV003888 | 9.0
CAPRI | CAP192904 | EC000032 | EF000025 | oui | 9.0
CAPRI | CAP192904 | EC000032 | EF000084 | oui | 9.0
CAPRI | CAP192904 | EC000032 | EF000139 | EV000191 | 9.0
CAPRI | CAP192904 | EC000032 | EF001210 | non | 9.0
CAPRI | CAP192904 | EC000032 | EF001257 | EV000149 | 9.0
CAPRI | CAP192904 | EC000032 | EF001742 | 400 °C | 9.0
CAPRI | CAP192904 | EC000032 | EF001742 | -60 °C | 9.0
CAPRI | CAP192904 | EC000032 | EF001758 | EV003695 | 9.0
CAPRI | CAP192904 | EC000032 | EF002169 | EV000914 | 9.0
CAPRI | CAP192904 | EC000032 | EF003712 | 1,587 mm | 9.0
CAPRI | CAP192904 | EC000032 | EF004191 | non | 9.0
CAPRI | CAP192904 | EC000032 | EF005728 | EV000494 | 9.0
CAPRI | CAP192904 | EC000032 | EF007839 | 29 | 9.0
CAPRI | CAP192904 | EC000032 | EF008404 | EV000494 | 9.0
CAPRI | CAP192904 | EC000032 | EF024919 | non | 9.0
CAPRI | CAP193604 | EC000032 | EF000007 | EV003888 | 9.0
CAPRI | CAP193604 | EC000032 | EF000025 | oui | 9.0
CAPRI | CAP193604 | EC000032 | EF000084 | oui | 9.0
CAPRI | CAP193604 | EC000032 | EF000139 | EV000191 | 9.0
CAPRI | CAP193604 | EC000032 | EF001210 | non | 9.0
CAPRI | CAP193604 | EC000032 | EF001257 | EV000149 | 9.0
CAPRI | CAP193604 | EC000032 | EF001742 | 400 °C | 9.0
CAPRI | CAP193604 | EC000032 | EF001742 | -60 °C | 9.0
CAPRI | CAP193604 | EC000032 | EF001758 | EV003695 | 9.0
CAPRI | CAP193604 | EC000032 | EF002169 | EV000914 | 9.0
CAPRI | CAP193604 | EC000032 | EF003712 | 1,587 mm | 9.0
CAPRI | CAP193604 | EC000032 | EF004191 | non | 9.0
CAPRI | CAP193604 | EC000032 | EF005728 | EV000494 | 9.0
CAPRI | CAP193604 | EC000032 | EF007839 | 36 | 9.0
CAPRI | CAP193604 | EC000032 | EF008404 | EV000494 | 9.0
CAPRI | CAP193604 | EC000032 | EF024919 | non | 9.0
CAPRI | CAP194804 | EC000032 | EF000007 | EV003888 | 9.0
CAPRI | CAP194804 | EC000032 | EF000025 | oui | 9.0
CAPRI | CAP194804 | EC000032 | EF000084 | oui | 9.0
CAPRI | CAP194804 | EC000032 | EF000139 | EV000191 | 9.0
CAPRI | CAP194804 | EC000032 | EF001210 | non | 9.0
CAPRI | CAP194804 | EC000032 | EF001257 | EV000149 | 9.0
CAPRI | CAP194804 | EC000032 | EF001742 | 400 °C | 9.0
CAPRI | CAP194804 | EC000032 | EF001742 | -60 °C | 9.0
CAPRI | CAP194804 | EC000032 | EF001758 | EV003695 | 9.0
CAPRI | CAP194804 | EC000032 | EF002169 | EV000914 | 9.0
CAPRI | CAP194804 | EC000032 | EF003712 | 2,309 mm | 9.0
CAPRI | CAP194804 | EC000032 | EF004191 | non | 9.0
CAPRI | CAP194804 | EC000032 | EF005728 | EV000494 | 9.0
CAPRI | CAP194804 | EC000032 | EF007839 | n°48 | 9.0
CAPRI | CAP194804 | EC000032 | EF008404 | EV000494 | 9.0
CAPRI | CAP194804 | EC000032 | EF024919 | non | 9.0
CAPRI | CAP194884 | EC000032 | EF000007 | EV003888 | 9.0
CAPRI | CAP194884 | EC000032 | EF000025 | oui | 9.0
CAPRI | CAP194884 | EC000032 | EF000084 | oui | 9.0
CAPRI | CAP194884 | EC000032 | EF000139 | EV000191 | 9.0
CAPRI | CAP194884 | EC000032 | EF001210 | non | 9.0
CAPRI | CAP194884 | EC000032 | EF001257 | EV000149 | 9.0
CAPRI | CAP194884 | EC000032 | EF001742 | 400 °C | 9.0
CAPRI | CAP194884 | EC000032 | EF001742 | -60 °C | 9.0
CAPRI | CAP194884 | EC000032 | EF001758 | EV003695 | 9.0
CAPRI | CAP194884 | EC000032 | EF002169 | EV000914 | 9.0
CAPRI | CAP194884 | EC000032 | EF003712 | 1,588 mm | 9.0
CAPRI | CAP194884 | EC000032 | EF004191 | non | 9.0
CAPRI | CAP194884 | EC000032 | EF005728 | EV000494 | 9.0
CAPRI | CAP194884 | EC000032 | EF007839 | 48 | 9.0
CAPRI | CAP194884 | EC000032 | EF008404 | EV000494 | 9.0
CAPRI | CAP194884 | EC000032 | EF024919 | non | 9.0
CAPRI | CAP195004 | EC000032 | EF000025 | Non | 9.0
CAPRI | CAP195004 | EC000032 | EF000084 | Non | 9.0
CAPRI | CAP195004 | EC000032 | EF001210 | Non | 9.0
CAPRI | CAP195004 | EC000032 | EF004191 | Non | 9.0
CAPRI | CAP195010 | EC000032 | EF000025 | Non | 9.0
CAPRI | CAP195010 | EC000032 | EF000084 | Non | 9.0
CAPRI | CAP195010 | EC000032 | EF001210 | Non | 9.0
CAPRI | CAP195010 | EC000032 | EF001758 | EV003712 | 9.0
CAPRI | CAP195010 | EC000032 | EF004191 | Non | 9.0
CAPRI | CAP195020 | EC000032 | EF000007 | EV000149 | 9.0
CAPRI | CAP195020 | EC000032 | EF000025 | Oui | 9.0
CAPRI | CAP195020 | EC000032 | EF000084 | Oui | 9.0
CAPRI | CAP195020 | EC000032 | EF000139 | EV006034 | 9.0
CAPRI | CAP195020 | EC000032 | EF001210 | Non | 9.0
CAPRI | CAP195020 | EC000032 | EF001257 | EV000149 | 9.0
CAPRI | CAP195020 | EC000032 | EF001742 | 130 °C | 9.0
CAPRI | CAP195020 | EC000032 | EF001742 | -40 °C | 9.0
CAPRI | CAP195020 | EC000032 | EF001758 | EV003712 | 9.0
CAPRI | CAP195020 | EC000032 | EF002169 | EV000914 | 9.0
CAPRI | CAP195020 | EC000032 | EF004191 | Non | 9.0
CAPRI | CAP195020 | EC000032 | EF005728 | EV000494 | 9.0
CAPRI | CAP195020 | EC000032 | EF007839 | 20 | 9.0
CAPRI | CAP195020 | EC000032 | EF008404 | EV000494 | 9.0
CAPRI | CAP195020 | EC000032 | EF024919 | Non | 9.0
CAPRI | CAP195030 | EC000032 | EF000007 | EV000149 | 9.0
CAPRI | CAP195030 | EC000032 | EF000025 | Oui | 9.0
CAPRI | CAP195030 | EC000032 | EF000084 | Oui | 9.0
CAPRI | CAP195030 | EC000032 | EF000139 | EV006034 | 9.0
CAPRI | CAP195030 | EC000032 | EF001210 | Non | 9.0
CAPRI | CAP195030 | EC000032 | EF001257 | EV000149 | 9.0
CAPRI | CAP195030 | EC000032 | EF001742 | 130 °C | 9.0
CAPRI | CAP195030 | EC000032 | EF001742 | -40 °C | 9.0
CAPRI | CAP195030 | EC000032 | EF001758 | EV003712 | 9.0
CAPRI | CAP195030 | EC000032 | EF002169 | EV000914 | 9.0
CAPRI | CAP195030 | EC000032 | EF004191 | Non | 9.0
CAPRI | CAP195030 | EC000032 | EF005728 | EV000494 | 9.0
CAPRI | CAP195030 | EC000032 | EF007839 | 24 | 9.0
CAPRI | CAP195030 | EC000032 | EF008404 | EV000494 | 9.0
CAPRI | CAP195030 | EC000032 | EF024919 | Non | 9.0
CAPRI | CAP195040 | EC000032 | EF000025 | Non | 9.0
CAPRI | CAP195040 | EC000032 | EF000084 | Non | 9.0
CAPRI | CAP195040 | EC000032 | EF001210 | Non | 9.0
CAPRI | CAP195040 | EC000032 | EF001758 | EV003712 | 9.0
CAPRI | CAP195040 | EC000032 | EF004191 | Non | 9.0
CAPRI | CAP195050 | EC000032 | EF000007 | EV000149 | 9.0
CAPRI | CAP195050 | EC000032 | EF000025 | Oui | 9.0
CAPRI | CAP195050 | EC000032 | EF000084 | Oui | 9.0
CAPRI | CAP195050 | EC000032 | EF000139 | EV006034 | 9.0
CAPRI | CAP195050 | EC000032 | EF001210 | Non | 9.0
CAPRI | CAP195050 | EC000032 | EF001257 | EV000149 | 9.0
CAPRI | CAP195050 | EC000032 | EF001742 | 130 °C | 9.0
CAPRI | CAP195050 | EC000032 | EF001742 | -40 °C | 9.0
CAPRI | CAP195050 | EC000032 | EF001758 | EV003712 | 9.0
CAPRI | CAP195050 | EC000032 | EF002169 | EV000914 | 9.0
CAPRI | CAP195050 | EC000032 | EF004191 | Non | 9.0
CAPRI | CAP195050 | EC000032 | EF005728 | EV000494 | 9.0
CAPRI | CAP195050 | EC000032 | EF007839 | 35 | 9.0
CAPRI | CAP195050 | EC000032 | EF008404 | EV000494 | 9.0
CAPRI | CAP195050 | EC000032 | EF024919 | Non | 9.0
CAPRI | CAP195060 | EC000032 | EF000007 | EV000149 | 9.0
CAPRI | CAP195060 | EC000032 | EF000025 | Oui | 9.0
CAPRI | CAP195060 | EC000032 | EF000084 | Oui | 9.0
CAPRI | CAP195060 | EC000032 | EF000139 | EV006034 | 9.0
CAPRI | CAP195060 | EC000032 | EF001210 | Non | 9.0
CAPRI | CAP195060 | EC000032 | EF001257 | EV000149 | 9.0
CAPRI | CAP195060 | EC000032 | EF001742 | 130 °C | 9.0
CAPRI | CAP195060 | EC000032 | EF001742 | -40 °C | 9.0
CAPRI | CAP195060 | EC000032 | EF001758 | EV003712 | 9.0
CAPRI | CAP195060 | EC000032 | EF002169 | EV000914 | 9.0
CAPRI | CAP195060 | EC000032 | EF004191 | Non | 9.0
CAPRI | CAP195060 | EC000032 | EF005728 | EV000494 | 9.0
CAPRI | CAP195060 | EC000032 | EF007839 | 44 | 9.0
CAPRI | CAP195060 | EC000032 | EF008404 | EV000494 | 9.0
CAPRI | CAP195060 | EC000032 | EF024919 | Non | 9.0
CAPRI | CAP195070 | EC000032 | EF000025 | Non | 9.0
CAPRI | CAP195070 | EC000032 | EF000084 | Non | 9.0
CAPRI | CAP195070 | EC000032 | EF001210 | Non | 9.0
CAPRI | CAP195070 | EC000032 | EF001758 | EV003712 | 9.0
CAPRI | CAP195070 | EC000032 | EF004191 | Non | 9.0
CAPRI | CAP196004 | EC000032 | EF000025 | Non | 9.0
CAPRI | CAP196004 | EC000032 | EF000084 | Non | 9.0
CAPRI | CAP196004 | EC000032 | EF001210 | Non | 9.0
CAPRI | CAP196004 | EC000032 | EF004191 | Non | 9.0
CAPRI | CAP196074 | EC000032 | EF000007 | EV003888 | 9.0
CAPRI | CAP196074 | EC000032 | EF000025 | oui | 9.0
CAPRI | CAP196074 | EC000032 | EF000084 | oui | 9.0
CAPRI | CAP196074 | EC000032 | EF000139 | EV000191 | 9.0
CAPRI | CAP196074 | EC000032 | EF001210 | non | 9.0
CAPRI | CAP196074 | EC000032 | EF001257 | EV000149 | 9.0
CAPRI | CAP196074 | EC000032 | EF001742 | 100 °C | 9.0
CAPRI | CAP196074 | EC000032 | EF001742 | -40 °C | 9.0
CAPRI | CAP196074 | EC000032 | EF001758 | EV003695 | 9.0
CAPRI | CAP196074 | EC000032 | EF002169 | EV000914 | 9.0
CAPRI | CAP196074 | EC000032 | EF003712 | 1,27 mm | 9.0
CAPRI | CAP196074 | EC000032 | EF004191 | non | 9.0
CAPRI | CAP196074 | EC000032 | EF005728 | EV000494 | 9.0
CAPRI | CAP196074 | EC000032 | EF007839 | 7 | 9.0
CAPRI | CAP196074 | EC000032 | EF008404 | EV000494 | 9.0
CAPRI | CAP196074 | EC000032 | EF024919 | non | 9.0
CAPRI | CAP196094 | EC000032 | EF000007 | EV003888 | 9.0
CAPRI | CAP196094 | EC000032 | EF000025 | oui | 9.0
CAPRI | CAP196094 | EC000032 | EF000084 | oui | 9.0
CAPRI | CAP196094 | EC000032 | EF000139 | EV000191 | 9.0
CAPRI | CAP196094 | EC000032 | EF001210 | non | 9.0
CAPRI | CAP196094 | EC000032 | EF001257 | EV000149 | 9.0
CAPRI | CAP196094 | EC000032 | EF001742 | 100 °C | 9.0
CAPRI | CAP196094 | EC000032 | EF001742 | -40 °C | 9.0
CAPRI | CAP196094 | EC000032 | EF001758 | EV003695 | 9.0
CAPRI | CAP196094 | EC000032 | EF002169 | EV000914 | 9.0
CAPRI | CAP196094 | EC000032 | EF003712 | 1,41 mm | 9.0
CAPRI | CAP196094 | EC000032 | EF004191 | non | 9.0
CAPRI | CAP196094 | EC000032 | EF005728 | EV000494 | 9.0
CAPRI | CAP196094 | EC000032 | EF007839 | 9 | 9.0
CAPRI | CAP196094 | EC000032 | EF008404 | EV000494 | 9.0
CAPRI | CAP196094 | EC000032 | EF024919 | non | 9.0
CAPRI | CAP196114 | EC000032 | EF000007 | EV003888 | 9.0
CAPRI | CAP196114 | EC000032 | EF000025 | oui | 9.0
CAPRI | CAP196114 | EC000032 | EF000084 | oui | 9.0
CAPRI | CAP196114 | EC000032 | EF000139 | EV000191 | 9.0
CAPRI | CAP196114 | EC000032 | EF001210 | non | 9.0
CAPRI | CAP196114 | EC000032 | EF001257 | EV000149 | 9.0
CAPRI | CAP196114 | EC000032 | EF001742 | 100 °C | 9.0
CAPRI | CAP196114 | EC000032 | EF001742 | -40 °C | 9.0
CAPRI | CAP196114 | EC000032 | EF001758 | EV003695 | 9.0
CAPRI | CAP196114 | EC000032 | EF002169 | EV000914 | 9.0
CAPRI | CAP196114 | EC000032 | EF003712 | 1,41 mm | 9.0
CAPRI | CAP196114 | EC000032 | EF004191 | non | 9.0
CAPRI | CAP196114 | EC000032 | EF005728 | EV000494 | 9.0
CAPRI | CAP196114 | EC000032 | EF007839 | 11 | 9.0
CAPRI | CAP196114 | EC000032 | EF008404 | EV000494 | 9.0
CAPRI | CAP196114 | EC000032 | EF024919 | non | 9.0
CAPRI | CAP196124 | EC000032 | EF000007 | EV003888 | 9.0
CAPRI | CAP196124 | EC000032 | EF000025 | oui | 9.0
CAPRI | CAP196124 | EC000032 | EF000084 | oui | 9.0
CAPRI | CAP196124 | EC000032 | EF000139 | EV000191 | 9.0
CAPRI | CAP196124 | EC000032 | EF001210 | non | 9.0
CAPRI | CAP196124 | EC000032 | EF001257 | EV000149 | 9.0
CAPRI | CAP196124 | EC000032 | EF001742 | 100 °C | 9.0
CAPRI | CAP196124 | EC000032 | EF001742 | -40 °C | 9.0
CAPRI | CAP196124 | EC000032 | EF001758 | EV003712 | 9.0
CAPRI | CAP196124 | EC000032 | EF002169 | EV000914 | 9.0
CAPRI | CAP196124 | EC000032 | EF003712 | 1,5 mm | 9.0
CAPRI | CAP196124 | EC000032 | EF004191 | non | 9.0
CAPRI | CAP196124 | EC000032 | EF005728 | EV000494 | 9.0
CAPRI | CAP196124 | EC000032 | EF007839 | 12 | 9.0
CAPRI | CAP196124 | EC000032 | EF008404 | EV000494 | 9.0
CAPRI | CAP196124 | EC000032 | EF024919 | non | 9.0
CAPRI | CAP196134 | EC000032 | EF000007 | EV003888 | 9.0
CAPRI | CAP196134 | EC000032 | EF000025 | oui | 9.0
CAPRI | CAP196134 | EC000032 | EF000084 | oui | 9.0
CAPRI | CAP196134 | EC000032 | EF000139 | EV000191 | 9.0
CAPRI | CAP196134 | EC000032 | EF001210 | non | 9.0
CAPRI | CAP196134 | EC000032 | EF001257 | EV000149 | 9.0
CAPRI | CAP196134 | EC000032 | EF001742 | 100 °C | 9.0
CAPRI | CAP196134 | EC000032 | EF001742 | -40 °C | 9.0
CAPRI | CAP196134 | EC000032 | EF001758 | EV003695 | 9.0
CAPRI | CAP196134 | EC000032 | EF002169 | EV000914 | 9.0
CAPRI | CAP196134 | EC000032 | EF003712 | 1,41 mm | 9.0
CAPRI | CAP196134 | EC000032 | EF004191 | non | 9.0
CAPRI | CAP196134 | EC000032 | EF005728 | EV000494 | 9.0
CAPRI | CAP196134 | EC000032 | EF007839 | 13 | 9.0
CAPRI | CAP196134 | EC000032 | EF008404 | EV000494 | 9.0
CAPRI | CAP196134 | EC000032 | EF024919 | non | 9.0
CAPRI | CAP196164 | EC000032 | EF000007 | EV003888 | 9.0
CAPRI | CAP196164 | EC000032 | EF000025 | oui | 9.0
CAPRI | CAP196164 | EC000032 | EF000084 | oui | 9.0
CAPRI | CAP196164 | EC000032 | EF000139 | EV000191 | 9.0
CAPRI | CAP196164 | EC000032 | EF001210 | non | 9.0
CAPRI | CAP196164 | EC000032 | EF001257 | EV000149 | 9.0
CAPRI | CAP196164 | EC000032 | EF001742 | 100 °C | 9.0
CAPRI | CAP196164 | EC000032 | EF001742 | -40 °C | 9.0
CAPRI | CAP196164 | EC000032 | EF001758 | EV003712 | 9.0
CAPRI | CAP196164 | EC000032 | EF002169 | EV000914 | 9.0
CAPRI | CAP196164 | EC000032 | EF003712 | 1,5 mm | 9.0
CAPRI | CAP196164 | EC000032 | EF004191 | non | 9.0
CAPRI | CAP196164 | EC000032 | EF005728 | EV000494 | 9.0
CAPRI | CAP196164 | EC000032 | EF007839 | 16 | 9.0
CAPRI | CAP196164 | EC000032 | EF008404 | EV000494 | 9.0
CAPRI | CAP196164 | EC000032 | EF024919 | non | 9.0
CAPRI | CAP196174 | EC000032 | EF000007 | EV003888 | 9.0
CAPRI | CAP196174 | EC000032 | EF000025 | oui | 9.0
CAPRI | CAP196174 | EC000032 | EF000084 | oui | 9.0
CAPRI | CAP196174 | EC000032 | EF000139 | EV000191 | 9.0
CAPRI | CAP196174 | EC000032 | EF001210 | non | 9.0
CAPRI | CAP196174 | EC000032 | EF001257 | EV000149 | 9.0
CAPRI | CAP196174 | EC000032 | EF001742 | 100 °C | 9.0
CAPRI | CAP196174 | EC000032 | EF001742 | -40 °C | 9.0
CAPRI | CAP196174 | EC000032 | EF001758 | EV003695 | 9.0
CAPRI | CAP196174 | EC000032 | EF002169 | EV000914 | 9.0
CAPRI | CAP196174 | EC000032 | EF003712 | 1,41 mm | 9.0
CAPRI | CAP196174 | EC000032 | EF004191 | non | 9.0
CAPRI | CAP196174 | EC000032 | EF005728 | EV000494 | 9.0
CAPRI | CAP196174 | EC000032 | EF007839 | 16 | 9.0
CAPRI | CAP196174 | EC000032 | EF008404 | EV000494 | 9.0
CAPRI | CAP196174 | EC000032 | EF024919 | non | 9.0
CAPRI | CAP196204 | EC000032 | EF000007 | EV003888 | 9.0
CAPRI | CAP196204 | EC000032 | EF000025 | oui | 9.0
CAPRI | CAP196204 | EC000032 | EF000084 | oui | 9.0
CAPRI | CAP196204 | EC000032 | EF000139 | EV000191 | 9.0
CAPRI | CAP196204 | EC000032 | EF001210 | non | 9.0
CAPRI | CAP196204 | EC000032 | EF001257 | EV000149 | 9.0
CAPRI | CAP196204 | EC000032 | EF001742 | 100 °C | 9.0
CAPRI | CAP196204 | EC000032 | EF001742 | -40 °C | 9.0
CAPRI | CAP196204 | EC000032 | EF001758 | EV003712 | 9.0
CAPRI | CAP196204 | EC000032 | EF002169 | EV000914 | 9.0
CAPRI | CAP196204 | EC000032 | EF003712 | 1,5 mm | 9.0
CAPRI | CAP196204 | EC000032 | EF004191 | non | 9.0
CAPRI | CAP196204 | EC000032 | EF005728 | EV000494 | 9.0
CAPRI | CAP196204 | EC000032 | EF007839 | 20 | 9.0
CAPRI | CAP196204 | EC000032 | EF008404 | EV000494 | 9.0
CAPRI | CAP196204 | EC000032 | EF024919 | non | 9.0
CAPRI | CAP196214 | EC000032 | EF000007 | EV003888 | 9.0
CAPRI | CAP196214 | EC000032 | EF000025 | oui | 9.0
CAPRI | CAP196214 | EC000032 | EF000084 | oui | 9.0
CAPRI | CAP196214 | EC000032 | EF000139 | EV000191 | 9.0
CAPRI | CAP196214 | EC000032 | EF001210 | non | 9.0
CAPRI | CAP196214 | EC000032 | EF001257 | EV000149 | 9.0
CAPRI | CAP196214 | EC000032 | EF001742 | 100 °C | 9.0
CAPRI | CAP196214 | EC000032 | EF001742 | -40 °C | 9.0
CAPRI | CAP196214 | EC000032 | EF001758 | EV003695 | 9.0
CAPRI | CAP196214 | EC000032 | EF002169 | EV000914 | 9.0
CAPRI | CAP196214 | EC000032 | EF003712 | 1,587 mm | 9.0
CAPRI | CAP196214 | EC000032 | EF004191 | non | 9.0
CAPRI | CAP196214 | EC000032 | EF005728 | EV000494 | 9.0
CAPRI | CAP196214 | EC000032 | EF007839 | 21 | 9.0
CAPRI | CAP196214 | EC000032 | EF008404 | EV000494 | 9.0
CAPRI | CAP196214 | EC000032 | EF024919 | non | 9.0
CAPRI | CAP196254 | EC000032 | EF000007 | EV003888 | 9.0
CAPRI | CAP196254 | EC000032 | EF000025 | oui | 9.0
CAPRI | CAP196254 | EC000032 | EF000084 | oui | 9.0
CAPRI | CAP196254 | EC000032 | EF000139 | EV000191 | 9.0
CAPRI | CAP196254 | EC000032 | EF001210 | non | 9.0
CAPRI | CAP196254 | EC000032 | EF001257 | EV000149 | 9.0
CAPRI | CAP196254 | EC000032 | EF001742 | 100 °C | 9.0
CAPRI | CAP196254 | EC000032 | EF001742 | -40 °C | 9.0
CAPRI | CAP196254 | EC000032 | EF001758 | EV003712 | 9.0
CAPRI | CAP196254 | EC000032 | EF002169 | EV000914 | 9.0
CAPRI | CAP196254 | EC000032 | EF003712 | 1,5 mm | 9.0
CAPRI | CAP196254 | EC000032 | EF004191 | non | 9.0
CAPRI | CAP196254 | EC000032 | EF005728 | EV000494 | 9.0
CAPRI | CAP196254 | EC000032 | EF007839 | 25 | 9.0
CAPRI | CAP196254 | EC000032 | EF008404 | EV000494 | 9.0
CAPRI | CAP196254 | EC000032 | EF024919 | non | 9.0
CAPRI | CAP196294 | EC000032 | EF000007 | EV003888 | 9.0
CAPRI | CAP196294 | EC000032 | EF000025 | oui | 9.0
CAPRI | CAP196294 | EC000032 | EF000084 | oui | 9.0
CAPRI | CAP196294 | EC000032 | EF000139 | EV000191 | 9.0
CAPRI | CAP196294 | EC000032 | EF001210 | non | 9.0
CAPRI | CAP196294 | EC000032 | EF001257 | EV000149 | 9.0
CAPRI | CAP196294 | EC000032 | EF001742 | 100 °C | 9.0
CAPRI | CAP196294 | EC000032 | EF001742 | -40 °C | 9.0
CAPRI | CAP196294 | EC000032 | EF001758 | EV003695 | 9.0
CAPRI | CAP196294 | EC000032 | EF002169 | EV000914 | 9.0
CAPRI | CAP196294 | EC000032 | EF003712 | 1,587 mm | 9.0
CAPRI | CAP196294 | EC000032 | EF004191 | non | 9.0
CAPRI | CAP196294 | EC000032 | EF005728 | EV000494 | 9.0
CAPRI | CAP196294 | EC000032 | EF007839 | 29 | 9.0
CAPRI | CAP196294 | EC000032 | EF008404 | EV000494 | 9.0
CAPRI | CAP196294 | EC000032 | EF024919 | non | 9.0
CAPRI | CAP196324 | EC000032 | EF000007 | EV003888 | 9.0
CAPRI | CAP196324 | EC000032 | EF000025 | oui | 9.0
CAPRI | CAP196324 | EC000032 | EF000084 | oui | 9.0
CAPRI | CAP196324 | EC000032 | EF000139 | EV000191 | 9.0
CAPRI | CAP196324 | EC000032 | EF001210 | non | 9.0
CAPRI | CAP196324 | EC000032 | EF001257 | EV000149 | 9.0
CAPRI | CAP196324 | EC000032 | EF001742 | 100 °C | 9.0
CAPRI | CAP196324 | EC000032 | EF001742 | -40 °C | 9.0
CAPRI | CAP196324 | EC000032 | EF001758 | EV003712 | 9.0
CAPRI | CAP196324 | EC000032 | EF002169 | EV000914 | 9.0
CAPRI | CAP196324 | EC000032 | EF003712 | 1,5 mm | 9.0
CAPRI | CAP196324 | EC000032 | EF004191 | non | 9.0
CAPRI | CAP196324 | EC000032 | EF005728 | EV000494 | 9.0
CAPRI | CAP196324 | EC000032 | EF007839 | 32 | 9.0
CAPRI | CAP196324 | EC000032 | EF008404 | EV000494 | 9.0
CAPRI | CAP196324 | EC000032 | EF024919 | non | 9.0
CAPRI | CAP196364 | EC000032 | EF000007 | EV003888 | 9.0
CAPRI | CAP196364 | EC000032 | EF000025 | oui | 9.0
CAPRI | CAP196364 | EC000032 | EF000084 | oui | 9.0
CAPRI | CAP196364 | EC000032 | EF000139 | EV000191 | 9.0
CAPRI | CAP196364 | EC000032 | EF001210 | non | 9.0
CAPRI | CAP196364 | EC000032 | EF001257 | EV000149 | 9.0
CAPRI | CAP196364 | EC000032 | EF001742 | 100 °C | 9.0
CAPRI | CAP196364 | EC000032 | EF001742 | -40 °C | 9.0
CAPRI | CAP196364 | EC000032 | EF001758 | EV003695 | 9.0
CAPRI | CAP196364 | EC000032 | EF002169 | EV000914 | 9.0
CAPRI | CAP196364 | EC000032 | EF003712 | 1,587 mm | 9.0
CAPRI | CAP196364 | EC000032 | EF004191 | non | 9.0
CAPRI | CAP196364 | EC000032 | EF005728 | EV000494 | 9.0
CAPRI | CAP196364 | EC000032 | EF007839 | 36 | 9.0
CAPRI | CAP196364 | EC000032 | EF008404 | EV000494 | 9.0
CAPRI | CAP196364 | EC000032 | EF024919 | non | 9.0
CAPRI | CAP196404 | EC000032 | EF000007 | EV003888 | 9.0
CAPRI | CAP196404 | EC000032 | EF000025 | oui | 9.0
CAPRI | CAP196404 | EC000032 | EF000084 | oui | 9.0
CAPRI | CAP196404 | EC000032 | EF000139 | EV000191 | 9.0
CAPRI | CAP196404 | EC000032 | EF001210 | non | 9.0
CAPRI | CAP196404 | EC000032 | EF001257 | EV000149 | 9.0
CAPRI | CAP196404 | EC000032 | EF001742 | 100 °C | 9.0
CAPRI | CAP196404 | EC000032 | EF001742 | -40 °C | 9.0
CAPRI | CAP196404 | EC000032 | EF001758 | EV003712 | 9.0
CAPRI | CAP196404 | EC000032 | EF002169 | EV000914 | 9.0
CAPRI | CAP196404 | EC000032 | EF003712 | 1,5 mm | 9.0
CAPRI | CAP196404 | EC000032 | EF004191 | non | 9.0
CAPRI | CAP196404 | EC000032 | EF005728 | EV000494 | 9.0
CAPRI | CAP196404 | EC000032 | EF007839 | 40 | 9.0
CAPRI | CAP196404 | EC000032 | EF008404 | EV000494 | 9.0
CAPRI | CAP196404 | EC000032 | EF024919 | non | 9.0
CAPRI | CAP196424 | EC000032 | EF000025 | Non | 9.0
CAPRI | CAP196424 | EC000032 | EF000084 | Non | 9.0
CAPRI | CAP196424 | EC000032 | EF001210 | Non | 9.0
CAPRI | CAP196424 | EC000032 | EF001758 | EV003695 | 9.0
CAPRI | CAP196424 | EC000032 | EF004191 | Non | 9.0
CAPRI | CAP196484 | EC000032 | EF000007 | EV003888 | 9.0
CAPRI | CAP196484 | EC000032 | EF000025 | oui | 9.0
CAPRI | CAP196484 | EC000032 | EF000084 | oui | 9.0
CAPRI | CAP196484 | EC000032 | EF000139 | EV000191 | 9.0
CAPRI | CAP196484 | EC000032 | EF001210 | non | 9.0
CAPRI | CAP196484 | EC000032 | EF001257 | EV000149 | 9.0
CAPRI | CAP196484 | EC000032 | EF001742 | 100 °C | 9.0
CAPRI | CAP196484 | EC000032 | EF001742 | -40 °C | 9.0
CAPRI | CAP196484 | EC000032 | EF001758 | EV003695 | 9.0
CAPRI | CAP196484 | EC000032 | EF002169 | EV000914 | 9.0
CAPRI | CAP196484 | EC000032 | EF003712 | 1,588 mm | 9.0
CAPRI | CAP196484 | EC000032 | EF004191 | non | 9.0
CAPRI | CAP196484 | EC000032 | EF005728 | EV000494 | 9.0
CAPRI | CAP196484 | EC000032 | EF007839 | 48 | 9.0
CAPRI | CAP196484 | EC000032 | EF008404 | EV000494 | 9.0
CAPRI | CAP196484 | EC000032 | EF024919 | non | 9.0
CAPRI | CAP196504 | EC000032 | EF000007 | EV003888 | 9.0
CAPRI | CAP196504 | EC000032 | EF000025 | oui | 9.0
CAPRI | CAP196504 | EC000032 | EF000084 | oui | 9.0
CAPRI | CAP196504 | EC000032 | EF000139 | EV000191 | 9.0
CAPRI | CAP196504 | EC000032 | EF001210 | non | 9.0
CAPRI | CAP196504 | EC000032 | EF001257 | EV000149 | 9.0
CAPRI | CAP196504 | EC000032 | EF001742 | 100 °C | 9.0
CAPRI | CAP196504 | EC000032 | EF001742 | -40 °C | 9.0
CAPRI | CAP196504 | EC000032 | EF001758 | EV003712 | 9.0
CAPRI | CAP196504 | EC000032 | EF002169 | EV000914 | 9.0
CAPRI | CAP196504 | EC000032 | EF003712 | 1,5 mm | 9.0
CAPRI | CAP196504 | EC000032 | EF004191 | non | 9.0
CAPRI | CAP196504 | EC000032 | EF005728 | EV000494 | 9.0
CAPRI | CAP196504 | EC000032 | EF007839 | 50 | 9.0
CAPRI | CAP196504 | EC000032 | EF008404 | EV000494 | 9.0
CAPRI | CAP196504 | EC000032 | EF024919 | non | 9.0
CAPRI | CAP196634 | EC000032 | EF000007 | EV003888 | 9.0
CAPRI | CAP196634 | EC000032 | EF000025 | oui | 9.0
CAPRI | CAP196634 | EC000032 | EF000084 | oui | 9.0
CAPRI | CAP196634 | EC000032 | EF000139 | EV000191 | 9.0
CAPRI | CAP196634 | EC000032 | EF001210 | non | 9.0
CAPRI | CAP196634 | EC000032 | EF001257 | EV000149 | 9.0
CAPRI | CAP196634 | EC000032 | EF001742 | 100 °C | 9.0
CAPRI | CAP196634 | EC000032 | EF001742 | -40 °C | 9.0
CAPRI | CAP196634 | EC000032 | EF001758 | EV003712 | 9.0
CAPRI | CAP196634 | EC000032 | EF002169 | EV000914 | 9.0
CAPRI | CAP196634 | EC000032 | EF003712 | 1,5 mm | 9.0
CAPRI | CAP196634 | EC000032 | EF004191 | non | 9.0
CAPRI | CAP196634 | EC000032 | EF005728 | EV000494 | 9.0
CAPRI | CAP196634 | EC000032 | EF007839 | 63 | 9.0
CAPRI | CAP196634 | EC000032 | EF008404 | EV000494 | 9.0
CAPRI | CAP196634 | EC000032 | EF024919 | non | 9.0
CAPRI | CAP197124 | EC000032 | EF000007 | EV003888 | 9.0
CAPRI | CAP197124 | EC000032 | EF000025 | oui | 9.0
CAPRI | CAP197124 | EC000032 | EF000084 | oui | 9.0
CAPRI | CAP197124 | EC000032 | EF000139 | EV000191 | 9.0
CAPRI | CAP197124 | EC000032 | EF001210 | non | 9.0
CAPRI | CAP197124 | EC000032 | EF001257 | EV000149 | 9.0
CAPRI | CAP197124 | EC000032 | EF001742 | 400 °C | 9.0
CAPRI | CAP197124 | EC000032 | EF001742 | -60 °C | 9.0
CAPRI | CAP197124 | EC000032 | EF001758 | EV003712 | 9.0
CAPRI | CAP197124 | EC000032 | EF002169 | EV000914 | 9.0
CAPRI | CAP197124 | EC000032 | EF003712 | 1,5 mm | 9.0
CAPRI | CAP197124 | EC000032 | EF004191 | non | 9.0
CAPRI | CAP197124 | EC000032 | EF005728 | EV000494 | 9.0
CAPRI | CAP197124 | EC000032 | EF007839 | 12 | 9.0
CAPRI | CAP197124 | EC000032 | EF008404 | EV000494 | 9.0
CAPRI | CAP197124 | EC000032 | EF024919 | non | 9.0
CAPRI | CAP197164 | EC000032 | EF000007 | EV003888 | 9.0
CAPRI | CAP197164 | EC000032 | EF000025 | oui | 9.0
CAPRI | CAP197164 | EC000032 | EF000084 | oui | 9.0
CAPRI | CAP197164 | EC000032 | EF000139 | EV000191 | 9.0
CAPRI | CAP197164 | EC000032 | EF001210 | non | 9.0
CAPRI | CAP197164 | EC000032 | EF001257 | EV000149 | 9.0
CAPRI | CAP197164 | EC000032 | EF001742 | 400 °C | 9.0
CAPRI | CAP197164 | EC000032 | EF001742 | -60 °C | 9.0
CAPRI | CAP197164 | EC000032 | EF001758 | EV003712 | 9.0
CAPRI | CAP197164 | EC000032 | EF002169 | EV000914 | 9.0
CAPRI | CAP197164 | EC000032 | EF003712 | 1,5 mm | 9.0
CAPRI | CAP197164 | EC000032 | EF004191 | non | 9.0
CAPRI | CAP197164 | EC000032 | EF005728 | EV000494 | 9.0
CAPRI | CAP197164 | EC000032 | EF007839 | 16 | 9.0
CAPRI | CAP197164 | EC000032 | EF008404 | EV000494 | 9.0
CAPRI | CAP197164 | EC000032 | EF024919 | non | 9.0
CAPRI | CAP197204 | EC000032 | EF000007 | EV003888 | 9.0
CAPRI | CAP197204 | EC000032 | EF000025 | oui | 9.0
CAPRI | CAP197204 | EC000032 | EF000084 | oui | 9.0
CAPRI | CAP197204 | EC000032 | EF000139 | EV000191 | 9.0
CAPRI | CAP197204 | EC000032 | EF001210 | non | 9.0
CAPRI | CAP197204 | EC000032 | EF001257 | EV000149 | 9.0
CAPRI | CAP197204 | EC000032 | EF001742 | 400 °C | 9.0
CAPRI | CAP197204 | EC000032 | EF001742 | -60 °C | 9.0
CAPRI | CAP197204 | EC000032 | EF001758 | EV003712 | 9.0
CAPRI | CAP197204 | EC000032 | EF002169 | EV000914 | 9.0
CAPRI | CAP197204 | EC000032 | EF003712 | 1,5 mm | 9.0
CAPRI | CAP197204 | EC000032 | EF004191 | non | 9.0
CAPRI | CAP197204 | EC000032 | EF005728 | EV000494 | 9.0
CAPRI | CAP197204 | EC000032 | EF007839 | 20 | 9.0
CAPRI | CAP197204 | EC000032 | EF008404 | EV000494 | 9.0
CAPRI | CAP197204 | EC000032 | EF024919 | non | 9.0
CAPRI | CAP197254 | EC000032 | EF000007 | EV003888 | 9.0
CAPRI | CAP197254 | EC000032 | EF000025 | oui | 9.0
CAPRI | CAP197254 | EC000032 | EF000084 | oui | 9.0
CAPRI | CAP197254 | EC000032 | EF000139 | EV000191 | 9.0
CAPRI | CAP197254 | EC000032 | EF001210 | non | 9.0
CAPRI | CAP197254 | EC000032 | EF001257 | EV000149 | 9.0
CAPRI | CAP197254 | EC000032 | EF001742 | 400 °C | 9.0
CAPRI | CAP197254 | EC000032 | EF001742 | -60 °C | 9.0
CAPRI | CAP197254 | EC000032 | EF001758 | EV003712 | 9.0
CAPRI | CAP197254 | EC000032 | EF002169 | EV000914 | 9.0
CAPRI | CAP197254 | EC000032 | EF003712 | 1,5 mm | 9.0
CAPRI | CAP197254 | EC000032 | EF004191 | non | 9.0
CAPRI | CAP197254 | EC000032 | EF005728 | EV000494 | 9.0
CAPRI | CAP197254 | EC000032 | EF007839 | 25 | 9.0
CAPRI | CAP197254 | EC000032 | EF008404 | EV000494 | 9.0
CAPRI | CAP197254 | EC000032 | EF024919 | non | 9.0
CAPRI | CAP197324 | EC000032 | EF000007 | EV003888 | 9.0
CAPRI | CAP197324 | EC000032 | EF000025 | oui | 9.0
CAPRI | CAP197324 | EC000032 | EF000084 | oui | 9.0
CAPRI | CAP197324 | EC000032 | EF000139 | EV000191 | 9.0
CAPRI | CAP197324 | EC000032 | EF001210 | non | 9.0
CAPRI | CAP197324 | EC000032 | EF001257 | EV000149 | 9.0
CAPRI | CAP197324 | EC000032 | EF001742 | 400 °C | 9.0
CAPRI | CAP197324 | EC000032 | EF001742 | -60 °C | 9.0
CAPRI | CAP197324 | EC000032 | EF001758 | EV003712 | 9.0
CAPRI | CAP197324 | EC000032 | EF002169 | EV000914 | 9.0
CAPRI | CAP197324 | EC000032 | EF003712 | 1,5 mm | 9.0
CAPRI | CAP197324 | EC000032 | EF004191 | non | 9.0
CAPRI | CAP197324 | EC000032 | EF005728 | EV000494 | 9.0
CAPRI | CAP197324 | EC000032 | EF007839 | 32 | 9.0
CAPRI | CAP197324 | EC000032 | EF008404 | EV000494 | 9.0
CAPRI | CAP197324 | EC000032 | EF024919 | non | 9.0
CAPRI | CAP197404 | EC000032 | EF000007 | EV003888 | 9.0
CAPRI | CAP197404 | EC000032 | EF000025 | oui | 9.0
CAPRI | CAP197404 | EC000032 | EF000084 | oui | 9.0
CAPRI | CAP197404 | EC000032 | EF000139 | EV000191 | 9.0
CAPRI | CAP197404 | EC000032 | EF001210 | non | 9.0
CAPRI | CAP197404 | EC000032 | EF001257 | EV000149 | 9.0
CAPRI | CAP197404 | EC000032 | EF001742 | 400 °C | 9.0
CAPRI | CAP197404 | EC000032 | EF001742 | -60 °C | 9.0
CAPRI | CAP197404 | EC000032 | EF001758 | EV003712 | 9.0
CAPRI | CAP197404 | EC000032 | EF002169 | EV000914 | 9.0
CAPRI | CAP197404 | EC000032 | EF003712 | 1,5 mm | 9.0
CAPRI | CAP197404 | EC000032 | EF004191 | non | 9.0
CAPRI | CAP197404 | EC000032 | EF005728 | EV000494 | 9.0
CAPRI | CAP197404 | EC000032 | EF007839 | 40 | 9.0
CAPRI | CAP197404 | EC000032 | EF008404 | EV000494 | 9.0
CAPRI | CAP197404 | EC000032 | EF024919 | non | 9.0
CAPRI | CAP197504 | EC000032 | EF000007 | EV003888 | 9.0
CAPRI | CAP197504 | EC000032 | EF000025 | oui | 9.0
CAPRI | CAP197504 | EC000032 | EF000084 | oui | 9.0
CAPRI | CAP197504 | EC000032 | EF000139 | EV000191 | 9.0
CAPRI | CAP197504 | EC000032 | EF001210 | non | 9.0
CAPRI | CAP197504 | EC000032 | EF001257 | EV000149 | 9.0
CAPRI | CAP197504 | EC000032 | EF001742 | 400 °C | 9.0
CAPRI | CAP197504 | EC000032 | EF001742 | -60 °C | 9.0
CAPRI | CAP197504 | EC000032 | EF001758 | EV003712 | 9.0
CAPRI | CAP197504 | EC000032 | EF002169 | EV000914 | 9.0
CAPRI | CAP197504 | EC000032 | EF003712 | 1,5 mm | 9.0
CAPRI | CAP197504 | EC000032 | EF004191 | non | 9.0
CAPRI | CAP197504 | EC000032 | EF005728 | EV000494 | 9.0
CAPRI | CAP197504 | EC000032 | EF007839 | 50 | 9.0
CAPRI | CAP197504 | EC000032 | EF008404 | EV000494 | 9.0
CAPRI | CAP197504 | EC000032 | EF024919 | non | 9.0
CAPRI | CAP197634 | EC000032 | EF000007 | EV003888 | 9.0
CAPRI | CAP197634 | EC000032 | EF000025 | oui | 9.0
CAPRI | CAP197634 | EC000032 | EF000084 | oui | 9.0
CAPRI | CAP197634 | EC000032 | EF000139 | EV000191 | 9.0
CAPRI | CAP197634 | EC000032 | EF001210 | non | 9.0
CAPRI | CAP197634 | EC000032 | EF001257 | EV000149 | 9.0
CAPRI | CAP197634 | EC000032 | EF001742 | 400 °C | 9.0
CAPRI | CAP197634 | EC000032 | EF001742 | -60 °C | 9.0
CAPRI | CAP197634 | EC000032 | EF001758 | EV003712 | 9.0
CAPRI | CAP197634 | EC000032 | EF002169 | EV000914 | 9.0
CAPRI | CAP197634 | EC000032 | EF003712 | 1,5 mm | 9.0
CAPRI | CAP197634 | EC000032 | EF004191 | non | 9.0
CAPRI | CAP197634 | EC000032 | EF005728 | EV000494 | 9.0
CAPRI | CAP197634 | EC000032 | EF007839 | 63 | 9.0
CAPRI | CAP197634 | EC000032 | EF008404 | EV000494 | 9.0
CAPRI | CAP197634 | EC000032 | EF024919 | non | 9.0
CAPRI | CAP210904 | EC000938 | EF001206 | Oui | 9.0
CAPRI | CAP210904 | EC000938 | EF001257 | EV000154 | 9.0
CAPRI | CAP210904 | EC000938 | EF002169 | EV000149 | 9.0
CAPRI | CAP210904 | EC000938 | EF004663 | Non | 9.0
CAPRI | CAP210904 | EC000938 | EF005703 | EV003695 | 9.0
CAPRI | CAP210904 | EC000938 | EF005704 | EV003695 | 9.0
CAPRI | CAP210904 | EC000938 | EF006443 | 9 | 9.0
CAPRI | CAP210904 | EC000938 | EF006447 | 21 | 9.0
CAPRI | CAP211104 | EC000938 | EF001206 | Oui | 9.0
CAPRI | CAP211104 | EC000938 | EF001257 | EV000154 | 9.0
CAPRI | CAP211104 | EC000938 | EF002169 | EV000149 | 9.0
CAPRI | CAP211104 | EC000938 | EF004663 | Non | 9.0
CAPRI | CAP211104 | EC000938 | EF005703 | EV003695 | 9.0
CAPRI | CAP211104 | EC000938 | EF005704 | EV003695 | 9.0
CAPRI | CAP211104 | EC000938 | EF006443 | 11 | 9.0
CAPRI | CAP211104 | EC000938 | EF006447 | 21 | 9.0
CAPRI | CAP211170 | EC000938 | EF001206 | Non | 9.0
CAPRI | CAP211170 | EC000938 | EF001257 | EV000402 | 9.0
CAPRI | CAP211170 | EC000938 | EF002169 | EV000139 | 9.0
CAPRI | CAP211170 | EC000938 | EF004663 | Non | 9.0
CAPRI | CAP211170 | EC000938 | EF005703 | EV003695 | 9.0
CAPRI | CAP211170 | EC000938 | EF005704 | EV003695 | 9.0
CAPRI | CAP211170 | EC000938 | EF006443 | 11 | 9.0
CAPRI | CAP211170 | EC000938 | EF006447 | 21 | 9.0
CAPRI | CAP211304 | EC000938 | EF001206 | Oui | 9.0
CAPRI | CAP211304 | EC000938 | EF001257 | EV000154 | 9.0
CAPRI | CAP211304 | EC000938 | EF002169 | EV000149 | 9.0
CAPRI | CAP211304 | EC000938 | EF004663 | Non | 9.0
CAPRI | CAP211304 | EC000938 | EF005703 | EV003695 | 9.0
CAPRI | CAP211304 | EC000938 | EF005704 | EV003695 | 9.0
CAPRI | CAP211304 | EC000938 | EF006443 | 13 | 9.0
CAPRI | CAP211304 | EC000938 | EF006447 | 21 | 9.0
CAPRI | CAP211370 | EC000938 | EF001206 | Non | 9.0
CAPRI | CAP211370 | EC000938 | EF001257 | EV000402 | 9.0
CAPRI | CAP211370 | EC000938 | EF002169 | EV000139 | 9.0
CAPRI | CAP211370 | EC000938 | EF004663 | Non | 9.0
CAPRI | CAP211370 | EC000938 | EF005703 | EV003695 | 9.0
CAPRI | CAP211370 | EC000938 | EF005704 | EV003695 | 9.0
CAPRI | CAP211370 | EC000938 | EF006443 | 13 | 9.0
CAPRI | CAP211370 | EC000938 | EF006447 | 21 | 9.0
CAPRI | CAP211604 | EC000938 | EF001206 | Oui | 9.0
CAPRI | CAP211604 | EC000938 | EF001257 | EV000154 | 9.0
CAPRI | CAP211604 | EC000938 | EF002169 | EV000149 | 9.0
CAPRI | CAP211604 | EC000938 | EF004663 | Non | 9.0
CAPRI | CAP211604 | EC000938 | EF005703 | EV003695 | 9.0
CAPRI | CAP211604 | EC000938 | EF005704 | EV003695 | 9.0
CAPRI | CAP211604 | EC000938 | EF006443 | 16 | 9.0
CAPRI | CAP211604 | EC000938 | EF006447 | 21 | 9.0
CAPRI | CAP211609 | EC000938 | EF001206 | Non | 9.0
CAPRI | CAP211609 | EC000938 | EF001257 | EV006908 | 9.0
CAPRI | CAP211609 | EC000938 | EF002169 | EV000166 | 9.0
CAPRI | CAP211609 | EC000938 | EF004663 | Non | 9.0
CAPRI | CAP211609 | EC000938 | EF005703 | EV003695 | 9.0
CAPRI | CAP211609 | EC000938 | EF005704 | EV003695 | 9.0
CAPRI | CAP211609 | EC000938 | EF006443 | 16 | 9.0
CAPRI | CAP211609 | EC000938 | EF006447 | 21 | 9.0
CAPRI | CAP211670 | EC000938 | EF001206 | Non | 9.0
CAPRI | CAP211670 | EC000938 | EF001257 | EV000402 | 9.0
CAPRI | CAP211670 | EC000938 | EF002169 | EV000139 | 9.0
CAPRI | CAP211670 | EC000938 | EF004663 | Non | 9.0
CAPRI | CAP211670 | EC000938 | EF005703 | EV003695 | 9.0
CAPRI | CAP211670 | EC000938 | EF005704 | EV003695 | 9.0
CAPRI | CAP211670 | EC000938 | EF006443 | 16 | 9.0
CAPRI | CAP211670 | EC000938 | EF006447 | 21 | 9.0
CAPRI | CAP212904 | EC000938 | EF001206 | Oui | 9.0
CAPRI | CAP212904 | EC000938 | EF001257 | EV000154 | 9.0
CAPRI | CAP212904 | EC000938 | EF002169 | EV000149 | 9.0
CAPRI | CAP212904 | EC000938 | EF004663 | Non | 9.0
CAPRI | CAP212904 | EC000938 | EF005703 | EV003695 | 9.0
CAPRI | CAP212904 | EC000938 | EF005704 | EV003695 | 9.0
CAPRI | CAP212904 | EC000938 | EF006443 | 29 | 9.0
CAPRI | CAP212904 | EC000938 | EF006447 | 21 | 9.0
CAPRI | CAP212960 | EC000938 | EF001206 | Non | 9.0
CAPRI | CAP212960 | EC000938 | EF001257 | EV000402 | 9.0
CAPRI | CAP212960 | EC000938 | EF002169 | EV000139 | 9.0
CAPRI | CAP212960 | EC000938 | EF004663 | Non | 9.0
CAPRI | CAP212960 | EC000938 | EF005703 | EV003695 | 9.0
CAPRI | CAP212960 | EC000938 | EF005704 | EV003695 | 9.0
CAPRI | CAP212960 | EC000938 | EF006443 | 29 | 9.0
CAPRI | CAP212960 | EC000938 | EF006447 | 21 | 9.0
CAPRI | CAP212970 | EC000938 | EF001206 | Non | 9.0
CAPRI | CAP212970 | EC000938 | EF001257 | EV000402 | 9.0
CAPRI | CAP212970 | EC000938 | EF002169 | EV000139 | 9.0
CAPRI | CAP212970 | EC000938 | EF004663 | Non | 9.0
CAPRI | CAP212970 | EC000938 | EF005703 | EV003695 | 9.0
CAPRI | CAP212970 | EC000938 | EF005704 | EV003695 | 9.0
CAPRI | CAP212970 | EC000938 | EF006443 | 29 | 9.0
CAPRI | CAP212970 | EC000938 | EF006447 | 21 | 9.0
CAPRI | CAP220894 | EC000940 | EF000007 | EV003888 | 9.0
CAPRI | CAP220894 | EC000940 | EF000025 | Oui | 9.0
CAPRI | CAP220894 | EC000940 | EF000040 | 3,0 mm | 9.0
CAPRI | CAP220894 | EC000940 | EF000051 | EV008879 | 9.0
CAPRI | CAP220894 | EC000940 | EF000084 | Oui | 9.0
CAPRI | CAP220894 | EC000940 | EF000139 | EV000191 | 9.0
CAPRI | CAP220894 | EC000940 | EF001210 | Non | 9.0
CAPRI | CAP220894 | EC000940 | EF001257 | EV000149 | 9.0
CAPRI | CAP220894 | EC000940 | EF001758 | EV003712 | 9.0
CAPRI | CAP220894 | EC000940 | EF002169 | EV000914 | 9.0
CAPRI | CAP220894 | EC000940 | EF003712 | 1,25 mm | 9.0
CAPRI | CAP220894 | EC000940 | EF006304 | Non | 9.0
CAPRI | CAP220894 | EC000940 | EF007839 | 8 | 9.0
CAPRI | CAP220994 | EC000940 | EF000007 | EV003888 | 9.0
CAPRI | CAP220994 | EC000940 | EF000025 | Oui | 9.0
CAPRI | CAP220994 | EC000940 | EF000040 | 2,8 mm | 9.0
CAPRI | CAP220994 | EC000940 | EF000051 | EV008879 | 9.0
CAPRI | CAP220994 | EC000940 | EF000084 | Oui | 9.0
CAPRI | CAP220994 | EC000940 | EF000139 | EV000191 | 9.0
CAPRI | CAP220994 | EC000940 | EF001210 | Non | 9.0
CAPRI | CAP220994 | EC000940 | EF001257 | EV000149 | 9.0
CAPRI | CAP220994 | EC000940 | EF001758 | EV003712 | 9.0
CAPRI | CAP220994 | EC000940 | EF002169 | EV000914 | 9.0
CAPRI | CAP220994 | EC000940 | EF003712 | 1,5 mm | 9.0
CAPRI | CAP220994 | EC000940 | EF006304 | Non | 9.0
CAPRI | CAP220994 | EC000940 | EF007839 | 10 | 9.0
CAPRI | CAP221049 | EC001181 | EF000015 | 15,0 mm | 9.0
CAPRI | CAP221049 | EC001181 | EF000065 | 9,0 mm | 9.0
CAPRI | CAP221049 | EC001181 | EF000125 | 1,2 mm | 9.0
CAPRI | CAP221049 | EC001181 | EF001257 | EV020512 | 9.0
CAPRI | CAP221049 | EC001181 | EF002169 | EV000169 | 9.0
CAPRI | CAP221049 | EC001181 | EF005076 | Non | 9.0
CAPRI | CAP221049 | EC001181 | EF005783 | 10 | 9.0
CAPRI | CAP221049 | EC001181 | EF012185 | 1 | 9.0
CAPRI | CAP221049 | EC001181 | EF023000 | EV013260 | 9.0
CAPRI | CAP221094 | EC000940 | EF000007 | EV003888 | 9.0
CAPRI | CAP221094 | EC000940 | EF000025 | Oui | 9.0
CAPRI | CAP221094 | EC000940 | EF000040 | 2,5 mm | 9.0
CAPRI | CAP221094 | EC000940 | EF000051 | EV008879 | 9.0
CAPRI | CAP221094 | EC000940 | EF000084 | Oui | 9.0
CAPRI | CAP221094 | EC000940 | EF000139 | EV000191 | 9.0
CAPRI | CAP221094 | EC000940 | EF001210 | Non | 9.0
CAPRI | CAP221094 | EC000940 | EF001257 | EV000149 | 9.0
CAPRI | CAP221094 | EC000940 | EF001758 | EV003712 | 9.0
CAPRI | CAP221094 | EC000940 | EF002169 | EV000914 | 9.0
CAPRI | CAP221094 | EC000940 | EF003712 | 1,0 mm | 9.0
CAPRI | CAP221094 | EC000940 | EF006304 | Non | 9.0
CAPRI | CAP221094 | EC000940 | EF007839 | 10 | 9.0
CAPRI | CAP221099 | EC000940 | EF000007 | EV000294 | 9.0
CAPRI | CAP221099 | EC000940 | EF000025 | Oui | 9.0
CAPRI | CAP221099 | EC000940 | EF000040 | 3,2 mm | 9.0
CAPRI | CAP221099 | EC000940 | EF000051 | EV008879 | 9.0
CAPRI | CAP221099 | EC000940 | EF000084 | Oui | 9.0
CAPRI | CAP221099 | EC000940 | EF000139 | EV006034 | 9.0
CAPRI | CAP221099 | EC000940 | EF001210 | Non | 9.0
CAPRI | CAP221099 | EC000940 | EF001257 | EV006908 | 9.0
CAPRI | CAP221099 | EC000940 | EF001758 | EV003712 | 9.0
CAPRI | CAP221099 | EC000940 | EF002169 | EV000914 | 9.0
CAPRI | CAP221099 | EC000940 | EF003712 | 1,0 mm | 9.0
CAPRI | CAP221099 | EC000940 | EF006304 | Non | 9.0
CAPRI | CAP221099 | EC000940 | EF007839 | 10 | 9.0
CAPRI | CAP221104 | EC000940 | EF000007 | EV003888 | 9.0
CAPRI | CAP221104 | EC000940 | EF000025 | Oui | 9.0
CAPRI | CAP221104 | EC000940 | EF000040 | 12,0 mm | 9.0
CAPRI | CAP221104 | EC000940 | EF000051 | EV008879 | 9.0
CAPRI | CAP221104 | EC000940 | EF000084 | Oui | 9.0
CAPRI | CAP221104 | EC000940 | EF000139 | EV000191 | 9.0
CAPRI | CAP221104 | EC000940 | EF001210 | Non | 9.0
CAPRI | CAP221104 | EC000940 | EF001257 | EV000149 | 9.0
CAPRI | CAP221104 | EC000940 | EF001758 | EV003712 | 9.0
CAPRI | CAP221104 | EC000940 | EF002169 | EV000914 | 9.0
CAPRI | CAP221104 | EC000940 | EF003712 | 2,0 mm | 9.0
CAPRI | CAP221104 | EC000940 | EF006304 | Non | 9.0
CAPRI | CAP221104 | EC000940 | EF007839 | 110 | 9.0
CAPRI | CAP221109 | EC000940 | EF000007 | EV000294 | 9.0
CAPRI | CAP221109 | EC000940 | EF000025 | Oui | 9.0
CAPRI | CAP221109 | EC000940 | EF000040 | 9 mm | 9.0
CAPRI | CAP221109 | EC000940 | EF000051 | EV008879 | 9.0
CAPRI | CAP221109 | EC000940 | EF000084 | Oui | 9.0
CAPRI | CAP221109 | EC000940 | EF000139 | EV006034 | 9.0
CAPRI | CAP221109 | EC000940 | EF001210 | Non | 9.0
CAPRI | CAP221109 | EC000940 | EF001257 | EV006908 | 9.0
CAPRI | CAP221109 | EC000940 | EF001758 | EV003712 | 9.0
CAPRI | CAP221109 | EC000940 | EF002169 | EV000914 | 9.0
CAPRI | CAP221109 | EC000940 | EF003712 | 2,0 mm | 9.0
CAPRI | CAP221109 | EC000940 | EF006304 | Non | 9.0
CAPRI | CAP221109 | EC000940 | EF007839 | 110 | 9.0
CAPRI | CAP221149 | EC001181 | EF000015 | 126,0 mm | 9.0
CAPRI | CAP221149 | EC001181 | EF000065 | 108,0 mm | 9.0
CAPRI | CAP221149 | EC001181 | EF000125 | 2,0 mm | 9.0
CAPRI | CAP221149 | EC001181 | EF001257 | EV020512 | 9.0
CAPRI | CAP221149 | EC001181 | EF002169 | EV000169 | 9.0
CAPRI | CAP221149 | EC001181 | EF005076 | Non | 9.0
CAPRI | CAP221149 | EC001181 | EF005783 | 110 | 9.0
CAPRI | CAP221149 | EC001181 | EF012185 | 1 | 9.0
CAPRI | CAP221149 | EC001181 | EF023000 | EV013260 | 9.0
CAPRI | CAP221245 | EC001181 | EF000015 | 18 mm | 9.0
CAPRI | CAP221245 | EC001181 | EF000065 | 12 mm | 9.0
CAPRI | CAP221245 | EC001181 | EF000125 | 1,2 mm | 9.0
CAPRI | CAP221245 | EC001181 | EF001257 | EV000154 | 9.0
CAPRI | CAP221245 | EC001181 | EF002169 | EV014311 | 9.0
CAPRI | CAP221245 | EC001181 | EF005076 | Non | 9.0
CAPRI | CAP221245 | EC001181 | EF005783 | 12 | 9.0
CAPRI | CAP221245 | EC001181 | EF012185 | 1 | 9.0
CAPRI | CAP221245 | EC001181 | EF023000 | EV013260 | 9.0
CAPRI | CAP221249 | EC001181 | EF000015 | 18,0 mm | 9.0
CAPRI | CAP221249 | EC001181 | EF000065 | 11,0 mm | 9.0
CAPRI | CAP221249 | EC001181 | EF000125 | 1,2 mm | 9.0
CAPRI | CAP221249 | EC001181 | EF001257 | EV020512 | 9.0
CAPRI | CAP221249 | EC001181 | EF002169 | EV000169 | 9.0
CAPRI | CAP221249 | EC001181 | EF005076 | Non | 9.0
CAPRI | CAP221249 | EC001181 | EF005783 | 12 | 9.0
CAPRI | CAP221249 | EC001181 | EF012185 | 1 | 9.0
CAPRI | CAP221249 | EC001181 | EF023000 | EV013260 | 9.0
CAPRI | CAP221294 | EC000940 | EF000007 | EV003888 | 9.0
CAPRI | CAP221294 | EC000940 | EF000025 | Oui | 9.0
CAPRI | CAP221294 | EC000940 | EF000040 | 2,8 mm | 9.0
CAPRI | CAP221294 | EC000940 | EF000051 | EV008879 | 9.0
CAPRI | CAP221294 | EC000940 | EF000084 | Oui | 9.0
CAPRI | CAP221294 | EC000940 | EF000139 | EV000191 | 9.0
CAPRI | CAP221294 | EC000940 | EF001210 | Non | 9.0
CAPRI | CAP221294 | EC000940 | EF001257 | EV000149 | 9.0
CAPRI | CAP221294 | EC000940 | EF001758 | EV003712 | 9.0
CAPRI | CAP221294 | EC000940 | EF002169 | EV000914 | 9.0
CAPRI | CAP221294 | EC000940 | EF003712 | 1,5 mm | 9.0
CAPRI | CAP221294 | EC000940 | EF006304 | Non | 9.0
CAPRI | CAP221294 | EC000940 | EF007839 | 12 | 9.0
CAPRI | CAP221299 | EC000940 | EF000007 | EV000294 | 9.0
CAPRI | CAP221299 | EC000940 | EF000025 | Oui | 9.0
CAPRI | CAP221299 | EC000940 | EF000040 | 3,2 mm | 9.0
CAPRI | CAP221299 | EC000940 | EF000051 | EV008879 | 9.0
CAPRI | CAP221299 | EC000940 | EF000084 | Oui | 9.0
CAPRI | CAP221299 | EC000940 | EF000139 | EV006034 | 9.0
CAPRI | CAP221299 | EC000940 | EF001210 | Non | 9.0
CAPRI | CAP221299 | EC000940 | EF001257 | EV006908 | 9.0
CAPRI | CAP221299 | EC000940 | EF001758 | EV003712 | 9.0
CAPRI | CAP221299 | EC000940 | EF002169 | EV000914 | 9.0
CAPRI | CAP221299 | EC000940 | EF003712 | 1,5 mm | 9.0
CAPRI | CAP221299 | EC000940 | EF006304 | Non | 9.0
CAPRI | CAP221299 | EC000940 | EF007839 | 12 | 9.0
CAPRI | CAP221641 | EC001181 | EF000015 | 22 mm | 9.0
CAPRI | CAP221641 | EC001181 | EF000065 | 16,5 mm | 9.0
CAPRI | CAP221641 | EC001181 | EF000125 | 1,2 mm | 9.0
CAPRI | CAP221641 | EC001181 | EF001257 | EV000154 | 9.0
CAPRI | CAP221641 | EC001181 | EF002169 | EV014311 | 9.0
CAPRI | CAP221641 | EC001181 | EF005076 | Non | 9.0
CAPRI | CAP221641 | EC001181 | EF005783 | 16 | 9.0
CAPRI | CAP221641 | EC001181 | EF012185 | 1 | 9.0
CAPRI | CAP221641 | EC001181 | EF023000 | EV013260 | 9.0
CAPRI | CAP221642 | EC001181 | EF000015 | 25 mm | 9.0
CAPRI | CAP221642 | EC001181 | EF000065 | 16,5 mm | 9.0
CAPRI | CAP221642 | EC001181 | EF000125 | 1,5 mm | 9.0
CAPRI | CAP221642 | EC001181 | EF001257 | EV000154 | 9.0
CAPRI | CAP221642 | EC001181 | EF002169 | EV000139 | 9.0
CAPRI | CAP221642 | EC001181 | EF005076 | Non | 9.0
CAPRI | CAP221642 | EC001181 | EF005783 | 16 | 9.0
CAPRI | CAP221642 | EC001181 | EF012185 | 1 | 9.0
CAPRI | CAP221642 | EC001181 | EF023000 | EV013260 | 9.0
CAPRI | CAP221645 | EC001181 | EF000015 | 22 mm | 9.0
CAPRI | CAP221645 | EC001181 | EF000065 | 16 mm | 9.0
CAPRI | CAP221645 | EC001181 | EF000125 | 1,2 mm | 9.0
CAPRI | CAP221645 | EC001181 | EF001257 | EV000154 | 9.0
CAPRI | CAP221645 | EC001181 | EF002169 | EV014311 | 9.0
CAPRI | CAP221645 | EC001181 | EF005076 | Non | 9.0
CAPRI | CAP221645 | EC001181 | EF005783 | 16 | 9.0
CAPRI | CAP221645 | EC001181 | EF012185 | 1 | 9.0
CAPRI | CAP221645 | EC001181 | EF023000 | EV013260 | 9.0
CAPRI | CAP221649 | EC001181 | EF000015 | 22,0 mm | 9.0
CAPRI | CAP221649 | EC001181 | EF000065 | 15,0 mm | 9.0
CAPRI | CAP221649 | EC001181 | EF000125 | 1,2 mm | 9.0
CAPRI | CAP221649 | EC001181 | EF001257 | EV020512 | 9.0
CAPRI | CAP221649 | EC001181 | EF002169 | EV000169 | 9.0
CAPRI | CAP221649 | EC001181 | EF005076 | Non | 9.0
CAPRI | CAP221649 | EC001181 | EF005783 | 16 | 9.0
CAPRI | CAP221649 | EC001181 | EF012185 | 1 | 9.0
CAPRI | CAP221649 | EC001181 | EF023000 | EV013260 | 9.0
CAPRI | CAP221694 | EC000940 | EF000007 | EV003888 | 9.0
CAPRI | CAP221694 | EC000940 | EF000025 | Oui | 9.0
CAPRI | CAP221694 | EC000940 | EF000040 | 3,0 mm | 9.0
CAPRI | CAP221694 | EC000940 | EF000051 | EV008879 | 9.0
CAPRI | CAP221694 | EC000940 | EF000084 | Oui | 9.0
CAPRI | CAP221694 | EC000940 | EF000139 | EV000191 | 9.0
CAPRI | CAP221694 | EC000940 | EF001210 | Non | 9.0
CAPRI | CAP221694 | EC000940 | EF001257 | EV000149 | 9.0
CAPRI | CAP221694 | EC000940 | EF001758 | EV003712 | 9.0
CAPRI | CAP221694 | EC000940 | EF002169 | EV000914 | 9.0
CAPRI | CAP221694 | EC000940 | EF003712 | 1,5 mm | 9.0
CAPRI | CAP221694 | EC000940 | EF006304 | Non | 9.0
CAPRI | CAP221694 | EC000940 | EF007839 | 16 | 9.0
CAPRI | CAP221699 | EC000940 | EF000007 | EV000294 | 9.0
CAPRI | CAP221699 | EC000940 | EF000025 | Oui | 9.0
CAPRI | CAP221699 | EC000940 | EF000040 | 3,2 mm | 9.0
CAPRI | CAP221699 | EC000940 | EF000051 | EV008879 | 9.0
CAPRI | CAP221699 | EC000940 | EF000084 | Oui | 9.0
CAPRI | CAP221699 | EC000940 | EF000139 | EV006034 | 9.0
CAPRI | CAP221699 | EC000940 | EF001210 | Non | 9.0
CAPRI | CAP221699 | EC000940 | EF001257 | EV006908 | 9.0
CAPRI | CAP221699 | EC000940 | EF001758 | EV003712 | 9.0
CAPRI | CAP221699 | EC000940 | EF002169 | EV000914 | 9.0
CAPRI | CAP221699 | EC000940 | EF003712 | 1,5 mm | 9.0
CAPRI | CAP221699 | EC000940 | EF006304 | Non | 9.0
CAPRI | CAP221699 | EC000940 | EF007839 | 16 | 9.0
CAPRI | CAP222041 | EC001181 | EF000015 | 27 mm | 9.0
CAPRI | CAP222041 | EC001181 | EF000065 | 20,5 mm | 9.0
CAPRI | CAP222041 | EC001181 | EF000125 | 1,2 mm | 9.0
CAPRI | CAP222041 | EC001181 | EF001257 | EV000154 | 9.0
CAPRI | CAP222041 | EC001181 | EF002169 | EV014311 | 9.0
CAPRI | CAP222041 | EC001181 | EF005076 | Non | 9.0
CAPRI | CAP222041 | EC001181 | EF005783 | 20 | 9.0
CAPRI | CAP222041 | EC001181 | EF012185 | 1 | 9.0
CAPRI | CAP222041 | EC001181 | EF023000 | EV013260 | 9.0
CAPRI | CAP222042 | EC001181 | EF000015 | 28,7 mm | 9.0
CAPRI | CAP222042 | EC001181 | EF000065 | 20,5 mm | 9.0
CAPRI | CAP222042 | EC001181 | EF000125 | 1,5 mm | 9.0
CAPRI | CAP222042 | EC001181 | EF001257 | EV000154 | 9.0
CAPRI | CAP222042 | EC001181 | EF002169 | EV000139 | 9.0
CAPRI | CAP222042 | EC001181 | EF005076 | Non | 9.0
CAPRI | CAP222042 | EC001181 | EF005783 | 20 | 9.0
CAPRI | CAP222042 | EC001181 | EF012185 | 1 | 9.0
CAPRI | CAP222042 | EC001181 | EF023000 | EV013260 | 9.0
CAPRI | CAP222045 | EC001181 | EF000015 | 27 mm | 9.0
CAPRI | CAP222045 | EC001181 | EF000065 | 20 mm | 9.0
CAPRI | CAP222045 | EC001181 | EF000125 | 1,2 mm | 9.0
CAPRI | CAP222045 | EC001181 | EF001257 | EV000154 | 9.0
CAPRI | CAP222045 | EC001181 | EF002169 | EV014311 | 9.0
CAPRI | CAP222045 | EC001181 | EF005076 | Non | 9.0
CAPRI | CAP222045 | EC001181 | EF005783 | 20 | 9.0
CAPRI | CAP222045 | EC001181 | EF012185 | 1 | 9.0
CAPRI | CAP222045 | EC001181 | EF023000 | EV013260 | 9.0
CAPRI | CAP222049 | EC001181 | EF000015 | 24,0 mm | 9.0
CAPRI | CAP222049 | EC001181 | EF000065 | 19,0 mm | 9.0
CAPRI | CAP222049 | EC001181 | EF000125 | 1,2 mm | 9.0
CAPRI | CAP222049 | EC001181 | EF001257 | EV020512 | 9.0
CAPRI | CAP222049 | EC001181 | EF002169 | EV000169 | 9.0
CAPRI | CAP222049 | EC001181 | EF005076 | Non | 9.0
CAPRI | CAP222049 | EC001181 | EF005783 | 20 | 9.0
CAPRI | CAP222049 | EC001181 | EF012185 | 1 | 9.0
CAPRI | CAP222049 | EC001181 | EF023000 | EV013260 | 9.0
CAPRI | CAP222094 | EC000940 | EF000007 | EV003888 | 9.0
CAPRI | CAP222094 | EC000940 | EF000025 | Oui | 9.0
CAPRI | CAP222094 | EC000940 | EF000040 | 4,0 mm | 9.0
CAPRI | CAP222094 | EC000940 | EF000051 | EV008879 | 9.0
CAPRI | CAP222094 | EC000940 | EF000084 | Oui | 9.0
CAPRI | CAP222094 | EC000940 | EF000139 | EV000191 | 9.0
CAPRI | CAP222094 | EC000940 | EF001210 | Non | 9.0
CAPRI | CAP222094 | EC000940 | EF001257 | EV000149 | 9.0
CAPRI | CAP222094 | EC000940 | EF001758 | EV003712 | 9.0
CAPRI | CAP222094 | EC000940 | EF002169 | EV000914 | 9.0
CAPRI | CAP222094 | EC000940 | EF003712 | 1,5 mm | 9.0
CAPRI | CAP222094 | EC000940 | EF006304 | Non | 9.0
CAPRI | CAP222094 | EC000940 | EF007839 | 20 | 9.0
CAPRI | CAP222099 | EC000940 | EF000007 | EV000294 | 9.0
CAPRI | CAP222099 | EC000940 | EF000025 | Oui | 9.0
CAPRI | CAP222099 | EC000940 | EF000040 | 3,5 mm | 9.0
CAPRI | CAP222099 | EC000940 | EF000051 | EV008879 | 9.0
CAPRI | CAP222099 | EC000940 | EF000084 | Oui | 9.0
CAPRI | CAP222099 | EC000940 | EF000139 | EV006034 | 9.0
CAPRI | CAP222099 | EC000940 | EF001210 | Non | 9.0
CAPRI | CAP222099 | EC000940 | EF001257 | EV006908 | 9.0
CAPRI | CAP222099 | EC000940 | EF001758 | EV003712 | 9.0
CAPRI | CAP222099 | EC000940 | EF002169 | EV000914 | 9.0
CAPRI | CAP222099 | EC000940 | EF003712 | 1,5 mm | 9.0
CAPRI | CAP222099 | EC000940 | EF006304 | Non | 9.0
CAPRI | CAP222099 | EC000940 | EF007839 | 20 | 9.0
CAPRI | CAP222541 | EC001181 | EF000015 | 35 mm | 9.0
CAPRI | CAP222541 | EC001181 | EF000065 | 25,5 mm | 9.0
CAPRI | CAP222541 | EC001181 | EF000125 | 1,5 mm | 9.0
CAPRI | CAP222541 | EC001181 | EF001257 | EV000154 | 9.0
CAPRI | CAP222541 | EC001181 | EF002169 | EV014311 | 9.0
CAPRI | CAP222541 | EC001181 | EF005076 | Non | 9.0
CAPRI | CAP222541 | EC001181 | EF005783 | 25 | 9.0
CAPRI | CAP222541 | EC001181 | EF012185 | 1 | 9.0
CAPRI | CAP222541 | EC001181 | EF023000 | EV013260 | 9.0
CAPRI | CAP222542 | EC001181 | EF000015 | 36 mm | 9.0
CAPRI | CAP222542 | EC001181 | EF000065 | 25,5 mm | 9.0
CAPRI | CAP222542 | EC001181 | EF000125 | 1,5 mm | 9.0
CAPRI | CAP222542 | EC001181 | EF001257 | EV000154 | 9.0
CAPRI | CAP222542 | EC001181 | EF002169 | EV000139 | 9.0
CAPRI | CAP222542 | EC001181 | EF005076 | Non | 9.0
CAPRI | CAP222542 | EC001181 | EF005783 | 25 | 9.0
CAPRI | CAP222542 | EC001181 | EF012185 | 1 | 9.0
CAPRI | CAP222542 | EC001181 | EF023000 | EV013260 | 9.0
CAPRI | CAP222545 | EC001181 | EF000015 | 35 mm | 9.0
CAPRI | CAP222545 | EC001181 | EF000065 | 25 mm | 9.0
CAPRI | CAP222545 | EC001181 | EF000125 | 1,5 mm | 9.0
CAPRI | CAP222545 | EC001181 | EF001257 | EV000154 | 9.0
CAPRI | CAP222545 | EC001181 | EF002169 | EV014311 | 9.0
CAPRI | CAP222545 | EC001181 | EF005076 | Non | 9.0
CAPRI | CAP222545 | EC001181 | EF005783 | 25 | 9.0
CAPRI | CAP222545 | EC001181 | EF012185 | 1 | 9.0
CAPRI | CAP222545 | EC001181 | EF023000 | EV013260 | 9.0
CAPRI | CAP222549 | EC001181 | EF000015 | 30,0 mm | 9.0
CAPRI | CAP222549 | EC001181 | EF000065 | 24,0 mm | 9.0
CAPRI | CAP222549 | EC001181 | EF000125 | 1,5 mm | 9.0
CAPRI | CAP222549 | EC001181 | EF001257 | EV020512 | 9.0
CAPRI | CAP222549 | EC001181 | EF002169 | EV000169 | 9.0
CAPRI | CAP222549 | EC001181 | EF005076 | Non | 9.0
CAPRI | CAP222549 | EC001181 | EF005783 | 25 | 9.0
CAPRI | CAP222549 | EC001181 | EF012185 | 1 | 9.0
CAPRI | CAP222549 | EC001181 | EF023000 | EV013260 | 9.0
CAPRI | CAP222594 | EC000940 | EF000007 | EV003888 | 9.0
CAPRI | CAP222594 | EC000940 | EF000025 | Oui | 9.0
CAPRI | CAP222594 | EC000940 | EF000040 | 4,0 mm | 9.0
CAPRI | CAP222594 | EC000940 | EF000051 | EV008879 | 9.0
CAPRI | CAP222594 | EC000940 | EF000084 | Oui | 9.0
CAPRI | CAP222594 | EC000940 | EF000139 | EV000191 | 9.0
CAPRI | CAP222594 | EC000940 | EF001210 | Non | 9.0
CAPRI | CAP222594 | EC000940 | EF001257 | EV000149 | 9.0
CAPRI | CAP222594 | EC000940 | EF001758 | EV003712 | 9.0
CAPRI | CAP222594 | EC000940 | EF002169 | EV000914 | 9.0
CAPRI | CAP222594 | EC000940 | EF003712 | 1,5 mm | 9.0
CAPRI | CAP222594 | EC000940 | EF006304 | Non | 9.0
CAPRI | CAP222594 | EC000940 | EF007839 | 25 | 9.0
CAPRI | CAP222599 | EC000940 | EF000007 | EV000294 | 9.0
CAPRI | CAP222599 | EC000940 | EF000025 | Oui | 9.0
CAPRI | CAP222599 | EC000940 | EF000040 | 4,0 mm | 9.0
CAPRI | CAP222599 | EC000940 | EF000051 | EV008879 | 9.0
CAPRI | CAP222599 | EC000940 | EF000084 | Oui | 9.0
CAPRI | CAP222599 | EC000940 | EF000139 | EV006034 | 9.0
CAPRI | CAP222599 | EC000940 | EF001210 | Non | 9.0
CAPRI | CAP222599 | EC000940 | EF001257 | EV006908 | 9.0
CAPRI | CAP222599 | EC000940 | EF001758 | EV003712 | 9.0
CAPRI | CAP222599 | EC000940 | EF002169 | EV000914 | 9.0
CAPRI | CAP222599 | EC000940 | EF003712 | 1,5 mm | 9.0
CAPRI | CAP222599 | EC000940 | EF006304 | Non | 9.0
CAPRI | CAP222599 | EC000940 | EF007839 | 25 | 9.0
CAPRI | CAP223241 | EC001181 | EF000015 | 43 mm | 9.0
CAPRI | CAP223241 | EC001181 | EF000065 | 32,5 mm | 9.0
CAPRI | CAP223241 | EC001181 | EF000125 | 1,5 mm | 9.0
CAPRI | CAP223241 | EC001181 | EF001257 | EV000154 | 9.0
CAPRI | CAP223241 | EC001181 | EF002169 | EV014311 | 9.0
CAPRI | CAP223241 | EC001181 | EF005076 | Non | 9.0
CAPRI | CAP223241 | EC001181 | EF005783 | 32 | 9.0
CAPRI | CAP223241 | EC001181 | EF012185 | 1 | 9.0
CAPRI | CAP223241 | EC001181 | EF023000 | EV013260 | 9.0
CAPRI | CAP223242 | EC001181 | EF000015 | 42,5 mm | 9.0
CAPRI | CAP223242 | EC001181 | EF000065 | 32,5 mm | 9.0
CAPRI | CAP223242 | EC001181 | EF000125 | 1,5 mm | 9.0
CAPRI | CAP223242 | EC001181 | EF001257 | EV000154 | 9.0
CAPRI | CAP223242 | EC001181 | EF002169 | EV000139 | 9.0
CAPRI | CAP223242 | EC001181 | EF005076 | Non | 9.0
CAPRI | CAP223242 | EC001181 | EF005783 | 32 | 9.0
CAPRI | CAP223242 | EC001181 | EF012185 | 1 | 9.0
CAPRI | CAP223242 | EC001181 | EF023000 | EV013260 | 9.0
CAPRI | CAP223245 | EC001181 | EF000015 | 43 mm | 9.0
CAPRI | CAP223245 | EC001181 | EF000065 | 32 mm | 9.0
CAPRI | CAP223245 | EC001181 | EF000125 | 1,5 mm | 9.0
CAPRI | CAP223245 | EC001181 | EF001257 | EV000154 | 9.0
CAPRI | CAP223245 | EC001181 | EF002169 | EV014311 | 9.0
CAPRI | CAP223245 | EC001181 | EF005076 | Non | 9.0
CAPRI | CAP223245 | EC001181 | EF005783 | 32 | 9.0
CAPRI | CAP223245 | EC001181 | EF012185 | 1 | 9.0
CAPRI | CAP223245 | EC001181 | EF023000 | EV013260 | 9.0
CAPRI | CAP223249 | EC001181 | EF000015 | 42,0 mm | 9.0
CAPRI | CAP223249 | EC001181 | EF000065 | 31,0 mm | 9.0
CAPRI | CAP223249 | EC001181 | EF000125 | 1,5 mm | 9.0
CAPRI | CAP223249 | EC001181 | EF001257 | EV020512 | 9.0
CAPRI | CAP223249 | EC001181 | EF002169 | EV000169 | 9.0
CAPRI | CAP223249 | EC001181 | EF005076 | Non | 9.0
CAPRI | CAP223249 | EC001181 | EF005783 | 32 | 9.0
CAPRI | CAP223249 | EC001181 | EF012185 | 1 | 9.0
CAPRI | CAP223249 | EC001181 | EF023000 | EV013260 | 9.0
CAPRI | CAP223294 | EC000940 | EF000007 | EV003888 | 9.0
CAPRI | CAP223294 | EC000940 | EF000025 | Oui | 9.0
CAPRI | CAP223294 | EC000940 | EF000040 | 4,5 mm | 9.0
CAPRI | CAP223294 | EC000940 | EF000051 | EV008879 | 9.0
CAPRI | CAP223294 | EC000940 | EF000084 | Oui | 9.0
CAPRI | CAP223294 | EC000940 | EF000139 | EV000191 | 9.0
CAPRI | CAP223294 | EC000940 | EF001210 | Non | 9.0
CAPRI | CAP223294 | EC000940 | EF001257 | EV000149 | 9.0
CAPRI | CAP223294 | EC000940 | EF001758 | EV003712 | 9.0
CAPRI | CAP223294 | EC000940 | EF002169 | EV000914 | 9.0
CAPRI | CAP223294 | EC000940 | EF003712 | 1,5 mm | 9.0
CAPRI | CAP223294 | EC000940 | EF006304 | Non | 9.0
CAPRI | CAP223294 | EC000940 | EF007839 | 32 | 9.0
CAPRI | CAP223299 | EC000940 | EF000007 | EV000294 | 9.0
CAPRI | CAP223299 | EC000940 | EF000025 | Oui | 9.0
CAPRI | CAP223299 | EC000940 | EF000040 | 4,5 mm | 9.0
CAPRI | CAP223299 | EC000940 | EF000051 | EV008879 | 9.0
CAPRI | CAP223299 | EC000940 | EF000084 | Oui | 9.0
CAPRI | CAP223299 | EC000940 | EF000139 | EV006034 | 9.0
CAPRI | CAP223299 | EC000940 | EF001210 | Non | 9.0
CAPRI | CAP223299 | EC000940 | EF001257 | EV006908 | 9.0
CAPRI | CAP223299 | EC000940 | EF001758 | EV003712 | 9.0
CAPRI | CAP223299 | EC000940 | EF002169 | EV000914 | 9.0
CAPRI | CAP223299 | EC000940 | EF003712 | 1,5 mm | 9.0
CAPRI | CAP223299 | EC000940 | EF006304 | Non | 9.0
CAPRI | CAP223299 | EC000940 | EF007839 | 32 | 9.0
CAPRI | CAP224041 | EC001181 | EF000015 | 55 mm | 9.0
CAPRI | CAP224041 | EC001181 | EF000065 | 40,5 mm | 9.0
CAPRI | CAP224041 | EC001181 | EF000125 | 1,5 mm | 9.0
CAPRI | CAP224041 | EC001181 | EF001257 | EV000154 | 9.0
CAPRI | CAP224041 | EC001181 | EF002169 | EV014311 | 9.0
CAPRI | CAP224041 | EC001181 | EF005076 | Non | 9.0
CAPRI | CAP224041 | EC001181 | EF005783 | 40 | 9.0
CAPRI | CAP224041 | EC001181 | EF012185 | 1 | 9.0
CAPRI | CAP224041 | EC001181 | EF023000 | EV013260 | 9.0
CAPRI | CAP224042 | EC001181 | EF000015 | 52 mm | 9.0
CAPRI | CAP224042 | EC001181 | EF000065 | 40,5 mm | 9.0
CAPRI | CAP224042 | EC001181 | EF000125 | 1,5 mm | 9.0
CAPRI | CAP224042 | EC001181 | EF001257 | EV000154 | 9.0
CAPRI | CAP224042 | EC001181 | EF002169 | EV000139 | 9.0
CAPRI | CAP224042 | EC001181 | EF005076 | Non | 9.0
CAPRI | CAP224042 | EC001181 | EF005783 | 40 | 9.0
CAPRI | CAP224042 | EC001181 | EF012185 | 1 | 9.0
CAPRI | CAP224042 | EC001181 | EF023000 | EV013260 | 9.0
CAPRI | CAP224045 | EC001181 | EF000015 | 55 mm | 9.0
CAPRI | CAP224045 | EC001181 | EF000065 | 40 mm | 9.0
CAPRI | CAP224045 | EC001181 | EF000125 | 1,5 mm | 9.0
CAPRI | CAP224045 | EC001181 | EF001257 | EV000154 | 9.0
CAPRI | CAP224045 | EC001181 | EF002169 | EV014311 | 9.0
CAPRI | CAP224045 | EC001181 | EF005076 | Non | 9.0
CAPRI | CAP224045 | EC001181 | EF005783 | 40 | 9.0
CAPRI | CAP224045 | EC001181 | EF012185 | 1 | 9.0
CAPRI | CAP224045 | EC001181 | EF023000 | EV013260 | 9.0
CAPRI | CAP224049 | EC001181 | EF000015 | 52,0 mm | 9.0
CAPRI | CAP224049 | EC001181 | EF000065 | 38,5 mm | 9.0
CAPRI | CAP224049 | EC001181 | EF000125 | 1,5 mm | 9.0
CAPRI | CAP224049 | EC001181 | EF001257 | EV020512 | 9.0
CAPRI | CAP224049 | EC001181 | EF002169 | EV000169 | 9.0
CAPRI | CAP224049 | EC001181 | EF005076 | Non | 9.0
CAPRI | CAP224049 | EC001181 | EF005783 | 40 | 9.0
CAPRI | CAP224049 | EC001181 | EF012185 | 1 | 9.0
CAPRI | CAP224049 | EC001181 | EF023000 | EV013260 | 9.0
CAPRI | CAP224094 | EC000940 | EF000007 | EV003888 | 9.0
CAPRI | CAP224094 | EC000940 | EF000025 | Oui | 9.0
CAPRI | CAP224094 | EC000940 | EF000040 | 4,5 mm | 9.0
CAPRI | CAP224094 | EC000940 | EF000051 | EV008879 | 9.0
CAPRI | CAP224094 | EC000940 | EF000084 | Oui | 9.0
CAPRI | CAP224094 | EC000940 | EF000139 | EV000191 | 9.0
CAPRI | CAP224094 | EC000940 | EF001210 | Non | 9.0
CAPRI | CAP224094 | EC000940 | EF001257 | EV000149 | 9.0
CAPRI | CAP224094 | EC000940 | EF001758 | EV003712 | 9.0
CAPRI | CAP224094 | EC000940 | EF002169 | EV000914 | 9.0
CAPRI | CAP224094 | EC000940 | EF003712 | 1,5 mm | 9.0
CAPRI | CAP224094 | EC000940 | EF006304 | Non | 9.0
CAPRI | CAP224094 | EC000940 | EF007839 | 40 | 9.0
CAPRI | CAP224099 | EC000940 | EF000007 | EV000294 | 9.0
CAPRI | CAP224099 | EC000940 | EF000025 | Oui | 9.0
CAPRI | CAP224099 | EC000940 | EF000040 | 4,8 mm | 9.0
CAPRI | CAP224099 | EC000940 | EF000051 | EV008879 | 9.0
CAPRI | CAP224099 | EC000940 | EF000084 | Oui | 9.0
CAPRI | CAP224099 | EC000940 | EF000139 | EV006034 | 9.0
CAPRI | CAP224099 | EC000940 | EF001210 | Non | 9.0
CAPRI | CAP224099 | EC000940 | EF001257 | EV006908 | 9.0
CAPRI | CAP224099 | EC000940 | EF001758 | EV003712 | 9.0
CAPRI | CAP224099 | EC000940 | EF002169 | EV000914 | 9.0
CAPRI | CAP224099 | EC000940 | EF003712 | 1,5 mm | 9.0
CAPRI | CAP224099 | EC000940 | EF006304 | Non | 9.0
CAPRI | CAP224099 | EC000940 | EF007839 | 40 | 9.0
CAPRI | CAP225041 | EC001181 | EF000015 | 69 mm | 9.0
CAPRI | CAP225041 | EC001181 | EF000065 | 50,5 mm | 9.0
CAPRI | CAP225041 | EC001181 | EF000125 | 1,5 mm | 9.0
CAPRI | CAP225041 | EC001181 | EF001257 | EV000154 | 9.0
CAPRI | CAP225041 | EC001181 | EF002169 | EV014311 | 9.0
CAPRI | CAP225041 | EC001181 | EF005076 | Non | 9.0
CAPRI | CAP225041 | EC001181 | EF005783 | 50 | 9.0
CAPRI | CAP225041 | EC001181 | EF012185 | 1 | 9.0
CAPRI | CAP225041 | EC001181 | EF023000 | EV013260 | 9.0
CAPRI | CAP225042 | EC001181 | EF000015 | 65 mm | 9.0
CAPRI | CAP225042 | EC001181 | EF000065 | 50,5 mm | 9.0
CAPRI | CAP225042 | EC001181 | EF000125 | 1,5 mm | 9.0
CAPRI | CAP225042 | EC001181 | EF001257 | EV000154 | 9.0
CAPRI | CAP225042 | EC001181 | EF002169 | EV000139 | 9.0
CAPRI | CAP225042 | EC001181 | EF005076 | Non | 9.0
CAPRI | CAP225042 | EC001181 | EF005783 | 50 | 9.0
CAPRI | CAP225042 | EC001181 | EF012185 | 1 | 9.0
CAPRI | CAP225042 | EC001181 | EF023000 | EV013260 | 9.0
CAPRI | CAP225045 | EC001181 | EF000015 | 69 mm | 9.0
CAPRI | CAP225045 | EC001181 | EF000065 | 50 mm | 9.0
CAPRI | CAP225045 | EC001181 | EF000125 | 1,5 mm | 9.0
CAPRI | CAP225045 | EC001181 | EF001257 | EV000154 | 9.0
CAPRI | CAP225045 | EC001181 | EF002169 | EV014311 | 9.0
CAPRI | CAP225045 | EC001181 | EF005076 | Non | 9.0
CAPRI | CAP225045 | EC001181 | EF005783 | 50 | 9.0
CAPRI | CAP225045 | EC001181 | EF012185 | 1 | 9.0
CAPRI | CAP225045 | EC001181 | EF023000 | EV013260 | 9.0
CAPRI | CAP225049 | EC001181 | EF000015 | 63,0 mm | 9.0
CAPRI | CAP225049 | EC001181 | EF000065 | 49,0 mm | 9.0
CAPRI | CAP225049 | EC001181 | EF000125 | 1,5 mm | 9.0
CAPRI | CAP225049 | EC001181 | EF001257 | EV020512 | 9.0
CAPRI | CAP225049 | EC001181 | EF002169 | EV000169 | 9.0
CAPRI | CAP225049 | EC001181 | EF005076 | Non | 9.0
CAPRI | CAP225049 | EC001181 | EF005783 | 50 | 9.0
CAPRI | CAP225049 | EC001181 | EF012185 | 1 | 9.0
CAPRI | CAP225049 | EC001181 | EF023000 | EV013260 | 9.0
CAPRI | CAP225094 | EC000940 | EF000007 | EV003888 | 9.0
CAPRI | CAP225094 | EC000940 | EF000025 | Oui | 9.0
CAPRI | CAP225094 | EC000940 | EF000040 | 4,7 mm | 9.0
CAPRI | CAP225094 | EC000940 | EF000051 | EV008879 | 9.0
CAPRI | CAP225094 | EC000940 | EF000084 | Oui | 9.0
CAPRI | CAP225094 | EC000940 | EF000139 | EV000191 | 9.0
CAPRI | CAP225094 | EC000940 | EF001210 | Non | 9.0
CAPRI | CAP225094 | EC000940 | EF001257 | EV000149 | 9.0
CAPRI | CAP225094 | EC000940 | EF001758 | EV003712 | 9.0
CAPRI | CAP225094 | EC000940 | EF002169 | EV000914 | 9.0
CAPRI | CAP225094 | EC000940 | EF003712 | 1,5 mm | 9.0
CAPRI | CAP225094 | EC000940 | EF006304 | Non | 9.0
CAPRI | CAP225094 | EC000940 | EF007839 | 50 | 9.0
CAPRI | CAP225099 | EC000940 | EF000007 | EV000294 | 9.0
CAPRI | CAP225099 | EC000940 | EF000025 | Oui | 9.0
CAPRI | CAP225099 | EC000940 | EF000040 | 4,7 mm | 9.0
CAPRI | CAP225099 | EC000940 | EF000051 | EV008879 | 9.0
CAPRI | CAP225099 | EC000940 | EF000084 | Oui | 9.0
CAPRI | CAP225099 | EC000940 | EF000139 | EV006034 | 9.0
CAPRI | CAP225099 | EC000940 | EF001210 | Non | 9.0
CAPRI | CAP225099 | EC000940 | EF001257 | EV006908 | 9.0
CAPRI | CAP225099 | EC000940 | EF001758 | EV003712 | 9.0
CAPRI | CAP225099 | EC000940 | EF002169 | EV000914 | 9.0
CAPRI | CAP225099 | EC000940 | EF003712 | 1,5 mm | 9.0
CAPRI | CAP225099 | EC000940 | EF006304 | Non | 9.0
CAPRI | CAP225099 | EC000940 | EF007839 | 50 | 9.0
CAPRI | CAP226341 | EC001181 | EF000015 | 82 mm | 9.0
CAPRI | CAP226341 | EC001181 | EF000065 | 63,5 mm | 9.0
CAPRI | CAP226341 | EC001181 | EF000125 | 2 mm | 9.0
CAPRI | CAP226341 | EC001181 | EF001257 | EV000154 | 9.0
CAPRI | CAP226341 | EC001181 | EF002169 | EV014311 | 9.0
CAPRI | CAP226341 | EC001181 | EF005076 | Non | 9.0
CAPRI | CAP226341 | EC001181 | EF005783 | 63 | 9.0
CAPRI | CAP226341 | EC001181 | EF012185 | 1 | 9.0
CAPRI | CAP226341 | EC001181 | EF023000 | EV013260 | 9.0
CAPRI | CAP226345 | EC001181 | EF000015 | 82 mm | 9.0
CAPRI | CAP226345 | EC001181 | EF000065 | 63 mm | 9.0
CAPRI | CAP226345 | EC001181 | EF000125 | 2 mm | 9.0
CAPRI | CAP226345 | EC001181 | EF001257 | EV000154 | 9.0
CAPRI | CAP226345 | EC001181 | EF002169 | EV014311 | 9.0
CAPRI | CAP226345 | EC001181 | EF005076 | Non | 9.0
CAPRI | CAP226345 | EC001181 | EF005783 | 63 | 9.0
CAPRI | CAP226345 | EC001181 | EF012185 | 1 | 9.0
CAPRI | CAP226345 | EC001181 | EF023000 | EV013260 | 9.0
CAPRI | CAP226349 | EC001181 | EF000015 | 77,0 mm | 9.0
CAPRI | CAP226349 | EC001181 | EF000065 | 62,0 mm | 9.0
CAPRI | CAP226349 | EC001181 | EF000125 | 2,0 mm | 9.0
CAPRI | CAP226349 | EC001181 | EF001257 | EV020512 | 9.0
CAPRI | CAP226349 | EC001181 | EF002169 | EV000169 | 9.0
CAPRI | CAP226349 | EC001181 | EF005076 | Non | 9.0
CAPRI | CAP226349 | EC001181 | EF005783 | 63 | 9.0
CAPRI | CAP226349 | EC001181 | EF012185 | 1 | 9.0
CAPRI | CAP226349 | EC001181 | EF023000 | EV013260 | 9.0
CAPRI | CAP226394 | EC000940 | EF000007 | EV003888 | 9.0
CAPRI | CAP226394 | EC000940 | EF000025 | Oui | 9.0
CAPRI | CAP226394 | EC000940 | EF000040 | 6,4 mm | 9.0
CAPRI | CAP226394 | EC000940 | EF000051 | EV008879 | 9.0
CAPRI | CAP226394 | EC000940 | EF000084 | Oui | 9.0
CAPRI | CAP226394 | EC000940 | EF000139 | EV000191 | 9.0
CAPRI | CAP226394 | EC000940 | EF001210 | Non | 9.0
CAPRI | CAP226394 | EC000940 | EF001257 | EV000149 | 9.0
CAPRI | CAP226394 | EC000940 | EF001758 | EV003712 | 9.0
CAPRI | CAP226394 | EC000940 | EF002169 | EV000914 | 9.0
CAPRI | CAP226394 | EC000940 | EF003712 | 1,5 mm | 9.0
CAPRI | CAP226394 | EC000940 | EF006304 | Non | 9.0
CAPRI | CAP226394 | EC000940 | EF007839 | 63 | 9.0
CAPRI | CAP226399 | EC000940 | EF000007 | EV000294 | 9.0
CAPRI | CAP226399 | EC000940 | EF000025 | Oui | 9.0
CAPRI | CAP226399 | EC000940 | EF000040 | 6,4 mm | 9.0
CAPRI | CAP226399 | EC000940 | EF000051 | EV008879 | 9.0
CAPRI | CAP226399 | EC000940 | EF000084 | Oui | 9.0
CAPRI | CAP226399 | EC000940 | EF000139 | EV006034 | 9.0
CAPRI | CAP226399 | EC000940 | EF001210 | Non | 9.0
CAPRI | CAP226399 | EC000940 | EF001257 | EV006908 | 9.0
CAPRI | CAP226399 | EC000940 | EF001758 | EV003712 | 9.0
CAPRI | CAP226399 | EC000940 | EF002169 | EV000914 | 9.0
CAPRI | CAP226399 | EC000940 | EF003712 | 1,5 mm | 9.0
CAPRI | CAP226399 | EC000940 | EF006304 | Non | 9.0
CAPRI | CAP226399 | EC000940 | EF007839 | 63 | 9.0
CAPRI | CAP227541 | EC001181 | EF000015 | 94 mm | 9.0
CAPRI | CAP227541 | EC001181 | EF000065 | 75,5 mm | 9.0
CAPRI | CAP227541 | EC001181 | EF000125 | 2 mm | 9.0
CAPRI | CAP227541 | EC001181 | EF001257 | EV000154 | 9.0
CAPRI | CAP227541 | EC001181 | EF002169 | EV014311 | 9.0
CAPRI | CAP227541 | EC001181 | EF005076 | Non | 9.0
CAPRI | CAP227541 | EC001181 | EF005783 | 75 | 9.0
CAPRI | CAP227541 | EC001181 | EF012185 | 1 | 9.0
CAPRI | CAP227541 | EC001181 | EF023000 | EV013260 | 9.0
CAPRI | CAP227545 | EC001181 | EF000015 | 94 mm | 9.0
CAPRI | CAP227545 | EC001181 | EF000065 | 75 mm | 9.0
CAPRI | CAP227545 | EC001181 | EF000125 | 2 mm | 9.0
CAPRI | CAP227545 | EC001181 | EF001257 | EV000154 | 9.0
CAPRI | CAP227545 | EC001181 | EF002169 | EV014311 | 9.0
CAPRI | CAP227545 | EC001181 | EF005076 | Non | 9.0
CAPRI | CAP227545 | EC001181 | EF005783 | 75 | 9.0
CAPRI | CAP227545 | EC001181 | EF012185 | 1 | 9.0
CAPRI | CAP227545 | EC001181 | EF023000 | EV013260 | 9.0
CAPRI | CAP227549 | EC001181 | EF000015 | 90,0 mm | 9.0
CAPRI | CAP227549 | EC001181 | EF000065 | 73,0 mm | 9.0
CAPRI | CAP227549 | EC001181 | EF000125 | 2,0 mm | 9.0
CAPRI | CAP227549 | EC001181 | EF001257 | EV020512 | 9.0
CAPRI | CAP227549 | EC001181 | EF002169 | EV000169 | 9.0
CAPRI | CAP227549 | EC001181 | EF005076 | Non | 9.0
CAPRI | CAP227549 | EC001181 | EF005783 | 75 | 9.0
CAPRI | CAP227549 | EC001181 | EF012185 | 1 | 9.0
CAPRI | CAP227549 | EC001181 | EF023000 | EV013260 | 9.0
CAPRI | CAP227594 | EC000940 | EF000007 | EV003888 | 9.0
CAPRI | CAP227594 | EC000940 | EF000025 | Oui | 9.0
CAPRI | CAP227594 | EC000940 | EF000040 | 6,4 mm | 9.0
CAPRI | CAP227594 | EC000940 | EF000051 | EV008879 | 9.0
CAPRI | CAP227594 | EC000940 | EF000084 | Oui | 9.0
CAPRI | CAP227594 | EC000940 | EF000139 | EV000191 | 9.0
CAPRI | CAP227594 | EC000940 | EF001210 | Non | 9.0
CAPRI | CAP227594 | EC000940 | EF001257 | EV000149 | 9.0
CAPRI | CAP227594 | EC000940 | EF001758 | EV003712 | 9.0
CAPRI | CAP227594 | EC000940 | EF002169 | EV000914 | 9.0
CAPRI | CAP227594 | EC000940 | EF003712 | 1,5 mm | 9.0
CAPRI | CAP227594 | EC000940 | EF006304 | Non | 9.0
CAPRI | CAP227594 | EC000940 | EF007839 | 75 | 9.0
CAPRI | CAP227599 | EC000940 | EF000007 | EV000294 | 9.0
CAPRI | CAP227599 | EC000940 | EF000025 | Oui | 9.0
CAPRI | CAP227599 | EC000940 | EF000040 | 6,4 mm | 9.0
CAPRI | CAP227599 | EC000940 | EF000051 | EV008879 | 9.0
CAPRI | CAP227599 | EC000940 | EF000084 | Oui | 9.0
CAPRI | CAP227599 | EC000940 | EF000139 | EV006034 | 9.0
CAPRI | CAP227599 | EC000940 | EF001210 | Non | 9.0
CAPRI | CAP227599 | EC000940 | EF001257 | EV006908 | 9.0
CAPRI | CAP227599 | EC000940 | EF001758 | EV003712 | 9.0
CAPRI | CAP227599 | EC000940 | EF002169 | EV000914 | 9.0
CAPRI | CAP227599 | EC000940 | EF003712 | 1,5 mm | 9.0
CAPRI | CAP227599 | EC000940 | EF006304 | Non | 9.0
CAPRI | CAP227599 | EC000940 | EF007839 | 75 | 9.0
CAPRI | CAP228049 | EC001181 | EF000015 | 102,0 mm | 9.0
CAPRI | CAP228049 | EC001181 | EF000065 | 78,0 mm | 9.0
CAPRI | CAP228049 | EC001181 | EF000125 | 2,0 mm | 9.0
CAPRI | CAP228049 | EC001181 | EF001257 | EV020512 | 9.0
CAPRI | CAP228049 | EC001181 | EF002169 | EV000169 | 9.0
CAPRI | CAP228049 | EC001181 | EF005076 | Non | 9.0
CAPRI | CAP228049 | EC001181 | EF005783 | 80 | 9.0
CAPRI | CAP228049 | EC001181 | EF012185 | 1 | 9.0
CAPRI | CAP228049 | EC001181 | EF023000 | EV013260 | 9.0
CAPRI | CAP228094 | EC000940 | EF000007 | EV003888 | 9.0
CAPRI | CAP228094 | EC000940 | EF000025 | Oui | 9.0
CAPRI | CAP228094 | EC000940 | EF000040 | 8,0 mm | 9.0
CAPRI | CAP228094 | EC000940 | EF000051 | EV008879 | 9.0
CAPRI | CAP228094 | EC000940 | EF000084 | Oui | 9.0
CAPRI | CAP228094 | EC000940 | EF000139 | EV000191 | 9.0
CAPRI | CAP228094 | EC000940 | EF001210 | Non | 9.0
CAPRI | CAP228094 | EC000940 | EF001257 | EV000149 | 9.0
CAPRI | CAP228094 | EC000940 | EF001758 | EV003712 | 9.0
CAPRI | CAP228094 | EC000940 | EF002169 | EV000914 | 9.0
CAPRI | CAP228094 | EC000940 | EF003712 | 2,0 mm | 9.0
CAPRI | CAP228094 | EC000940 | EF006304 | Non | 9.0
CAPRI | CAP228094 | EC000940 | EF007839 | 80 | 9.0
CAPRI | CAP228099 | EC000940 | EF000007 | EV000294 | 9.0
CAPRI | CAP228099 | EC000940 | EF000025 | Oui | 9.0
CAPRI | CAP228099 | EC000940 | EF000040 | 8,5 mm | 9.0
CAPRI | CAP228099 | EC000940 | EF000051 | EV008879 | 9.0
CAPRI | CAP228099 | EC000940 | EF000084 | Oui | 9.0
CAPRI | CAP228099 | EC000940 | EF000139 | EV006034 | 9.0
CAPRI | CAP228099 | EC000940 | EF001210 | Non | 9.0
CAPRI | CAP228099 | EC000940 | EF001257 | EV006908 | 9.0
CAPRI | CAP228099 | EC000940 | EF001758 | EV003712 | 9.0
CAPRI | CAP228099 | EC000940 | EF002169 | EV000914 | 9.0
CAPRI | CAP228099 | EC000940 | EF003712 | 2,0 mm | 9.0
CAPRI | CAP228099 | EC000940 | EF006304 | Non | 9.0
CAPRI | CAP228099 | EC000940 | EF007839 | 80 | 9.0
CAPRI | CAP229010 | EC001181 | EF000015 | 41,0 mm | 9.0
CAPRI | CAP229010 | EC001181 | EF000065 | 34,0 mm | 9.0
CAPRI | CAP229010 | EC001181 | EF000125 | 1,5 mm | 9.0
CAPRI | CAP229010 | EC001181 | EF001257 | EV020512 | 9.0
CAPRI | CAP229010 | EC001181 | EF002169 | EV000169 | 9.0
CAPRI | CAP229010 | EC001181 | EF005076 | Non | 9.0
CAPRI | CAP229010 | EC001181 | EF012185 | 1 | 9.0
CAPRI | CAP229010 | EC001181 | EF012602 | EV003503 | 9.0
CAPRI | CAP229010 | EC001181 | EF023000 | EV013260 | 9.0
CAPRI | CAP229012 | EC001181 | EF000015 | 27,0 mm | 9.0
CAPRI | CAP229012 | EC001181 | EF000065 | 21,9 mm | 9.0
CAPRI | CAP229012 | EC001181 | EF000125 | 1,5 mm | 9.0
CAPRI | CAP229012 | EC001181 | EF001257 | EV020512 | 9.0
CAPRI | CAP229012 | EC001181 | EF002169 | EV000169 | 9.0
CAPRI | CAP229012 | EC001181 | EF005076 | Non | 9.0
CAPRI | CAP229012 | EC001181 | EF012185 | 1 | 9.0
CAPRI | CAP229012 | EC001181 | EF012602 | EV004591 | 9.0
CAPRI | CAP229012 | EC001181 | EF023000 | EV013260 | 9.0
CAPRI | CAP229014 | EC001181 | EF000015 | 20,0 mm | 9.0
CAPRI | CAP229014 | EC001181 | EF000065 | 14,1 mm | 9.0
CAPRI | CAP229014 | EC001181 | EF000125 | 1,5 mm | 9.0
CAPRI | CAP229014 | EC001181 | EF001257 | EV020512 | 9.0
CAPRI | CAP229014 | EC001181 | EF002169 | EV000169 | 9.0
CAPRI | CAP229014 | EC001181 | EF005076 | Non | 9.0
CAPRI | CAP229014 | EC001181 | EF012185 | 1 | 9.0
CAPRI | CAP229014 | EC001181 | EF012602 | EV006239 | 9.0
CAPRI | CAP229014 | EC001181 | EF023000 | EV013260 | 9.0
CAPRI | CAP229020 | EC001181 | EF000015 | 71,0 mm | 9.0
CAPRI | CAP229020 | EC001181 | EF000065 | 61,0 mm | 9.0
CAPRI | CAP229020 | EC001181 | EF000125 | 2,0 mm | 9.0
CAPRI | CAP229020 | EC001181 | EF001257 | EV020512 | 9.0
CAPRI | CAP229020 | EC001181 | EF002169 | EV000169 | 9.0
CAPRI | CAP229020 | EC001181 | EF005076 | Non | 9.0
CAPRI | CAP229020 | EC001181 | EF012185 | 1 | 9.0
CAPRI | CAP229020 | EC001181 | EF012602 | EV004594 | 9.0
CAPRI | CAP229020 | EC001181 | EF023000 | EV013260 | 9.0
CAPRI | CAP229034 | EC001181 | EF000015 | 33,0 mm | 9.0
CAPRI | CAP229034 | EC001181 | EF000065 | 27,2 mm | 9.0
CAPRI | CAP229034 | EC001181 | EF000125 | 1,5 mm | 9.0
CAPRI | CAP229034 | EC001181 | EF001257 | EV020512 | 9.0
CAPRI | CAP229034 | EC001181 | EF002169 | EV000169 | 9.0
CAPRI | CAP229034 | EC001181 | EF005076 | Non | 9.0
CAPRI | CAP229034 | EC001181 | EF012185 | 1 | 9.0
CAPRI | CAP229034 | EC001181 | EF012602 | EV003502 | 9.0
CAPRI | CAP229034 | EC001181 | EF023000 | EV013260 | 9.0
CAPRI | CAP229038 | EC001181 | EF000015 | 22,0 mm | 9.0
CAPRI | CAP229038 | EC001181 | EF000065 | 17,5 mm | 9.0
CAPRI | CAP229038 | EC001181 | EF000125 | 1,5 mm | 9.0
CAPRI | CAP229038 | EC001181 | EF001257 | EV020512 | 9.0
CAPRI | CAP229038 | EC001181 | EF002169 | EV000169 | 9.0
CAPRI | CAP229038 | EC001181 | EF005076 | Non | 9.0
CAPRI | CAP229038 | EC001181 | EF012185 | 1 | 9.0
CAPRI | CAP229038 | EC001181 | EF012602 | EV003501 | 9.0
CAPRI | CAP229038 | EC001181 | EF023000 | EV013260 | 9.0
CAPRI | CAP229049 | EC001181 | EF000015 | 106,0 mm | 9.0
CAPRI | CAP229049 | EC001181 | EF000065 | 88,0 mm | 9.0
CAPRI | CAP229049 | EC001181 | EF000125 | 2,0 mm | 9.0
CAPRI | CAP229049 | EC001181 | EF001257 | EV020512 | 9.0
CAPRI | CAP229049 | EC001181 | EF002169 | EV000169 | 9.0
CAPRI | CAP229049 | EC001181 | EF005076 | Non | 9.0
CAPRI | CAP229049 | EC001181 | EF005783 | 90 | 9.0
CAPRI | CAP229049 | EC001181 | EF012185 | 1 | 9.0
CAPRI | CAP229049 | EC001181 | EF023000 | EV013260 | 9.0
CAPRI | CAP229094 | EC000940 | EF000007 | EV003888 | 9.0
CAPRI | CAP229094 | EC000940 | EF000025 | Oui | 9.0
CAPRI | CAP229094 | EC000940 | EF000040 | 8,0 mm | 9.0
CAPRI | CAP229094 | EC000940 | EF000051 | EV008879 | 9.0
CAPRI | CAP229094 | EC000940 | EF000084 | Oui | 9.0
CAPRI | CAP229094 | EC000940 | EF000139 | EV000191 | 9.0
CAPRI | CAP229094 | EC000940 | EF001210 | Non | 9.0
CAPRI | CAP229094 | EC000940 | EF001257 | EV000149 | 9.0
CAPRI | CAP229094 | EC000940 | EF002169 | EV000914 | 9.0
CAPRI | CAP229094 | EC000940 | EF003712 | 2,0 mm | 9.0
CAPRI | CAP229094 | EC000940 | EF006304 | Non | 9.0
CAPRI | CAP229094 | EC000940 | EF007839 | 90 | 9.0
CAPRI | CAP229099 | EC000940 | EF000007 | EV000294 | 9.0
CAPRI | CAP229099 | EC000940 | EF000025 | Oui | 9.0
CAPRI | CAP229099 | EC000940 | EF000040 | 8,5 mm | 9.0
CAPRI | CAP229099 | EC000940 | EF000051 | EV008879 | 9.0
CAPRI | CAP229099 | EC000940 | EF000084 | Oui | 9.0
CAPRI | CAP229099 | EC000940 | EF000139 | EV006034 | 9.0
CAPRI | CAP229099 | EC000940 | EF001210 | Non | 9.0
CAPRI | CAP229099 | EC000940 | EF001257 | EV006908 | 9.0
CAPRI | CAP229099 | EC000940 | EF001758 | EV003712 | 9.0
CAPRI | CAP229099 | EC000940 | EF002169 | EV000914 | 9.0
CAPRI | CAP229099 | EC000940 | EF003712 | 2,0 mm | 9.0
CAPRI | CAP229099 | EC000940 | EF006304 | Non | 9.0
CAPRI | CAP229099 | EC000940 | EF007839 | 90 | 9.0
CAPRI | CAP229104 | EC000940 | EF000007 | EV003888 | 9.0
CAPRI | CAP229104 | EC000940 | EF000025 | oui | 9.0
CAPRI | CAP229104 | EC000940 | EF000040 | 2,5 mm | 9.0
CAPRI | CAP229104 | EC000940 | EF000051 | EV008879 | 9.0
CAPRI | CAP229104 | EC000940 | EF000084 | oui | 9.0
CAPRI | CAP229104 | EC000940 | EF000139 | EV000191 | 9.0
CAPRI | CAP229104 | EC000940 | EF001210 | non | 9.0
CAPRI | CAP229104 | EC000940 | EF001257 | EV000149 | 9.0
CAPRI | CAP229104 | EC000940 | EF001758 | EV003712 | 9.0
CAPRI | CAP229104 | EC000940 | EF002169 | EV000914 | 9.0
CAPRI | CAP229104 | EC000940 | EF003712 | 1,5 mm | 9.0
CAPRI | CAP229104 | EC000940 | EF006304 | oui | 9.0
CAPRI | CAP229104 | EC000940 | EF007839 | 10 | 9.0
CAPRI | CAP229112 | EC001181 | EF000015 | 57,0 mm | 9.0
CAPRI | CAP229112 | EC001181 | EF000065 | 48,9 mm | 9.0
CAPRI | CAP229112 | EC001181 | EF000125 | 1,5 mm | 9.0
CAPRI | CAP229112 | EC001181 | EF001257 | EV020512 | 9.0
CAPRI | CAP229112 | EC001181 | EF002169 | EV000169 | 9.0
CAPRI | CAP229112 | EC001181 | EF005076 | Non | 9.0
CAPRI | CAP229112 | EC001181 | EF012185 | 1 | 9.0
CAPRI | CAP229112 | EC001181 | EF012602 | EV004593 | 9.0
CAPRI | CAP229112 | EC001181 | EF023000 | EV013260 | 9.0
CAPRI | CAP229114 | EC001181 | EF000015 | 52,0 mm | 9.0
CAPRI | CAP229114 | EC001181 | EF000065 | 42,8 mm | 9.0
CAPRI | CAP229114 | EC001181 | EF000125 | 1,5 mm | 9.0
CAPRI | CAP229114 | EC001181 | EF001257 | EV020512 | 9.0
CAPRI | CAP229114 | EC001181 | EF002169 | EV000169 | 9.0
CAPRI | CAP229114 | EC001181 | EF005076 | Non | 9.0
CAPRI | CAP229114 | EC001181 | EF012185 | 1 | 9.0
CAPRI | CAP229114 | EC001181 | EF012602 | EV003504 | 9.0
CAPRI | CAP229114 | EC001181 | EF023000 | EV013260 | 9.0
CAPRI | CAP229124 | EC000940 | EF000007 | EV003888 | 9.0
CAPRI | CAP229124 | EC000940 | EF000025 | oui | 9.0
CAPRI | CAP229124 | EC000940 | EF000040 | 3 mm | 9.0
CAPRI | CAP229124 | EC000940 | EF000051 | EV008879 | 9.0
CAPRI | CAP229124 | EC000940 | EF000084 | oui | 9.0
CAPRI | CAP229124 | EC000940 | EF000139 | EV000191 | 9.0
CAPRI | CAP229124 | EC000940 | EF001210 | non | 9.0
CAPRI | CAP229124 | EC000940 | EF001257 | EV000149 | 9.0
CAPRI | CAP229124 | EC000940 | EF001758 | EV003712 | 9.0
CAPRI | CAP229124 | EC000940 | EF002169 | EV000914 | 9.0
CAPRI | CAP229124 | EC000940 | EF003712 | 1,5 mm | 9.0
CAPRI | CAP229124 | EC000940 | EF006304 | oui | 9.0
CAPRI | CAP229124 | EC000940 | EF007839 | 12 | 9.0
CAPRI | CAP229164 | EC000940 | EF000007 | EV003888 | 9.0
CAPRI | CAP229164 | EC000940 | EF000025 | oui | 9.0
CAPRI | CAP229164 | EC000940 | EF000040 | 3 mm | 9.0
CAPRI | CAP229164 | EC000940 | EF000051 | EV008879 | 9.0
CAPRI | CAP229164 | EC000940 | EF000084 | oui | 9.0
CAPRI | CAP229164 | EC000940 | EF000139 | EV000191 | 9.0
CAPRI | CAP229164 | EC000940 | EF001210 | non | 9.0
CAPRI | CAP229164 | EC000940 | EF001257 | EV000149 | 9.0
CAPRI | CAP229164 | EC000940 | EF001758 | EV003712 | 9.0
CAPRI | CAP229164 | EC000940 | EF002169 | EV000914 | 9.0
CAPRI | CAP229164 | EC000940 | EF003712 | 1,5 mm | 9.0
CAPRI | CAP229164 | EC000940 | EF006304 | oui | 9.0
CAPRI | CAP229164 | EC000940 | EF007839 | 16 | 9.0
CAPRI | CAP229204 | EC000940 | EF000007 | EV003888 | 9.0
CAPRI | CAP229204 | EC000940 | EF000025 | oui | 9.0
CAPRI | CAP229204 | EC000940 | EF000040 | 3 mm | 9.0
CAPRI | CAP229204 | EC000940 | EF000051 | EV008879 | 9.0
CAPRI | CAP229204 | EC000940 | EF000084 | oui | 9.0
CAPRI | CAP229204 | EC000940 | EF000139 | EV000191 | 9.0
CAPRI | CAP229204 | EC000940 | EF001210 | non | 9.0
CAPRI | CAP229204 | EC000940 | EF001257 | EV000149 | 9.0
CAPRI | CAP229204 | EC000940 | EF001758 | EV003712 | 9.0
CAPRI | CAP229204 | EC000940 | EF002169 | EV000914 | 9.0
CAPRI | CAP229204 | EC000940 | EF003712 | 1,5 mm | 9.0
CAPRI | CAP229204 | EC000940 | EF006304 | oui | 9.0
CAPRI | CAP229204 | EC000940 | EF007839 | 20 | 9.0
CAPRI | CAP229212 | EC001181 | EF000015 | 85,0 mm | 9.0
CAPRI | CAP229212 | EC001181 | EF000065 | 74,0 mm | 9.0
CAPRI | CAP229212 | EC001181 | EF000125 | 2,0 mm | 9.0
CAPRI | CAP229212 | EC001181 | EF001257 | EV020512 | 9.0
CAPRI | CAP229212 | EC001181 | EF002169 | EV000169 | 9.0
CAPRI | CAP229212 | EC001181 | EF005076 | Non | 9.0
CAPRI | CAP229212 | EC001181 | EF012185 | 1 | 9.0
CAPRI | CAP229212 | EC001181 | EF012602 | EV006892 | 9.0
CAPRI | CAP229212 | EC001181 | EF023000 | EV013260 | 9.0
CAPRI | CAP229254 | EC000940 | EF000007 | EV003888 | 9.0
CAPRI | CAP229254 | EC000940 | EF000025 | oui | 9.0
CAPRI | CAP229254 | EC000940 | EF000040 | 3 mm | 9.0
CAPRI | CAP229254 | EC000940 | EF000051 | EV008879 | 9.0
CAPRI | CAP229254 | EC000940 | EF000084 | oui | 9.0
CAPRI | CAP229254 | EC000940 | EF000139 | EV000191 | 9.0
CAPRI | CAP229254 | EC000940 | EF001210 | non | 9.0
CAPRI | CAP229254 | EC000940 | EF001257 | EV000149 | 9.0
CAPRI | CAP229254 | EC000940 | EF001758 | EV003712 | 9.0
CAPRI | CAP229254 | EC000940 | EF002169 | EV000914 | 9.0
CAPRI | CAP229254 | EC000940 | EF003712 | 1,5 mm | 9.0
CAPRI | CAP229254 | EC000940 | EF006304 | oui | 9.0
CAPRI | CAP229254 | EC000940 | EF007839 | 25 | 9.0
CAPRI | CAP229300 | EC001181 | EF000015 | 104,0 mm | 9.0
CAPRI | CAP229300 | EC001181 | EF000065 | 89,8 mm | 9.0
CAPRI | CAP229300 | EC001181 | EF000125 | 2,0 mm | 9.0
CAPRI | CAP229300 | EC001181 | EF001257 | EV020512 | 9.0
CAPRI | CAP229300 | EC001181 | EF002169 | EV000169 | 9.0
CAPRI | CAP229300 | EC001181 | EF005076 | Non | 9.0
CAPRI | CAP229300 | EC001181 | EF012185 | 1 | 9.0
CAPRI | CAP229300 | EC001181 | EF012602 | EV004595 | 9.0
CAPRI | CAP229300 | EC001181 | EF023000 | EV013260 | 9.0
CAPRI | CAP229312 | EC001181 | EF000015 | 120,0 mm | 9.0
CAPRI | CAP229312 | EC001181 | EF000065 | 102,5 mm | 9.0
CAPRI | CAP229312 | EC001181 | EF000125 | 2,0 mm | 9.0
CAPRI | CAP229312 | EC001181 | EF001257 | EV020512 | 9.0
CAPRI | CAP229312 | EC001181 | EF002169 | EV000169 | 9.0
CAPRI | CAP229312 | EC001181 | EF005076 | Non | 9.0
CAPRI | CAP229312 | EC001181 | EF012185 | 1 | 9.0
CAPRI | CAP229312 | EC001181 | EF012602 | EV006893 | 9.0
CAPRI | CAP229312 | EC001181 | EF023000 | EV013260 | 9.0
CAPRI | CAP229324 | EC000940 | EF000007 | EV003888 | 9.0
CAPRI | CAP229324 | EC000940 | EF000025 | oui | 9.0
CAPRI | CAP229324 | EC000940 | EF000040 | 3,5 mm | 9.0
CAPRI | CAP229324 | EC000940 | EF000051 | EV008879 | 9.0
CAPRI | CAP229324 | EC000940 | EF000084 | oui | 9.0
CAPRI | CAP229324 | EC000940 | EF000139 | EV000191 | 9.0
CAPRI | CAP229324 | EC000940 | EF001210 | non | 9.0
CAPRI | CAP229324 | EC000940 | EF001257 | EV000149 | 9.0
CAPRI | CAP229324 | EC000940 | EF001758 | EV003712 | 9.0
CAPRI | CAP229324 | EC000940 | EF002169 | EV000914 | 9.0
CAPRI | CAP229324 | EC000940 | EF003712 | 1,5 mm | 9.0
CAPRI | CAP229324 | EC000940 | EF006304 | oui | 9.0
CAPRI | CAP229324 | EC000940 | EF007839 | 32 | 9.0
CAPRI | CAP229404 | EC000940 | EF000007 | EV003888 | 9.0
CAPRI | CAP229404 | EC000940 | EF000025 | oui | 9.0
CAPRI | CAP229404 | EC000940 | EF000040 | 4 mm | 9.0
CAPRI | CAP229404 | EC000940 | EF000051 | EV008879 | 9.0
CAPRI | CAP229404 | EC000940 | EF000084 | oui | 9.0
CAPRI | CAP229404 | EC000940 | EF000139 | EV000191 | 9.0
CAPRI | CAP229404 | EC000940 | EF001210 | non | 9.0
CAPRI | CAP229404 | EC000940 | EF001257 | EV000149 | 9.0
CAPRI | CAP229404 | EC000940 | EF001758 | EV003712 | 9.0
CAPRI | CAP229404 | EC000940 | EF002169 | EV000914 | 9.0
CAPRI | CAP229404 | EC000940 | EF003712 | 1,5 mm | 9.0
CAPRI | CAP229404 | EC000940 | EF006304 | oui | 9.0
CAPRI | CAP229404 | EC000940 | EF007839 | 40 | 9.0
CAPRI | CAP229414 | EC001181 | EF000015 | 130,0 mm | 9.0
CAPRI | CAP229414 | EC001181 | EF000065 | 115,5 mm | 9.0
CAPRI | CAP229414 | EC001181 | EF000125 | 2,0 mm | 9.0
CAPRI | CAP229414 | EC001181 | EF001257 | EV020512 | 9.0
CAPRI | CAP229414 | EC001181 | EF002169 | EV000169 | 9.0
CAPRI | CAP229414 | EC001181 | EF005076 | Non | 9.0
CAPRI | CAP229414 | EC001181 | EF012185 | 1 | 9.0
CAPRI | CAP229414 | EC001181 | EF012602 | EV006894 | 9.0
CAPRI | CAP229414 | EC001181 | EF023000 | EV013260 | 9.0
CAPRI | CAP229504 | EC000940 | EF000007 | EV003888 | 9.0
CAPRI | CAP229504 | EC000940 | EF000025 | oui | 9.0
CAPRI | CAP229504 | EC000940 | EF000040 | 5 mm | 9.0
CAPRI | CAP229504 | EC000940 | EF000051 | EV008879 | 9.0
CAPRI | CAP229504 | EC000940 | EF000084 | oui | 9.0
CAPRI | CAP229504 | EC000940 | EF000139 | EV000191 | 9.0
CAPRI | CAP229504 | EC000940 | EF001210 | non | 9.0
CAPRI | CAP229504 | EC000940 | EF001257 | EV000149 | 9.0
CAPRI | CAP229504 | EC000940 | EF001758 | EV003712 | 9.0
CAPRI | CAP229504 | EC000940 | EF002169 | EV000914 | 9.0
CAPRI | CAP229504 | EC000940 | EF003712 | 1,5 mm | 9.0
CAPRI | CAP229504 | EC000940 | EF006304 | oui | 9.0
CAPRI | CAP229504 | EC000940 | EF007839 | 50 | 9.0
CAPRI | CAP229634 | EC000940 | EF000007 | EV003888 | 9.0
CAPRI | CAP229634 | EC000940 | EF000025 | oui | 9.0
CAPRI | CAP229634 | EC000940 | EF000040 | 6 mm | 9.0
CAPRI | CAP229634 | EC000940 | EF000051 | EV008879 | 9.0
CAPRI | CAP229634 | EC000940 | EF000084 | oui | 9.0
CAPRI | CAP229634 | EC000940 | EF000139 | EV000191 | 9.0
CAPRI | CAP229634 | EC000940 | EF001210 | non | 9.0
CAPRI | CAP229634 | EC000940 | EF001257 | EV000149 | 9.0
CAPRI | CAP229634 | EC000940 | EF001758 | EV003712 | 9.0
CAPRI | CAP229634 | EC000940 | EF002169 | EV000914 | 9.0
CAPRI | CAP229634 | EC000940 | EF003712 | 1,5 mm | 9.0
CAPRI | CAP229634 | EC000940 | EF006304 | oui | 9.0
CAPRI | CAP229634 | EC000940 | EF007839 | 63 | 9.0
CAPRI | CAP229949 | EC001181 | EF000015 | 116,0 mm | 9.0
CAPRI | CAP229949 | EC001181 | EF000065 | 98,0 mm | 9.0
CAPRI | CAP229949 | EC001181 | EF000125 | 2,0 mm | 9.0
CAPRI | CAP229949 | EC001181 | EF001257 | EV020512 | 9.0
CAPRI | CAP229949 | EC001181 | EF002169 | EV000169 | 9.0
CAPRI | CAP229949 | EC001181 | EF005076 | Non | 9.0
CAPRI | CAP229949 | EC001181 | EF005783 | 100 | 9.0
CAPRI | CAP229949 | EC001181 | EF012185 | 1 | 9.0
CAPRI | CAP229949 | EC001181 | EF023000 | EV013260 | 9.0
CAPRI | CAP229994 | EC000940 | EF000007 | EV003888 | 9.0
CAPRI | CAP229994 | EC000940 | EF000025 | Oui | 9.0
CAPRI | CAP229994 | EC000940 | EF000040 | 12,0 mm | 9.0
CAPRI | CAP229994 | EC000940 | EF000051 | EV008879 | 9.0
CAPRI | CAP229994 | EC000940 | EF000084 | Oui | 9.0
CAPRI | CAP229994 | EC000940 | EF000139 | EV000191 | 9.0
CAPRI | CAP229994 | EC000940 | EF001210 | Non | 9.0
CAPRI | CAP229994 | EC000940 | EF001257 | EV000149 | 9.0
CAPRI | CAP229994 | EC000940 | EF001758 | EV003712 | 9.0
CAPRI | CAP229994 | EC000940 | EF002169 | EV000914 | 9.0
CAPRI | CAP229994 | EC000940 | EF003712 | 2,0 mm | 9.0
CAPRI | CAP229994 | EC000940 | EF006304 | Non | 9.0
CAPRI | CAP229994 | EC000940 | EF007839 | 100 | 9.0
CAPRI | CAP229999 | EC000940 | EF000007 | EV000294 | 9.0
CAPRI | CAP229999 | EC000940 | EF000025 | Oui | 9.0
CAPRI | CAP229999 | EC000940 | EF000040 | 9 mm | 9.0
CAPRI | CAP229999 | EC000940 | EF000051 | EV008879 | 9.0
CAPRI | CAP229999 | EC000940 | EF000084 | Oui | 9.0
CAPRI | CAP229999 | EC000940 | EF000139 | EV006034 | 9.0
CAPRI | CAP229999 | EC000940 | EF001210 | Non | 9.0
CAPRI | CAP229999 | EC000940 | EF001257 | EV006908 | 9.0
CAPRI | CAP229999 | EC000940 | EF001758 | EV003712 | 9.0
CAPRI | CAP229999 | EC000940 | EF002169 | EV000914 | 9.0
CAPRI | CAP229999 | EC000940 | EF003712 | 2,0 mm | 9.0
CAPRI | CAP229999 | EC000940 | EF006304 | Non | 9.0
CAPRI | CAP229999 | EC000940 | EF007839 | 100 | 9.0
CAPRI | CAP239012 | EC001181 | EF000015 | 31 mm | 9.0
CAPRI | CAP239012 | EC001181 | EF000065 | 21,9 mm | 9.0
CAPRI | CAP239012 | EC001181 | EF000125 | 1,5 mm | 9.0
CAPRI | CAP239012 | EC001181 | EF001257 | EV000154 | 9.0
CAPRI | CAP239012 | EC001181 | EF002169 | EV014311 | 9.0
CAPRI | CAP239012 | EC001181 | EF005076 | Non | 9.0
CAPRI | CAP239012 | EC001181 | EF012185 | 1 | 9.0
CAPRI | CAP239012 | EC001181 | EF012602 | EV004591 | 9.0
CAPRI | CAP239012 | EC001181 | EF023000 | EV013260 | 9.0
CAPRI | CAP239034 | EC001181 | EF000015 | 35 mm | 9.0
CAPRI | CAP239034 | EC001181 | EF000065 | 27,3 mm | 9.0
CAPRI | CAP239034 | EC001181 | EF000125 | 1,5 mm | 9.0
CAPRI | CAP239034 | EC001181 | EF001257 | EV000154 | 9.0
CAPRI | CAP239034 | EC001181 | EF002169 | EV014311 | 9.0
CAPRI | CAP239034 | EC001181 | EF005076 | Non | 9.0
CAPRI | CAP239034 | EC001181 | EF012185 | 1 | 9.0
CAPRI | CAP239034 | EC001181 | EF012602 | EV003502 | 9.0
CAPRI | CAP239034 | EC001181 | EF023000 | EV013260 | 9.0
CAPRI | CAP239112 | EC001181 | EF000015 | 69 mm | 9.0
CAPRI | CAP239112 | EC001181 | EF000065 | 49 mm | 9.0
CAPRI | CAP239112 | EC001181 | EF000125 | 1,5 mm | 9.0
CAPRI | CAP239112 | EC001181 | EF001257 | EV000154 | 9.0
CAPRI | CAP239112 | EC001181 | EF002169 | EV014311 | 9.0
CAPRI | CAP239112 | EC001181 | EF005076 | Non | 9.0
CAPRI | CAP239112 | EC001181 | EF012185 | 1 | 9.0
CAPRI | CAP239112 | EC001181 | EF012602 | EV004593 | 9.0
CAPRI | CAP239112 | EC001181 | EF023000 | EV013260 | 9.0
CAPRI | CAP240735 | EC004689 | EF000215 | EV017547 | 9.0
CAPRI | CAP240735 | EC004689 | EF002390 | 3,5 mm | 9.0
CAPRI | CAP240735 | EC004689 | EF002390 | 6,5 mm | 9.0
CAPRI | CAP240735 | EC004689 | EF013236 | Oui | 9.0
CAPRI | CAP240735 | EC004689 | EF013237 | Oui | 9.0
CAPRI | CAP240749 | EC001181 | EF000015 | 17,0 mm | 9.0
CAPRI | CAP240749 | EC001181 | EF000065 | 11,3 mm | 9.0
CAPRI | CAP240749 | EC001181 | EF000125 | 1,2 mm | 9.0
CAPRI | CAP240749 | EC001181 | EF001257 | EV020512 | 9.0
CAPRI | CAP240749 | EC001181 | EF002169 | EV000169 | 9.0
CAPRI | CAP240749 | EC001181 | EF005076 | Non | 9.0
CAPRI | CAP240749 | EC001181 | EF008013 | 7 | 9.0
CAPRI | CAP240749 | EC001181 | EF012185 | 1 | 9.0
CAPRI | CAP240749 | EC001181 | EF023000 | EV013260 | 9.0
CAPRI | CAP240750 | EC001181 | EF000015 | 17 mm | 9.0
CAPRI | CAP240750 | EC001181 | EF000065 | 12,5 mm | 9.0
CAPRI | CAP240750 | EC001181 | EF000125 | 1,5 mm | 9.0
CAPRI | CAP240750 | EC001181 | EF001257 | EV000154 | 9.0
CAPRI | CAP240750 | EC001181 | EF002169 | EV014311 | 9.0
CAPRI | CAP240750 | EC001181 | EF005076 | Non | 9.0
CAPRI | CAP240750 | EC001181 | EF008013 | 7 | 9.0
CAPRI | CAP240750 | EC001181 | EF012185 | 1 | 9.0
CAPRI | CAP240750 | EC001181 | EF023000 | EV013260 | 9.0
CAPRI | CAP240935 | EC004689 | EF000215 | EV017547 | 9.0
CAPRI | CAP240935 | EC004689 | EF002390 | 5,5 mm | 9.0
CAPRI | CAP240935 | EC004689 | EF002390 | 8,7 mm | 9.0
CAPRI | CAP240935 | EC004689 | EF013236 | Oui | 9.0
CAPRI | CAP240935 | EC004689 | EF013237 | Oui | 9.0
CAPRI | CAP240946 | EC001181 | EF000015 | 15,3 mm | 9.0
CAPRI | CAP240946 | EC001181 | EF000065 | 12,1 mm | 9.0
CAPRI | CAP240946 | EC001181 | EF000125 | 1,6 mm | 9.0
CAPRI | CAP240946 | EC001181 | EF001257 |  | 9.0
CAPRI | CAP240946 | EC001181 | EF002169 |  | 9.0
CAPRI | CAP240946 | EC001181 | EF005076 |  | 9.0
CAPRI | CAP240946 | EC001181 | EF008013 |  | 9.0
CAPRI | CAP240946 | EC001181 | EF012185 |  | 9.0
CAPRI | CAP240946 | EC001181 | EF023000 |  | 9.0
CAPRI | CAP240949 | EC001181 | EF000015 | 21,0 mm | 9.0
CAPRI | CAP240949 | EC001181 | EF000065 | 13,9 mm | 9.0
CAPRI | CAP240949 | EC001181 | EF000125 | 1,2 mm | 9.0
CAPRI | CAP240949 | EC001181 | EF001257 | EV020512 | 9.0
CAPRI | CAP240949 | EC001181 | EF002169 | EV000169 | 9.0
CAPRI | CAP240949 | EC001181 | EF005076 | Non | 9.0
CAPRI | CAP240949 | EC001181 | EF008013 | 9 | 9.0
CAPRI | CAP240949 | EC001181 | EF012185 | 1 | 9.0
CAPRI | CAP240949 | EC001181 | EF023000 | EV013260 | 9.0
CAPRI | CAP240950 | EC001181 | EF000015 | 21 mm | 9.0
CAPRI | CAP240950 | EC001181 | EF000065 | 15,2 mm | 9.0
CAPRI | CAP240950 | EC001181 | EF000125 | 1,5 mm | 9.0
CAPRI | CAP240950 | EC001181 | EF001257 | EV000154 | 9.0
CAPRI | CAP240950 | EC001181 | EF002169 | EV014311 | 9.0
CAPRI | CAP240950 | EC001181 | EF005076 | Non | 9.0
CAPRI | CAP240950 | EC001181 | EF008013 | 9 | 9.0
CAPRI | CAP240950 | EC001181 | EF012185 | 1 | 9.0
CAPRI | CAP240950 | EC001181 | EF023000 | EV013260 | 9.0
CAPRI | CAP241135 | EC004689 | EF000215 | EV017547 | 9.0
CAPRI | CAP241135 | EC004689 | EF002390 | 10,5 mm | 9.0
CAPRI | CAP241135 | EC004689 | EF002390 | 7,0 mm | 9.0
CAPRI | CAP241135 | EC004689 | EF013236 | Oui | 9.0
CAPRI | CAP241135 | EC004689 | EF013237 | Oui | 9.0
CAPRI | CAP241146 | EC001181 | EF000015 | 19,3 mm | 9.0
CAPRI | CAP241146 | EC001181 | EF000065 | 16,1 mm | 9.0
CAPRI | CAP241146 | EC001181 | EF000125 | 1,6 mm | 9.0
CAPRI | CAP241146 | EC001181 | EF001257 | EV020511 | 9.0
CAPRI | CAP241146 | EC001181 | EF002169 | EV000169 | 9.0
CAPRI | CAP241146 | EC001181 | EF005076 | Non | 9.0
CAPRI | CAP241146 | EC001181 | EF008013 | 11 | 9.0
CAPRI | CAP241146 | EC001181 | EF012185 | 1 | 9.0
CAPRI | CAP241146 | EC001181 | EF023000 | EV013260 | 9.0
CAPRI | CAP241149 | EC001181 | EF000015 | 24,0 mm | 9.0
CAPRI | CAP241149 | EC001181 | EF000065 | 17,1 mm | 9.0
CAPRI | CAP241149 | EC001181 | EF000125 | 1,2 mm | 9.0
CAPRI | CAP241149 | EC001181 | EF001257 | EV020512 | 9.0
CAPRI | CAP241149 | EC001181 | EF002169 | EV000169 | 9.0
CAPRI | CAP241149 | EC001181 | EF005076 | Non | 9.0
CAPRI | CAP241149 | EC001181 | EF008013 | 11 | 9.0
CAPRI | CAP241149 | EC001181 | EF012185 | 1 | 9.0
CAPRI | CAP241149 | EC001181 | EF023000 | EV013260 | 9.0
CAPRI | CAP241150 | EC001181 | EF000015 | 25 mm | 9.0
CAPRI | CAP241150 | EC001181 | EF000065 | 18,9 mm | 9.0
CAPRI | CAP241150 | EC001181 | EF000125 | 1,5 mm | 9.0
CAPRI | CAP241150 | EC001181 | EF001257 | EV000154 | 9.0
CAPRI | CAP241150 | EC001181 | EF002169 | EV014311 | 9.0
CAPRI | CAP241150 | EC001181 | EF005076 | Non | 9.0
CAPRI | CAP241150 | EC001181 | EF008013 | 11 | 9.0
CAPRI | CAP241150 | EC001181 | EF012185 | 1 | 9.0
CAPRI | CAP241150 | EC001181 | EF023000 | EV013260 | 9.0
CAPRI | CAP241235 | EC004689 | EF000215 | EV017547 | 9.0
CAPRI | CAP241235 | EC004689 | EF002390 | 5,5 mm | 9.0
CAPRI | CAP241235 | EC004689 | EF002390 | 8,7 mm | 9.0
CAPRI | CAP241235 | EC004689 | EF013236 | Oui | 9.0
CAPRI | CAP241235 | EC004689 | EF013237 | Oui | 9.0
CAPRI | CAP241335 | EC004689 | EF000215 | EV017547 | 9.0
CAPRI | CAP241335 | EC004689 | EF002390 | 12,5 mm | 9.0
CAPRI | CAP241335 | EC004689 | EF002390 | 8,0 mm | 9.0
CAPRI | CAP241335 | EC004689 | EF013236 | Oui | 9.0
CAPRI | CAP241335 | EC004689 | EF013237 | Oui | 9.0
CAPRI | CAP241346 | EC001181 | EF000015 | 19,3 mm | 9.0
CAPRI | CAP241346 | EC001181 | EF000065 | 16,1 mm | 9.0
CAPRI | CAP241346 | EC001181 | EF000125 | 1,6 mm | 9.0
CAPRI | CAP241346 | EC001181 | EF001257 | EV020511 | 9.0
CAPRI | CAP241346 | EC001181 | EF002169 | EV000169 | 9.0
CAPRI | CAP241346 | EC001181 | EF005076 | Non | 9.0
CAPRI | CAP241346 | EC001181 | EF008013 | 13 | 9.0
CAPRI | CAP241346 | EC001181 | EF012185 | 1 | 9.0
CAPRI | CAP241346 | EC001181 | EF023000 | EV013260 | 9.0
CAPRI | CAP241349 | EC001181 | EF000015 | 27,0 mm | 9.0
CAPRI | CAP241349 | EC001181 | EF000065 | 19,0 mm | 9.0
CAPRI | CAP241349 | EC001181 | EF000125 | 1,2 mm | 9.0
CAPRI | CAP241349 | EC001181 | EF001257 | EV020512 | 9.0
CAPRI | CAP241349 | EC001181 | EF002169 | EV000169 | 9.0
CAPRI | CAP241349 | EC001181 | EF005076 | Non | 9.0
CAPRI | CAP241349 | EC001181 | EF008013 | 13 | 9.0
CAPRI | CAP241349 | EC001181 | EF012185 | 1 | 9.0
CAPRI | CAP241349 | EC001181 | EF023000 | EV013260 | 9.0
CAPRI | CAP241350 | EC001181 | EF000015 | 27 mm | 9.0
CAPRI | CAP241350 | EC001181 | EF000065 | 20,4 mm | 9.0
CAPRI | CAP241350 | EC001181 | EF000125 | 1,5 mm | 9.0
CAPRI | CAP241350 | EC001181 | EF001257 | EV000154 | 9.0
CAPRI | CAP241350 | EC001181 | EF002169 | EV014311 | 9.0
CAPRI | CAP241350 | EC001181 | EF005076 | Non | 9.0
CAPRI | CAP241350 | EC001181 | EF008013 | 13 | 9.0
CAPRI | CAP241350 | EC001181 | EF012185 | 1 | 9.0
CAPRI | CAP241350 | EC001181 | EF023000 | EV013260 | 9.0
CAPRI | CAP241435 | EC004689 | EF000215 | EV017547 | 9.0
CAPRI | CAP241435 | EC004689 | EF002390 | 10,5 mm | 9.0
CAPRI | CAP241435 | EC004689 | EF002390 | 7,0 mm | 9.0
CAPRI | CAP241435 | EC004689 | EF013236 | Oui | 9.0
CAPRI | CAP241435 | EC004689 | EF013237 | Oui | 9.0
CAPRI | CAP241535 | EC004689 | EF000215 | EV017547 | 9.0
CAPRI | CAP241535 | EC004689 | EF002390 | 5,5 mm | 9.0
CAPRI | CAP241535 | EC004689 | EF002390 | 8,7 mm | 9.0
CAPRI | CAP241535 | EC004689 | EF013236 | Oui | 9.0
CAPRI | CAP241535 | EC004689 | EF013237 | Oui | 9.0
CAPRI | CAP241635 | EC004689 | EF000215 | EV017547 | 9.0
CAPRI | CAP241635 | EC004689 | EF002390 | 10,0 mm | 9.0
CAPRI | CAP241635 | EC004689 | EF002390 | 15,0 mm | 9.0
CAPRI | CAP241635 | EC004689 | EF013236 | Oui | 9.0
CAPRI | CAP241635 | EC004689 | EF013237 | Oui | 9.0
CAPRI | CAP241644 | EC001181 | EF000015 | 15,26 mm | 9.0
CAPRI | CAP241644 | EC001181 | EF000065 | 12,42 mm | 9.0
CAPRI | CAP241644 | EC001181 | EF000125 | 1,8 mm | 9.0
CAPRI | CAP241644 | EC001181 | EF001257 | EV020511 | 9.0
CAPRI | CAP241644 | EC001181 | EF002169 | EV000169 | 9.0
CAPRI | CAP241644 | EC001181 | EF005076 | Non | 9.0
CAPRI | CAP241644 | EC001181 | EF005783 | 16 | 9.0
CAPRI | CAP241644 | EC001181 | EF012185 | 1 | 9.0
CAPRI | CAP241644 | EC001181 | EF023000 | EV013260 | 9.0
CAPRI | CAP241646 | EC001181 | EF000015 | 21,7 mm | 9.0
CAPRI | CAP241646 | EC001181 | EF000065 | 18,5 mm | 9.0
CAPRI | CAP241646 | EC001181 | EF000125 | 1,6 mm | 9.0
CAPRI | CAP241646 | EC001181 | EF001257 | EV020511 | 9.0
CAPRI | CAP241646 | EC001181 | EF002169 | EV000169 | 9.0
CAPRI | CAP241646 | EC001181 | EF005076 | Non | 9.0
CAPRI | CAP241646 | EC001181 | EF008013 | 16 | 9.0
CAPRI | CAP241646 | EC001181 | EF012185 | 1 | 9.0
CAPRI | CAP241646 | EC001181 | EF023000 | EV013260 | 9.0
CAPRI | CAP241649 | EC001181 | EF000015 | 30,0 mm | 9.0
CAPRI | CAP241649 | EC001181 | EF000065 | 21,0 mm | 9.0
CAPRI | CAP241649 | EC001181 | EF000125 | 1,5 mm | 9.0
CAPRI | CAP241649 | EC001181 | EF001257 | EV020512 | 9.0
CAPRI | CAP241649 | EC001181 | EF002169 | EV000169 | 9.0
CAPRI | CAP241649 | EC001181 | EF005076 | Non | 9.0
CAPRI | CAP241649 | EC001181 | EF008013 | 16 | 9.0
CAPRI | CAP241649 | EC001181 | EF012185 | 1 | 9.0
CAPRI | CAP241649 | EC001181 | EF023000 | EV013260 | 9.0
CAPRI | CAP241650 | EC001181 | EF000015 | 31 mm | 9.0
CAPRI | CAP241650 | EC001181 | EF000065 | 22,5 mm | 9.0
CAPRI | CAP241650 | EC001181 | EF000125 | 1,5 mm | 9.0
CAPRI | CAP241650 | EC001181 | EF001257 | EV000154 | 9.0
CAPRI | CAP241650 | EC001181 | EF002169 | EV014311 | 9.0
CAPRI | CAP241650 | EC001181 | EF005076 | Non | 9.0
CAPRI | CAP241650 | EC001181 | EF008013 | 16 | 9.0
CAPRI | CAP241650 | EC001181 | EF012185 | 1 | 9.0
CAPRI | CAP241650 | EC001181 | EF023000 | EV013260 | 9.0
CAPRI | CAP242044 | EC001181 | EF000015 | 20,73 mm | 9.0
CAPRI | CAP242044 | EC001181 | EF000065 | 17,17 mm | 9.0
CAPRI | CAP242044 | EC001181 | EF000125 | 1,8 mm | 9.0
CAPRI | CAP242044 | EC001181 | EF001257 | EV020511 | 9.0
CAPRI | CAP242044 | EC001181 | EF002169 | EV000169 | 9.0
CAPRI | CAP242044 | EC001181 | EF005076 | Non | 9.0
CAPRI | CAP242044 | EC001181 | EF005783 | 20 | 9.0
CAPRI | CAP242044 | EC001181 | EF012185 | 1 | 9.0
CAPRI | CAP242044 | EC001181 | EF023000 | EV013260 | 9.0
CAPRI | CAP242135 | EC004689 | EF000215 | EV017547 | 9.0
CAPRI | CAP242135 | EC004689 | EF002390 | 14,0 mm | 9.0
CAPRI | CAP242135 | EC004689 | EF002390 | 19,0 mm | 9.0
CAPRI | CAP242135 | EC004689 | EF013236 | Oui | 9.0
CAPRI | CAP242135 | EC004689 | EF013237 | Oui | 9.0
CAPRI | CAP242146 | EC001181 | EF000015 | 27,08 mm | 9.0
CAPRI | CAP242146 | EC001181 | EF000065 | 23,52 mm | 9.0
CAPRI | CAP242146 | EC001181 | EF000125 | 1,8 mm | 9.0
CAPRI | CAP242146 | EC001181 | EF001257 | EV020511 | 9.0
CAPRI | CAP242146 | EC001181 | EF002169 | EV000169 | 9.0
CAPRI | CAP242146 | EC001181 | EF005076 | Non | 9.0
CAPRI | CAP242146 | EC001181 | EF008013 | 21 | 9.0
CAPRI | CAP242146 | EC001181 | EF012185 | 1 | 9.0
CAPRI | CAP242146 | EC001181 | EF023000 | EV013260 | 9.0
CAPRI | CAP242149 | EC001181 | EF000015 | 35,0 mm | 9.0
CAPRI | CAP242149 | EC001181 | EF000065 | 26,6 mm | 9.0
CAPRI | CAP242149 | EC001181 | EF000125 | 1,5 mm | 9.0
CAPRI | CAP242149 | EC001181 | EF001257 | EV020512 | 9.0
CAPRI | CAP242149 | EC001181 | EF002169 | EV000169 | 9.0
CAPRI | CAP242149 | EC001181 | EF005076 | Non | 9.0
CAPRI | CAP242149 | EC001181 | EF008013 | 21 | 9.0
CAPRI | CAP242149 | EC001181 | EF012185 | 1 | 9.0
CAPRI | CAP242149 | EC001181 | EF023000 | EV013260 | 9.0
CAPRI | CAP242150 | EC001181 | EF000015 | 39 mm | 9.0
CAPRI | CAP242150 | EC001181 | EF000065 | 28,3 mm | 9.0
CAPRI | CAP242150 | EC001181 | EF000125 | 1,5 mm | 9.0
CAPRI | CAP242150 | EC001181 | EF001257 | EV000154 | 9.0
CAPRI | CAP242150 | EC001181 | EF002169 | EV014311 | 9.0
CAPRI | CAP242150 | EC001181 | EF005076 | Non | 9.0
CAPRI | CAP242150 | EC001181 | EF008013 | 21 | 9.0
CAPRI | CAP242150 | EC001181 | EF012185 | 1 | 9.0
CAPRI | CAP242150 | EC001181 | EF023000 | EV013260 | 9.0
CAPRI | CAP242544 | EC001181 | EF000015 | 25,51 mm | 9.0
CAPRI | CAP242544 | EC001181 | EF000065 | 21,95 mm | 9.0
CAPRI | CAP242544 | EC001181 | EF000125 | 1,8 mm | 9.0
CAPRI | CAP242544 | EC001181 | EF001257 | EV020511 | 9.0
CAPRI | CAP242544 | EC001181 | EF002169 | EV000169 | 9.0
CAPRI | CAP242544 | EC001181 | EF005076 | Non | 9.0
CAPRI | CAP242544 | EC001181 | EF005783 | 25 | 9.0
CAPRI | CAP242544 | EC001181 | EF012185 | 1 | 9.0
CAPRI | CAP242544 | EC001181 | EF023000 | EV013260 | 9.0
CAPRI | CAP242635 | EC004689 | EF000215 | EV017547 | 9.0
CAPRI | CAP242635 | EC004689 | EF002390 | 22,0 mm | 9.0
CAPRI | CAP242635 | EC004689 | EF002390 | 32,5 mm | 9.0
CAPRI | CAP242635 | EC004689 | EF013236 | Oui | 9.0
CAPRI | CAP242635 | EC004689 | EF013237 | Oui | 9.0
CAPRI | CAP242935 | EC004689 | EF000215 | EV017547 | 9.0
CAPRI | CAP242935 | EC004689 | EF002390 | 17,5 mm | 9.0
CAPRI | CAP242935 | EC004689 | EF002390 | 22,5 mm | 9.0
CAPRI | CAP242935 | EC004689 | EF013236 | Oui | 9.0
CAPRI | CAP242935 | EC004689 | EF013237 | Oui | 9.0
CAPRI | CAP242946 | EC001181 | EF000015 | 35,3 mm | 9.0
CAPRI | CAP242946 | EC001181 | EF000065 | 32,1 mm | 9.0
CAPRI | CAP242946 | EC001181 | EF000125 | 1,8 mm | 9.0
CAPRI | CAP242946 | EC001181 | EF001257 | EV020511 | 9.0
CAPRI | CAP242946 | EC001181 | EF002169 | EV000169 | 9.0
CAPRI | CAP242946 | EC001181 | EF005076 | Non | 9.0
CAPRI | CAP242946 | EC001181 | EF008013 | 29 | 9.0
CAPRI | CAP242946 | EC001181 | EF012185 | 1 | 9.0
CAPRI | CAP242946 | EC001181 | EF023000 | EV013260 | 9.0
CAPRI | CAP242949 | EC001181 | EF000015 | 45,0 mm | 9.0
CAPRI | CAP242949 | EC001181 | EF000065 | 35,2 mm | 9.0
CAPRI | CAP242949 | EC001181 | EF000125 | 1,5 mm | 9.0
CAPRI | CAP242949 | EC001181 | EF001257 | EV020512 | 9.0
CAPRI | CAP242949 | EC001181 | EF002169 | EV000169 | 9.0
CAPRI | CAP242949 | EC001181 | EF005076 | Non | 9.0
CAPRI | CAP242949 | EC001181 | EF008013 | 29 | 9.0
CAPRI | CAP242949 | EC001181 | EF012185 | 1 | 9.0
CAPRI | CAP242949 | EC001181 | EF023000 | EV013260 | 9.0
CAPRI | CAP242950 | EC001181 | EF000015 | 50 mm | 9.0
CAPRI | CAP242950 | EC001181 | EF000065 | 37 mm | 9.0
CAPRI | CAP242950 | EC001181 | EF000125 | 1,5 mm | 9.0
CAPRI | CAP242950 | EC001181 | EF001257 | EV000154 | 9.0
CAPRI | CAP242950 | EC001181 | EF002169 | EV014311 | 9.0
CAPRI | CAP242950 | EC001181 | EF005076 | Non | 9.0
CAPRI | CAP242950 | EC001181 | EF008013 | 29 | 9.0
CAPRI | CAP242950 | EC001181 | EF012185 | 1 | 9.0
CAPRI | CAP242950 | EC001181 | EF023000 | EV013260 | 9.0
CAPRI | CAP243244 | EC001181 | EF000015 | 31,86 mm | 9.0
CAPRI | CAP243244 | EC001181 | EF000065 | 28,3 mm | 9.0
CAPRI | CAP243244 | EC001181 | EF000125 | 1,8 mm | 9.0
CAPRI | CAP243244 | EC001181 | EF001257 | EV020511 | 9.0
CAPRI | CAP243244 | EC001181 | EF002169 | EV000169 | 9.0
CAPRI | CAP243244 | EC001181 | EF005076 | Non | 9.0
CAPRI | CAP243244 | EC001181 | EF005783 | 32 | 9.0
CAPRI | CAP243244 | EC001181 | EF012185 | 1 | 9.0
CAPRI | CAP243244 | EC001181 | EF023000 | EV013260 | 9.0
CAPRI | CAP243646 | EC001181 | EF000015 | 44,56 mm | 9.0
CAPRI | CAP243646 | EC001181 | EF000065 | 41 mm | 9.0
CAPRI | CAP243646 | EC001181 | EF000125 | 1,8 mm | 9.0
CAPRI | CAP243646 | EC001181 | EF001257 | EV020511 | 9.0
CAPRI | CAP243646 | EC001181 | EF002169 | EV000169 | 9.0
CAPRI | CAP243646 | EC001181 | EF005076 | Non | 9.0
CAPRI | CAP243646 | EC001181 | EF008013 | 36 | 9.0
CAPRI | CAP243646 | EC001181 | EF012185 | 1 | 9.0
CAPRI | CAP243646 | EC001181 | EF023000 | EV013260 | 9.0
CAPRI | CAP243649 | EC001181 | EF000015 | 60,0 mm | 9.0
CAPRI | CAP243649 | EC001181 | EF000065 | 45,2 mm | 9.0
CAPRI | CAP243649 | EC001181 | EF000125 | 1,5 mm | 9.0
CAPRI | CAP243649 | EC001181 | EF001257 | EV020512 | 9.0
CAPRI | CAP243649 | EC001181 | EF002169 | EV000169 | 9.0
CAPRI | CAP243649 | EC001181 | EF005076 | Non | 9.0
CAPRI | CAP243649 | EC001181 | EF008013 | 36 | 9.0
CAPRI | CAP243649 | EC001181 | EF012185 | 1 | 9.0
CAPRI | CAP243649 | EC001181 | EF023000 | EV013260 | 9.0
CAPRI | CAP243650 | EC001181 | EF000015 | 64 mm | 9.0
CAPRI | CAP243650 | EC001181 | EF000065 | 47 mm | 9.0
CAPRI | CAP243650 | EC001181 | EF000125 | 1,5 mm | 9.0
CAPRI | CAP243650 | EC001181 | EF001257 | EV000154 | 9.0
CAPRI | CAP243650 | EC001181 | EF002169 | EV014311 | 9.0
CAPRI | CAP243650 | EC001181 | EF005076 | Non | 9.0
CAPRI | CAP243650 | EC001181 | EF008013 | 36 | 9.0
CAPRI | CAP243650 | EC001181 | EF012185 | 1 | 9.0
CAPRI | CAP243650 | EC001181 | EF023000 | EV013260 | 9.0
CAPRI | CAP244044 | EC001181 | EF000015 | 40,3 mm | 9.0
CAPRI | CAP244044 | EC001181 | EF000065 | 37,1 mm | 9.0
CAPRI | CAP244044 | EC001181 | EF000125 | 1,8 mm | 9.0
CAPRI | CAP244044 | EC001181 | EF001257 | EV020511 | 9.0
CAPRI | CAP244044 | EC001181 | EF002169 | EV000169 | 9.0
CAPRI | CAP244044 | EC001181 | EF005076 | Non | 9.0
CAPRI | CAP244044 | EC001181 | EF005783 | 40 | 9.0
CAPRI | CAP244044 | EC001181 | EF012185 | 1 | 9.0
CAPRI | CAP244044 | EC001181 | EF023000 | EV013260 | 9.0
CAPRI | CAP244235 | EC004689 | EF000215 | EV017547 | 9.0
CAPRI | CAP244235 | EC004689 | EF002390 | 26,0 mm | 9.0
CAPRI | CAP244235 | EC004689 | EF002390 | 39,0 mm | 9.0
CAPRI | CAP244235 | EC004689 | EF013236 | Oui | 9.0
CAPRI | CAP244235 | EC004689 | EF013237 | Oui | 9.0
CAPRI | CAP244249 | EC001181 | EF000015 | 65,0 mm | 9.0
CAPRI | CAP244249 | EC001181 | EF000065 | 52,1 mm | 9.0
CAPRI | CAP244249 | EC001181 | EF000125 | 1,5 mm | 9.0
CAPRI | CAP244249 | EC001181 | EF001257 | EV020512 | 9.0
CAPRI | CAP244249 | EC001181 | EF002169 | EV000169 | 9.0
CAPRI | CAP244249 | EC001181 | EF005076 | Non | 9.0
CAPRI | CAP244249 | EC001181 | EF008013 | 42 | 9.0
CAPRI | CAP244249 | EC001181 | EF012185 | 1 | 9.0
CAPRI | CAP244249 | EC001181 | EF023000 | EV013260 | 9.0
CAPRI | CAP244250 | EC001181 | EF000015 | 73 mm | 9.0
CAPRI | CAP244250 | EC001181 | EF000065 | 54 mm | 9.0
CAPRI | CAP244250 | EC001181 | EF000125 | 1,5 mm | 9.0
CAPRI | CAP244250 | EC001181 | EF001257 | EV000154 | 9.0
CAPRI | CAP244250 | EC001181 | EF002169 | EV014311 | 9.0
CAPRI | CAP244250 | EC001181 | EF005076 | Non | 9.0
CAPRI | CAP244250 | EC001181 | EF008013 | 42 | 9.0
CAPRI | CAP244250 | EC001181 | EF012185 | 1 | 9.0
CAPRI | CAP244250 | EC001181 | EF023000 | EV013260 | 9.0
CAPRI | CAP244735 | EC004689 | EF000215 | EV017547 | 9.0
CAPRI | CAP244735 | EC004689 | EF002390 | 22,0 mm | 9.0
CAPRI | CAP244735 | EC004689 | EF002390 | 32,5 mm | 9.0
CAPRI | CAP244735 | EC004689 | EF013236 | Oui | 9.0
CAPRI | CAP244735 | EC004689 | EF013237 | Oui | 9.0
CAPRI | CAP244846 | EC001181 | EF000015 | 59 mm | 9.0
CAPRI | CAP244846 | EC001181 | EF000065 | 55 mm | 9.0
CAPRI | CAP244846 | EC001181 | EF000125 | 2 mm | 9.0
CAPRI | CAP244846 | EC001181 | EF001257 | EV020511 | 9.0
CAPRI | CAP244846 | EC001181 | EF002169 | EV000169 | 9.0
CAPRI | CAP244846 | EC001181 | EF005076 | Non | 9.0
CAPRI | CAP244846 | EC001181 | EF008013 | 48 | 9.0
CAPRI | CAP244846 | EC001181 | EF012185 | 1 | 9.0
CAPRI | CAP244846 | EC001181 | EF023000 | EV013260 | 9.0
CAPRI | CAP244849 | EC001181 | EF000015 | 71,0 mm | 9.0
CAPRI | CAP244849 | EC001181 | EF000065 | 57,7 mm | 9.0
CAPRI | CAP244849 | EC001181 | EF000125 | 1,5 mm | 9.0
CAPRI | CAP244849 | EC001181 | EF001257 | EV020512 | 9.0
CAPRI | CAP244849 | EC001181 | EF002169 | EV000169 | 9.0
CAPRI | CAP244849 | EC001181 | EF005076 | Non | 9.0
CAPRI | CAP244849 | EC001181 | EF008013 | 48 | 9.0
CAPRI | CAP244849 | EC001181 | EF012185 | 1 | 9.0
CAPRI | CAP244849 | EC001181 | EF023000 | EV013260 | 9.0
CAPRI | CAP244850 | EC001181 | EF000015 | 79 mm | 9.0
CAPRI | CAP244850 | EC001181 | EF000065 | 60 mm | 9.0
CAPRI | CAP244850 | EC001181 | EF000125 | 2 mm | 9.0
CAPRI | CAP244850 | EC001181 | EF001257 | EV000154 | 9.0
CAPRI | CAP244850 | EC001181 | EF002169 | EV014311 | 9.0
CAPRI | CAP244850 | EC001181 | EF005076 | Non | 9.0
CAPRI | CAP244850 | EC001181 | EF008013 | 48 | 9.0
CAPRI | CAP244850 | EC001181 | EF012185 | 1 | 9.0
CAPRI | CAP244850 | EC001181 | EF023000 | EV013260 | 9.0
CAPRI | CAP245044 | EC001181 | EF000015 | 49,4 mm | 9.0
CAPRI | CAP245044 | EC001181 | EF000065 | 45,84 mm | 9.0
CAPRI | CAP245044 | EC001181 | EF000125 | 1,8 mm | 9.0
CAPRI | CAP245044 | EC001181 | EF001257 | EV020511 | 9.0
CAPRI | CAP245044 | EC001181 | EF002169 | EV000169 | 9.0
CAPRI | CAP245044 | EC001181 | EF005076 | Non | 9.0
CAPRI | CAP245044 | EC001181 | EF005783 | 50 | 9.0
CAPRI | CAP245044 | EC001181 | EF012185 | 1 | 9.0
CAPRI | CAP245044 | EC001181 | EF023000 | EV013260 | 9.0
CAPRI | CAP246049 | EC001181 | EF000015 | 109 mm | 9.0
CAPRI | CAP246049 | EC001181 | EF000065 | 85 mm | 9.0
CAPRI | CAP246049 | EC001181 | EF000125 | 1,2 mm | 9.0
CAPRI | CAP246049 | EC001181 | EF001257 | EV020512 | 9.0
CAPRI | CAP246049 | EC001181 | EF002169 | EV000169 | 9.0
CAPRI | CAP246049 | EC001181 | EF005076 | non | 9.0
CAPRI | CAP246049 | EC001181 | EF012185 | 1 | 9.0
CAPRI | CAP246049 | EC001181 | EF012602 | EV004595 | 9.0
CAPRI | CAP246049 | EC001181 | EF023000 | EV013260 | 9.0
CAPRI | CAP246344 | EC001181 | EF000015 | 60,43 mm | 9.0
CAPRI | CAP246344 | EC001181 | EF000065 | 56,87 mm | 9.0
CAPRI | CAP246344 | EC001181 | EF000125 | 1,8 mm | 9.0
CAPRI | CAP246344 | EC001181 | EF001257 | EV020511 | 9.0
CAPRI | CAP246344 | EC001181 | EF002169 | EV000169 | 9.0
CAPRI | CAP246344 | EC001181 | EF005076 | Non | 9.0
CAPRI | CAP246344 | EC001181 | EF005783 | 63 | 9.0
CAPRI | CAP246344 | EC001181 | EF012185 | 1 | 9.0
CAPRI | CAP246344 | EC001181 | EF023000 | EV013260 | 9.0
CAPRI | CAP250160 | EC011049 | EF002390 | 16 | 9.0
CAPRI | CAP250200 | EC001491 | EF000007 | EV000234 | 9.0
CAPRI | CAP250200 | EC001491 | EF001257 | EV000154 | 9.0
CAPRI | CAP250200 | EC001491 | EF002169 | EV000139 | 9.0
CAPRI | CAP250250 | EC001491 | EF000007 | EV000234 | 9.0
CAPRI | CAP250250 | EC001491 | EF001257 | EV000154 | 9.0
CAPRI | CAP250250 | EC001491 | EF002169 | EV000139 | 9.0
CAPRI | CAP250320 | EC011049 | EF002390 | 22 | 9.0
CAPRI | CAP260760 | EC000940 | EF000007 | EV000206 | 9.0
CAPRI | CAP260760 | EC000940 | EF000025 | Oui | 9.0
CAPRI | CAP260760 | EC000940 | EF000040 | 4,5 mm | 9.0
CAPRI | CAP260760 | EC000940 | EF000051 | EV008879 | 9.0
CAPRI | CAP260760 | EC000940 | EF000084 | oui | 9.0
CAPRI | CAP260760 | EC000940 | EF000139 | EV006034 | 9.0
CAPRI | CAP260760 | EC000940 | EF001210 | Non | 9.0
CAPRI | CAP260760 | EC000940 | EF001257 | EV000402 | 9.0
CAPRI | CAP260760 | EC000940 | EF001758 | EV003695 | 9.0
CAPRI | CAP260760 | EC000940 | EF002169 | EV000139 | 9.0
CAPRI | CAP260760 | EC000940 | EF003712 | 1,27 mm | 9.0
CAPRI | CAP260760 | EC000940 | EF006304 | Non | 9.0
CAPRI | CAP260760 | EC000940 | EF007839 | 7 | 9.0
CAPRI | CAP260770 | EC000940 | EF000007 | EV000270 | 9.0
CAPRI | CAP260770 | EC000940 | EF000025 | Oui | 9.0
CAPRI | CAP260770 | EC000940 | EF000040 | 4,5 mm | 9.0
CAPRI | CAP260770 | EC000940 | EF000051 | EV008879 | 9.0
CAPRI | CAP260770 | EC000940 | EF000084 | oui | 9.0
CAPRI | CAP260770 | EC000940 | EF000139 | EV006034 | 9.0
CAPRI | CAP260770 | EC000940 | EF001210 | Non | 9.0
CAPRI | CAP260770 | EC000940 | EF001257 | EV000402 | 9.0
CAPRI | CAP260770 | EC000940 | EF001758 | EV003695 | 9.0
CAPRI | CAP260770 | EC000940 | EF002169 | EV000139 | 9.0
CAPRI | CAP260770 | EC000940 | EF003712 | 1,27 mm | 9.0
CAPRI | CAP260770 | EC000940 | EF006304 | Non | 9.0
CAPRI | CAP260770 | EC000940 | EF007839 | 7 | 9.0
CAPRI | CAP260960 | EC000940 | EF000007 | EV000206 | 9.0
CAPRI | CAP260960 | EC000940 | EF000025 | Oui | 9.0
CAPRI | CAP260960 | EC000940 | EF000040 | 4,5 mm | 9.0
CAPRI | CAP260960 | EC000940 | EF000051 | EV008879 | 9.0
CAPRI | CAP260960 | EC000940 | EF000084 | oui | 9.0
CAPRI | CAP260960 | EC000940 | EF000139 | EV006034 | 9.0
CAPRI | CAP260960 | EC000940 | EF001210 | Non | 9.0
CAPRI | CAP260960 | EC000940 | EF001257 | EV000402 | 9.0
CAPRI | CAP260960 | EC000940 | EF001758 | EV003695 | 9.0
CAPRI | CAP260960 | EC000940 | EF002169 | EV000139 | 9.0
CAPRI | CAP260960 | EC000940 | EF003712 | 1,41 mm | 9.0
CAPRI | CAP260960 | EC000940 | EF006304 | Non | 9.0
CAPRI | CAP260960 | EC000940 | EF007839 | 9 | 9.0
CAPRI | CAP260970 | EC000940 | EF000007 | EV000270 | 9.0
CAPRI | CAP260970 | EC000940 | EF000025 | Oui | 9.0
CAPRI | CAP260970 | EC000940 | EF000040 | 4,5 mm | 9.0
CAPRI | CAP260970 | EC000940 | EF000051 | EV008879 | 9.0
CAPRI | CAP260970 | EC000940 | EF000084 | oui | 9.0
CAPRI | CAP260970 | EC000940 | EF000139 | EV006034 | 9.0
CAPRI | CAP260970 | EC000940 | EF001210 | Non | 9.0
CAPRI | CAP260970 | EC000940 | EF001257 | EV000402 | 9.0
CAPRI | CAP260970 | EC000940 | EF001758 | EV003695 | 9.0
CAPRI | CAP260970 | EC000940 | EF002169 | EV000139 | 9.0
CAPRI | CAP260970 | EC000940 | EF003712 | 1,41 mm | 9.0
CAPRI | CAP260970 | EC000940 | EF006304 | Non | 9.0
CAPRI | CAP260970 | EC000940 | EF007839 | 9 | 9.0
CAPRI | CAP261003 | EC000940 | EF000007 | EV000206 | 9.0
CAPRI | CAP261003 | EC000940 | EF000025 | Oui | 9.0
CAPRI | CAP261003 | EC000940 | EF000040 | 4,5 mm | 9.0
CAPRI | CAP261003 | EC000940 | EF000051 | EV008879 | 9.0
CAPRI | CAP261003 | EC000940 | EF000084 | oui | 9.0
CAPRI | CAP261003 | EC000940 | EF000139 | EV006034 | 9.0
CAPRI | CAP261003 | EC000940 | EF001210 | Non | 9.0
CAPRI | CAP261003 | EC000940 | EF001257 | EV000402 | 9.0
CAPRI | CAP261003 | EC000940 | EF001758 | EV003712 | 9.0
CAPRI | CAP261003 | EC000940 | EF002169 | EV000139 | 9.0
CAPRI | CAP261003 | EC000940 | EF003712 | 1,5 mm | 9.0
CAPRI | CAP261003 | EC000940 | EF006304 | Non | 9.0
CAPRI | CAP261003 | EC000940 | EF007839 | 10 | 9.0
CAPRI | CAP261073 | EC000940 | EF000007 | EV000270 | 9.0
CAPRI | CAP261073 | EC000940 | EF000025 | Oui | 9.0
CAPRI | CAP261073 | EC000940 | EF000040 | 4,5 mm | 9.0
CAPRI | CAP261073 | EC000940 | EF000051 | EV008879 | 9.0
CAPRI | CAP261073 | EC000940 | EF000084 | oui | 9.0
CAPRI | CAP261073 | EC000940 | EF000139 | EV006034 | 9.0
CAPRI | CAP261073 | EC000940 | EF001210 | Non | 9.0
CAPRI | CAP261073 | EC000940 | EF001257 | EV000402 | 9.0
CAPRI | CAP261073 | EC000940 | EF001758 | EV003712 | 9.0
CAPRI | CAP261073 | EC000940 | EF002169 | EV000139 | 9.0
CAPRI | CAP261073 | EC000940 | EF003712 | 1,5 mm | 9.0
CAPRI | CAP261073 | EC000940 | EF006304 | Non | 9.0
CAPRI | CAP261073 | EC000940 | EF007839 | 10 | 9.0
CAPRI | CAP261160 | EC000940 | EF000007 | EV000206 | 9.0
CAPRI | CAP261160 | EC000940 | EF000025 | Oui | 9.0
CAPRI | CAP261160 | EC000940 | EF000040 | 5 mm | 9.0
CAPRI | CAP261160 | EC000940 | EF000051 | EV008879 | 9.0
CAPRI | CAP261160 | EC000940 | EF000084 | oui | 9.0
CAPRI | CAP261160 | EC000940 | EF000139 | EV006034 | 9.0
CAPRI | CAP261160 | EC000940 | EF001210 | Non | 9.0
CAPRI | CAP261160 | EC000940 | EF001257 | EV000402 | 9.0
CAPRI | CAP261160 | EC000940 | EF001758 | EV003695 | 9.0
CAPRI | CAP261160 | EC000940 | EF002169 | EV000139 | 9.0
CAPRI | CAP261160 | EC000940 | EF003712 | 1,41 mm | 9.0
CAPRI | CAP261160 | EC000940 | EF006304 | Non | 9.0
CAPRI | CAP261160 | EC000940 | EF007839 | 11 | 9.0
CAPRI | CAP261170 | EC000940 | EF000007 | EV000270 | 9.0
CAPRI | CAP261170 | EC000940 | EF000025 | Oui | 9.0
CAPRI | CAP261170 | EC000940 | EF000040 | 5 mm | 9.0
CAPRI | CAP261170 | EC000940 | EF000051 | EV008879 | 9.0
CAPRI | CAP261170 | EC000940 | EF000084 | oui | 9.0
CAPRI | CAP261170 | EC000940 | EF000139 | EV006034 | 9.0
CAPRI | CAP261170 | EC000940 | EF001210 | Non | 9.0
CAPRI | CAP261170 | EC000940 | EF001257 | EV000402 | 9.0
CAPRI | CAP261170 | EC000940 | EF001758 | EV003695 | 9.0
CAPRI | CAP261170 | EC000940 | EF002169 | EV000139 | 9.0
CAPRI | CAP261170 | EC000940 | EF003712 | 1,41 mm | 9.0
CAPRI | CAP261170 | EC000940 | EF006304 | Non | 9.0
CAPRI | CAP261170 | EC000940 | EF007839 | 11 | 9.0
CAPRI | CAP261203 | EC000940 | EF000007 | EV000206 | 9.0
CAPRI | CAP261203 | EC000940 | EF000025 | Oui | 9.0
CAPRI | CAP261203 | EC000940 | EF000040 | 5 mm | 9.0
CAPRI | CAP261203 | EC000940 | EF000051 | EV008879 | 9.0
CAPRI | CAP261203 | EC000940 | EF000084 | oui | 9.0
CAPRI | CAP261203 | EC000940 | EF000139 | EV006034 | 9.0
CAPRI | CAP261203 | EC000940 | EF001210 | Non | 9.0
CAPRI | CAP261203 | EC000940 | EF001257 | EV000402 | 9.0
CAPRI | CAP261203 | EC000940 | EF001758 | EV003712 | 9.0
CAPRI | CAP261203 | EC000940 | EF002169 | EV000139 | 9.0
CAPRI | CAP261203 | EC000940 | EF003712 | 1,5 mm | 9.0
CAPRI | CAP261203 | EC000940 | EF006304 | Non | 9.0
CAPRI | CAP261203 | EC000940 | EF007839 | 12 | 9.0
CAPRI | CAP261273 | EC000940 | EF000007 | EV000270 | 9.0
CAPRI | CAP261273 | EC000940 | EF000025 | Oui | 9.0
CAPRI | CAP261273 | EC000940 | EF000040 | 5 mm | 9.0
CAPRI | CAP261273 | EC000940 | EF000051 | EV008879 | 9.0
CAPRI | CAP261273 | EC000940 | EF000084 | oui | 9.0
CAPRI | CAP261273 | EC000940 | EF000139 | EV006034 | 9.0
CAPRI | CAP261273 | EC000940 | EF001210 | Non | 9.0
CAPRI | CAP261273 | EC000940 | EF001257 | EV000402 | 9.0
CAPRI | CAP261273 | EC000940 | EF001758 | EV003712 | 9.0
CAPRI | CAP261273 | EC000940 | EF002169 | EV000139 | 9.0
CAPRI | CAP261273 | EC000940 | EF003712 | 1,5 mm | 9.0
CAPRI | CAP261273 | EC000940 | EF006304 | Non | 9.0
CAPRI | CAP261273 | EC000940 | EF007839 | 12 | 9.0
CAPRI | CAP261360 | EC000940 | EF000007 | EV000206 | 9.0
CAPRI | CAP261360 | EC000940 | EF000025 | Oui | 9.0
CAPRI | CAP261360 | EC000940 | EF000040 | 5,5 mm | 9.0
CAPRI | CAP261360 | EC000940 | EF000051 | EV008879 | 9.0
CAPRI | CAP261360 | EC000940 | EF000084 | oui | 9.0
CAPRI | CAP261360 | EC000940 | EF000139 | EV006034 | 9.0
CAPRI | CAP261360 | EC000940 | EF001210 | Non | 9.0
CAPRI | CAP261360 | EC000940 | EF001257 | EV000402 | 9.0
CAPRI | CAP261360 | EC000940 | EF001758 | EV003695 | 9.0
CAPRI | CAP261360 | EC000940 | EF002169 | EV000139 | 9.0
CAPRI | CAP261360 | EC000940 | EF003712 | 1,41 mm | 9.0
CAPRI | CAP261360 | EC000940 | EF006304 | Non | 9.0
CAPRI | CAP261360 | EC000940 | EF007839 | 13 | 9.0
CAPRI | CAP261370 | EC000940 | EF000007 | EV000270 | 9.0
CAPRI | CAP261370 | EC000940 | EF000025 | Oui | 9.0
CAPRI | CAP261370 | EC000940 | EF000040 | 5,5 mm | 9.0
CAPRI | CAP261370 | EC000940 | EF000051 | EV008879 | 9.0
CAPRI | CAP261370 | EC000940 | EF000084 | oui | 9.0
CAPRI | CAP261370 | EC000940 | EF000139 | EV006034 | 9.0
CAPRI | CAP261370 | EC000940 | EF001210 | Non | 9.0
CAPRI | CAP261370 | EC000940 | EF001257 | EV000402 | 9.0
CAPRI | CAP261370 | EC000940 | EF001758 | EV003695 | 9.0
CAPRI | CAP261370 | EC000940 | EF002169 | EV000139 | 9.0
CAPRI | CAP261370 | EC000940 | EF003712 | 1,41 mm | 9.0
CAPRI | CAP261370 | EC000940 | EF006304 | Non | 9.0
CAPRI | CAP261370 | EC000940 | EF007839 | 13 | 9.0
CAPRI | CAP261603 | EC000940 | EF000007 | EV000206 | 9.0
CAPRI | CAP261603 | EC000940 | EF000025 | Oui | 9.0
CAPRI | CAP261603 | EC000940 | EF000040 | 5 mm | 9.0
CAPRI | CAP261603 | EC000940 | EF000051 | EV008879 | 9.0
CAPRI | CAP261603 | EC000940 | EF000084 | oui | 9.0
CAPRI | CAP261603 | EC000940 | EF000139 | EV006034 | 9.0
CAPRI | CAP261603 | EC000940 | EF001210 | Non | 9.0
CAPRI | CAP261603 | EC000940 | EF001257 | EV000402 | 9.0
CAPRI | CAP261603 | EC000940 | EF001758 | EV003712 | 9.0
CAPRI | CAP261603 | EC000940 | EF002169 | EV000139 | 9.0
CAPRI | CAP261603 | EC000940 | EF003712 | 1,5 mm | 9.0
CAPRI | CAP261603 | EC000940 | EF006304 | Non | 9.0
CAPRI | CAP261603 | EC000940 | EF007839 | 16 | 9.0
CAPRI | CAP261660 | EC000940 | EF000007 | EV000206 | 9.0
CAPRI | CAP261660 | EC000940 | EF000025 | Oui | 9.0
CAPRI | CAP261660 | EC000940 | EF000040 | 6 mm | 9.0
CAPRI | CAP261660 | EC000940 | EF000051 | EV008879 | 9.0
CAPRI | CAP261660 | EC000940 | EF000084 | oui | 9.0
CAPRI | CAP261660 | EC000940 | EF000139 | EV006034 | 9.0
CAPRI | CAP261660 | EC000940 | EF001210 | Non | 9.0
CAPRI | CAP261660 | EC000940 | EF001257 | EV000402 | 9.0
CAPRI | CAP261660 | EC000940 | EF001758 | EV003695 | 9.0
CAPRI | CAP261660 | EC000940 | EF002169 | EV000139 | 9.0
CAPRI | CAP261660 | EC000940 | EF003712 | 1,41 mm | 9.0
CAPRI | CAP261660 | EC000940 | EF006304 | Non | 9.0
CAPRI | CAP261660 | EC000940 | EF007839 | 16 | 9.0
CAPRI | CAP261670 | EC000940 | EF000007 | EV000270 | 9.0
CAPRI | CAP261670 | EC000940 | EF000025 | Oui | 9.0
CAPRI | CAP261670 | EC000940 | EF000040 | 6 mm | 9.0
CAPRI | CAP261670 | EC000940 | EF000051 | EV008879 | 9.0
CAPRI | CAP261670 | EC000940 | EF000084 | oui | 9.0
CAPRI | CAP261670 | EC000940 | EF000139 | EV006034 | 9.0
CAPRI | CAP261670 | EC000940 | EF001210 | Non | 9.0
CAPRI | CAP261670 | EC000940 | EF001257 | EV000402 | 9.0
CAPRI | CAP261670 | EC000940 | EF001758 | EV003695 | 9.0
CAPRI | CAP261670 | EC000940 | EF002169 | EV000139 | 9.0
CAPRI | CAP261670 | EC000940 | EF003712 | 1,41 mm | 9.0
CAPRI | CAP261670 | EC000940 | EF006304 | Non | 9.0
CAPRI | CAP261670 | EC000940 | EF007839 | 16 | 9.0
CAPRI | CAP261673 | EC000940 | EF000007 | EV000270 | 9.0
CAPRI | CAP261673 | EC000940 | EF000025 | Oui | 9.0
CAPRI | CAP261673 | EC000940 | EF000040 | 5 mm | 9.0
CAPRI | CAP261673 | EC000940 | EF000051 | EV008879 | 9.0
CAPRI | CAP261673 | EC000940 | EF000084 | oui | 9.0
CAPRI | CAP261673 | EC000940 | EF000139 | EV006034 | 9.0
CAPRI | CAP261673 | EC000940 | EF001210 | Non | 9.0
CAPRI | CAP261673 | EC000940 | EF001257 | EV000402 | 9.0
CAPRI | CAP261673 | EC000940 | EF001758 | EV003712 | 9.0
CAPRI | CAP261673 | EC000940 | EF002169 | EV000139 | 9.0
CAPRI | CAP261673 | EC000940 | EF003712 | 1,5 mm | 9.0
CAPRI | CAP261673 | EC000940 | EF006304 | Non | 9.0
CAPRI | CAP261673 | EC000940 | EF007839 | 16 | 9.0
CAPRI | CAP262003 | EC000940 | EF000007 | EV000206 | 9.0
CAPRI | CAP262003 | EC000940 | EF000025 | Oui | 9.0
CAPRI | CAP262003 | EC000940 | EF000040 | 6 mm | 9.0
CAPRI | CAP262003 | EC000940 | EF000051 | EV008879 | 9.0
CAPRI | CAP262003 | EC000940 | EF000084 | oui | 9.0
CAPRI | CAP262003 | EC000940 | EF000139 | EV006034 | 9.0
CAPRI | CAP262003 | EC000940 | EF001210 | Non | 9.0
CAPRI | CAP262003 | EC000940 | EF001257 | EV000402 | 9.0
CAPRI | CAP262003 | EC000940 | EF001758 | EV003712 | 9.0
CAPRI | CAP262003 | EC000940 | EF002169 | EV000139 | 9.0
CAPRI | CAP262003 | EC000940 | EF003712 | 1,5 mm | 9.0
CAPRI | CAP262003 | EC000940 | EF006304 | Non | 9.0
CAPRI | CAP262003 | EC000940 | EF007839 | 20 | 9.0
CAPRI | CAP262073 | EC000940 | EF000007 | EV000270 | 9.0
CAPRI | CAP262073 | EC000940 | EF000025 | Oui | 9.0
CAPRI | CAP262073 | EC000940 | EF000040 | 6 mm | 9.0
CAPRI | CAP262073 | EC000940 | EF000051 | EV008879 | 9.0
CAPRI | CAP262073 | EC000940 | EF000084 | oui | 9.0
CAPRI | CAP262073 | EC000940 | EF000139 | EV006034 | 9.0
CAPRI | CAP262073 | EC000940 | EF001210 | Non | 9.0
CAPRI | CAP262073 | EC000940 | EF001257 | EV000402 | 9.0
CAPRI | CAP262073 | EC000940 | EF001758 | EV003712 | 9.0
CAPRI | CAP262073 | EC000940 | EF002169 | EV000139 | 9.0
CAPRI | CAP262073 | EC000940 | EF003712 | 1,5 mm | 9.0
CAPRI | CAP262073 | EC000940 | EF006304 | Non | 9.0
CAPRI | CAP262073 | EC000940 | EF007839 | 20 | 9.0
CAPRI | CAP262160 | EC000940 | EF000007 | EV000206 | 9.0
CAPRI | CAP262160 | EC000940 | EF000025 | Oui | 9.0
CAPRI | CAP262160 | EC000940 | EF000040 | 6,5 mm | 9.0
CAPRI | CAP262160 | EC000940 | EF000051 | EV008879 | 9.0
CAPRI | CAP262160 | EC000940 | EF000084 | oui | 9.0
CAPRI | CAP262160 | EC000940 | EF000139 | EV006034 | 9.0
CAPRI | CAP262160 | EC000940 | EF001210 | Non | 9.0
CAPRI | CAP262160 | EC000940 | EF001257 | EV000402 | 9.0
CAPRI | CAP262160 | EC000940 | EF001758 | EV003695 | 9.0
CAPRI | CAP262160 | EC000940 | EF002169 | EV000139 | 9.0
CAPRI | CAP262160 | EC000940 | EF003712 | 1,587 mm | 9.0
CAPRI | CAP262160 | EC000940 | EF006304 | Non | 9.0
CAPRI | CAP262160 | EC000940 | EF007839 | 21 | 9.0
CAPRI | CAP262170 | EC000940 | EF000007 | EV000270 | 9.0
CAPRI | CAP262170 | EC000940 | EF000025 | Oui | 9.0
CAPRI | CAP262170 | EC000940 | EF000040 | 6,5 mm | 9.0
CAPRI | CAP262170 | EC000940 | EF000051 | EV008879 | 9.0
CAPRI | CAP262170 | EC000940 | EF000084 | oui | 9.0
CAPRI | CAP262170 | EC000940 | EF000139 | EV006034 | 9.0
CAPRI | CAP262170 | EC000940 | EF001210 | Non | 9.0
CAPRI | CAP262170 | EC000940 | EF001257 | EV000402 | 9.0
CAPRI | CAP262170 | EC000940 | EF001758 | EV003695 | 9.0
CAPRI | CAP262170 | EC000940 | EF002169 | EV000139 | 9.0
CAPRI | CAP262170 | EC000940 | EF003712 | 1,587 mm | 9.0
CAPRI | CAP262170 | EC000940 | EF006304 | Non | 9.0
CAPRI | CAP262170 | EC000940 | EF007839 | 21 | 9.0
CAPRI | CAP262503 | EC000940 | EF000007 | EV000206 | 9.0
CAPRI | CAP262503 | EC000940 | EF000025 | Oui | 9.0
CAPRI | CAP262503 | EC000940 | EF000040 | 6 mm | 9.0
CAPRI | CAP262503 | EC000940 | EF000051 | EV008879 | 9.0
CAPRI | CAP262503 | EC000940 | EF000084 | oui | 9.0
CAPRI | CAP262503 | EC000940 | EF000139 | EV006034 | 9.0
CAPRI | CAP262503 | EC000940 | EF001210 | Non | 9.0
CAPRI | CAP262503 | EC000940 | EF001257 | EV000402 | 9.0
CAPRI | CAP262503 | EC000940 | EF001758 | EV003712 | 9.0
CAPRI | CAP262503 | EC000940 | EF002169 | EV000139 | 9.0
CAPRI | CAP262503 | EC000940 | EF003712 | 1,5 mm | 9.0
CAPRI | CAP262503 | EC000940 | EF006304 | Non | 9.0
CAPRI | CAP262503 | EC000940 | EF007839 | 25 | 9.0
CAPRI | CAP262573 | EC000940 | EF000007 | EV000270 | 9.0
CAPRI | CAP262573 | EC000940 | EF000025 | Oui | 9.0
CAPRI | CAP262573 | EC000940 | EF000040 | 6 mm | 9.0
CAPRI | CAP262573 | EC000940 | EF000051 | EV008879 | 9.0
CAPRI | CAP262573 | EC000940 | EF000084 | oui | 9.0
CAPRI | CAP262573 | EC000940 | EF000139 | EV006034 | 9.0
CAPRI | CAP262573 | EC000940 | EF001210 | Non | 9.0
CAPRI | CAP262573 | EC000940 | EF001257 | EV000402 | 9.0
CAPRI | CAP262573 | EC000940 | EF001758 | EV003712 | 9.0
CAPRI | CAP262573 | EC000940 | EF002169 | EV000139 | 9.0
CAPRI | CAP262573 | EC000940 | EF003712 | 1,5 mm | 9.0
CAPRI | CAP262573 | EC000940 | EF006304 | Non | 9.0
CAPRI | CAP262573 | EC000940 | EF007839 | 25 | 9.0
CAPRI | CAP262960 | EC000940 | EF000007 | EV000206 | 9.0
CAPRI | CAP262960 | EC000940 | EF000025 | Oui | 9.0
CAPRI | CAP262960 | EC000940 | EF000040 | 7,5 mm | 9.0
CAPRI | CAP262960 | EC000940 | EF000051 | EV008879 | 9.0
CAPRI | CAP262960 | EC000940 | EF000084 | oui | 9.0
CAPRI | CAP262960 | EC000940 | EF000139 | EV006034 | 9.0
CAPRI | CAP262960 | EC000940 | EF001210 | Non | 9.0
CAPRI | CAP262960 | EC000940 | EF001257 | EV000402 | 9.0
CAPRI | CAP262960 | EC000940 | EF001758 | EV003695 | 9.0
CAPRI | CAP262960 | EC000940 | EF002169 | EV000139 | 9.0
CAPRI | CAP262960 | EC000940 | EF003712 | 1,587 mm | 9.0
CAPRI | CAP262960 | EC000940 | EF006304 | Non | 9.0
CAPRI | CAP262960 | EC000940 | EF007839 | 29 | 9.0
CAPRI | CAP262970 | EC000940 | EF000007 | EV000270 | 9.0
CAPRI | CAP262970 | EC000940 | EF000025 | Oui | 9.0
CAPRI | CAP262970 | EC000940 | EF000040 | 7,5 mm | 9.0
CAPRI | CAP262970 | EC000940 | EF000051 | EV008879 | 9.0
CAPRI | CAP262970 | EC000940 | EF000084 | oui | 9.0
CAPRI | CAP262970 | EC000940 | EF000139 | EV006034 | 9.0
CAPRI | CAP262970 | EC000940 | EF001210 | Non | 9.0
CAPRI | CAP262970 | EC000940 | EF001257 | EV000402 | 9.0
CAPRI | CAP262970 | EC000940 | EF001758 | EV003695 | 9.0
CAPRI | CAP262970 | EC000940 | EF002169 | EV000139 | 9.0
CAPRI | CAP262970 | EC000940 | EF003712 | 1,587 mm | 9.0
CAPRI | CAP262970 | EC000940 | EF006304 | Non | 9.0
CAPRI | CAP262970 | EC000940 | EF007839 | 29 | 9.0
CAPRI | CAP263203 | EC000940 | EF000007 | EV000206 | 9.0
CAPRI | CAP263203 | EC000940 | EF000025 | Oui | 9.0
CAPRI | CAP263203 | EC000940 | EF000040 | 7 mm | 9.0
CAPRI | CAP263203 | EC000940 | EF000051 | EV008879 | 9.0
CAPRI | CAP263203 | EC000940 | EF000084 | oui | 9.0
CAPRI | CAP263203 | EC000940 | EF000139 | EV006034 | 9.0
CAPRI | CAP263203 | EC000940 | EF001210 | Non | 9.0
CAPRI | CAP263203 | EC000940 | EF001257 | EV000402 | 9.0
CAPRI | CAP263203 | EC000940 | EF001758 | EV003712 | 9.0
CAPRI | CAP263203 | EC000940 | EF002169 | EV000139 | 9.0
CAPRI | CAP263203 | EC000940 | EF003712 | 1,5 mm | 9.0
CAPRI | CAP263203 | EC000940 | EF006304 | Non | 9.0
CAPRI | CAP263203 | EC000940 | EF007839 | 32 | 9.0
CAPRI | CAP263273 | EC000940 | EF000007 | EV000270 | 9.0
CAPRI | CAP263273 | EC000940 | EF000025 | Oui | 9.0
CAPRI | CAP263273 | EC000940 | EF000040 | 7 mm | 9.0
CAPRI | CAP263273 | EC000940 | EF000051 | EV008879 | 9.0
CAPRI | CAP263273 | EC000940 | EF000084 | oui | 9.0
CAPRI | CAP263273 | EC000940 | EF000139 | EV006034 | 9.0
CAPRI | CAP263273 | EC000940 | EF001210 | Non | 9.0
CAPRI | CAP263273 | EC000940 | EF001257 | EV000402 | 9.0
CAPRI | CAP263273 | EC000940 | EF001758 | EV003712 | 9.0
CAPRI | CAP263273 | EC000940 | EF002169 | EV000139 | 9.0
CAPRI | CAP263273 | EC000940 | EF003712 | 1,5 mm | 9.0
CAPRI | CAP263273 | EC000940 | EF006304 | Non | 9.0
CAPRI | CAP263273 | EC000940 | EF007839 | 32 | 9.0
CAPRI | CAP263660 | EC000940 | EF000007 | EV000206 | 9.0
CAPRI | CAP263660 | EC000940 | EF000025 | Oui | 9.0
CAPRI | CAP263660 | EC000940 | EF000040 | 9 mm | 9.0
CAPRI | CAP263660 | EC000940 | EF000051 | EV008879 | 9.0
CAPRI | CAP263660 | EC000940 | EF000084 | oui | 9.0
CAPRI | CAP263660 | EC000940 | EF000139 | EV006034 | 9.0
CAPRI | CAP263660 | EC000940 | EF001210 | Non | 9.0
CAPRI | CAP263660 | EC000940 | EF001257 | EV000402 | 9.0
CAPRI | CAP263660 | EC000940 | EF001758 | EV003695 | 9.0
CAPRI | CAP263660 | EC000940 | EF002169 | EV000139 | 9.0
CAPRI | CAP263660 | EC000940 | EF003712 | 1,587 mm | 9.0
CAPRI | CAP263660 | EC000940 | EF006304 | Non | 9.0
CAPRI | CAP263660 | EC000940 | EF007839 | 36 | 9.0
CAPRI | CAP263670 | EC000940 | EF000007 | EV000270 | 9.0
CAPRI | CAP263670 | EC000940 | EF000025 | Oui | 9.0
CAPRI | CAP263670 | EC000940 | EF000040 | 9 mm | 9.0
CAPRI | CAP263670 | EC000940 | EF000051 | EV008879 | 9.0
CAPRI | CAP263670 | EC000940 | EF000084 | oui | 9.0
CAPRI | CAP263670 | EC000940 | EF000139 | EV006034 | 9.0
CAPRI | CAP263670 | EC000940 | EF001210 | Non | 9.0
CAPRI | CAP263670 | EC000940 | EF001257 | EV000402 | 9.0
CAPRI | CAP263670 | EC000940 | EF001758 | EV003695 | 9.0
CAPRI | CAP263670 | EC000940 | EF002169 | EV000139 | 9.0
CAPRI | CAP263670 | EC000940 | EF003712 | 1,587 mm | 9.0
CAPRI | CAP263670 | EC000940 | EF006304 | Non | 9.0
CAPRI | CAP263670 | EC000940 | EF007839 | 36 | 9.0
CAPRI | CAP264003 | EC000940 | EF000007 | EV000206 | 9.0
CAPRI | CAP264003 | EC000940 | EF000025 | Oui | 9.0
CAPRI | CAP264003 | EC000940 | EF000040 | 7 mm | 9.0
CAPRI | CAP264003 | EC000940 | EF000051 | EV008879 | 9.0
CAPRI | CAP264003 | EC000940 | EF000084 | oui | 9.0
CAPRI | CAP264003 | EC000940 | EF000139 | EV006034 | 9.0
CAPRI | CAP264003 | EC000940 | EF001210 | Non | 9.0
CAPRI | CAP264003 | EC000940 | EF001257 | EV000402 | 9.0
CAPRI | CAP264003 | EC000940 | EF001758 | EV003712 | 9.0
CAPRI | CAP264003 | EC000940 | EF002169 | EV000139 | 9.0
CAPRI | CAP264003 | EC000940 | EF003712 | 1,5 mm | 9.0
CAPRI | CAP264003 | EC000940 | EF006304 | Non | 9.0
CAPRI | CAP264003 | EC000940 | EF007839 | 40 | 9.0
CAPRI | CAP264073 | EC000940 | EF000007 | EV000270 | 9.0
CAPRI | CAP264073 | EC000940 | EF000025 | Oui | 9.0
CAPRI | CAP264073 | EC000940 | EF000040 | 7 mm | 9.0
CAPRI | CAP264073 | EC000940 | EF000051 | EV008879 | 9.0
CAPRI | CAP264073 | EC000940 | EF000084 | oui | 9.0
CAPRI | CAP264073 | EC000940 | EF000139 | EV006034 | 9.0
CAPRI | CAP264073 | EC000940 | EF001210 | Non | 9.0
CAPRI | CAP264073 | EC000940 | EF001257 | EV000402 | 9.0
CAPRI | CAP264073 | EC000940 | EF001758 | EV003712 | 9.0
CAPRI | CAP264073 | EC000940 | EF002169 | EV000139 | 9.0
CAPRI | CAP264073 | EC000940 | EF003712 | 1,5 mm | 9.0
CAPRI | CAP264073 | EC000940 | EF006304 | Non | 9.0
CAPRI | CAP264073 | EC000940 | EF007839 | 40 | 9.0
CAPRI | CAP264260 | EC000940 | EF000007 | EV000206 | 9.0
CAPRI | CAP264260 | EC000940 | EF000025 | Oui | 9.0
CAPRI | CAP264260 | EC000940 | EF000040 | 9 mm | 9.0
CAPRI | CAP264260 | EC000940 | EF000051 | EV008879 | 9.0
CAPRI | CAP264260 | EC000940 | EF000084 | oui | 9.0
CAPRI | CAP264260 | EC000940 | EF000139 | EV006034 | 9.0
CAPRI | CAP264260 | EC000940 | EF001210 | Non | 9.0
CAPRI | CAP264260 | EC000940 | EF001257 | EV000402 | 9.0
CAPRI | CAP264260 | EC000940 | EF001758 | EV003695 | 9.0
CAPRI | CAP264260 | EC000940 | EF002169 | EV000139 | 9.0
CAPRI | CAP264260 | EC000940 | EF003712 | 1,587 mm | 9.0
CAPRI | CAP264260 | EC000940 | EF006304 | Non | 9.0
CAPRI | CAP264260 | EC000940 | EF007839 | 42 | 9.0
CAPRI | CAP264270 | EC000940 | EF000007 | EV000270 | 9.0
CAPRI | CAP264270 | EC000940 | EF000025 | Oui | 9.0
CAPRI | CAP264270 | EC000940 | EF000040 | 9 mm | 9.0
CAPRI | CAP264270 | EC000940 | EF000051 | EV008879 | 9.0
CAPRI | CAP264270 | EC000940 | EF000084 | oui | 9.0
CAPRI | CAP264270 | EC000940 | EF000139 | EV006034 | 9.0
CAPRI | CAP264270 | EC000940 | EF001210 | Non | 9.0
CAPRI | CAP264270 | EC000940 | EF001257 | EV000402 | 9.0
CAPRI | CAP264270 | EC000940 | EF001758 | EV003695 | 9.0
CAPRI | CAP264270 | EC000940 | EF002169 | EV000139 | 9.0
CAPRI | CAP264270 | EC000940 | EF003712 | 1,587 mm | 9.0
CAPRI | CAP264270 | EC000940 | EF006304 | Non | 9.0
CAPRI | CAP264270 | EC000940 | EF007839 | 42 | 9.0
CAPRI | CAP264860 | EC000940 | EF000007 | EV000206 | 9.0
CAPRI | CAP264860 | EC000940 | EF000025 | Oui | 9.0
CAPRI | CAP264860 | EC000940 | EF000040 | 9,5 mm | 9.0
CAPRI | CAP264860 | EC000940 | EF000051 | EV008879 | 9.0
CAPRI | CAP264860 | EC000940 | EF000084 | oui | 9.0
CAPRI | CAP264860 | EC000940 | EF000139 | EV006034 | 9.0
CAPRI | CAP264860 | EC000940 | EF001210 | Non | 9.0
CAPRI | CAP264860 | EC000940 | EF001257 | EV000402 | 9.0
CAPRI | CAP264860 | EC000940 | EF001758 | EV003695 | 9.0
CAPRI | CAP264860 | EC000940 | EF002169 | EV000139 | 9.0
CAPRI | CAP264860 | EC000940 | EF003712 | 2,309 mm | 9.0
CAPRI | CAP264860 | EC000940 | EF006304 | Non | 9.0
CAPRI | CAP264860 | EC000940 | EF007839 | 48 NFC | 9.0
CAPRI | CAP264870 | EC000940 | EF000007 | EV000270 | 9.0
CAPRI | CAP264870 | EC000940 | EF000025 | Oui | 9.0
CAPRI | CAP264870 | EC000940 | EF000040 | 9,5 mm | 9.0
CAPRI | CAP264870 | EC000940 | EF000051 | EV008879 | 9.0
CAPRI | CAP264870 | EC000940 | EF000084 | oui | 9.0
CAPRI | CAP264870 | EC000940 | EF000139 | EV006034 | 9.0
CAPRI | CAP264870 | EC000940 | EF001210 | Non | 9.0
CAPRI | CAP264870 | EC000940 | EF001257 | EV000402 | 9.0
CAPRI | CAP264870 | EC000940 | EF001758 | EV003695 | 9.0
CAPRI | CAP264870 | EC000940 | EF002169 | EV000139 | 9.0
CAPRI | CAP264870 | EC000940 | EF003712 | 2,309 mm | 9.0
CAPRI | CAP264870 | EC000940 | EF006304 | Non | 9.0
CAPRI | CAP264870 | EC000940 | EF007839 | 48 NFC | 9.0
CAPRI | CAP264878 | EC000940 | EF000007 | EV000270 | 9.0
CAPRI | CAP264878 | EC000940 | EF000025 | Oui | 9.0
CAPRI | CAP264878 | EC000940 | EF000040 | 9,5 mm | 9.0
CAPRI | CAP264878 | EC000940 | EF000051 | EV008879 | 9.0
CAPRI | CAP264878 | EC000940 | EF000084 | oui | 9.0
CAPRI | CAP264878 | EC000940 | EF000139 | EV006034 | 9.0
CAPRI | CAP264878 | EC000940 | EF001210 | Non | 9.0
CAPRI | CAP264878 | EC000940 | EF001257 | EV000402 | 9.0
CAPRI | CAP264878 | EC000940 | EF001758 | EV003695 | 9.0
CAPRI | CAP264878 | EC000940 | EF002169 | EV000139 | 9.0
CAPRI | CAP264878 | EC000940 | EF003712 | 1,588 mm | 9.0
CAPRI | CAP264878 | EC000940 | EF006304 | Non | 9.0
CAPRI | CAP264878 | EC000940 | EF007839 | 48 | 9.0
CAPRI | CAP264879 | EC000940 | EF000007 | EV000206 | 9.0
CAPRI | CAP264879 | EC000940 | EF000025 | Oui | 9.0
CAPRI | CAP264879 | EC000940 | EF000040 | 9,5 mm | 9.0
CAPRI | CAP264879 | EC000940 | EF000051 | EV008879 | 9.0
CAPRI | CAP264879 | EC000940 | EF000084 | oui | 9.0
CAPRI | CAP264879 | EC000940 | EF000139 | EV006034 | 9.0
CAPRI | CAP264879 | EC000940 | EF001210 | Non | 9.0
CAPRI | CAP264879 | EC000940 | EF001257 | EV000402 | 9.0
CAPRI | CAP264879 | EC000940 | EF001758 | EV003695 | 9.0
CAPRI | CAP264879 | EC000940 | EF002169 | EV000139 | 9.0
CAPRI | CAP264879 | EC000940 | EF003712 | 1,588 mm | 9.0
CAPRI | CAP264879 | EC000940 | EF006304 | Non | 9.0
CAPRI | CAP264879 | EC000940 | EF007839 | 48 | 9.0
CAPRI | CAP265003 | EC000940 | EF000007 | EV000206 | 9.0
CAPRI | CAP265003 | EC000940 | EF000025 | Oui | 9.0
CAPRI | CAP265003 | EC000940 | EF000040 | 8 mm | 9.0
CAPRI | CAP265003 | EC000940 | EF000051 | EV008879 | 9.0
CAPRI | CAP265003 | EC000940 | EF000084 | oui | 9.0
CAPRI | CAP265003 | EC000940 | EF000139 | EV006034 | 9.0
CAPRI | CAP265003 | EC000940 | EF001210 | Non | 9.0
CAPRI | CAP265003 | EC000940 | EF001257 | EV000402 | 9.0
CAPRI | CAP265003 | EC000940 | EF001758 | EV003712 | 9.0
CAPRI | CAP265003 | EC000940 | EF002169 | EV000139 | 9.0
CAPRI | CAP265003 | EC000940 | EF003712 | 1,5 mm | 9.0
CAPRI | CAP265003 | EC000940 | EF006304 | Non | 9.0
CAPRI | CAP265003 | EC000940 | EF007839 | 50 | 9.0
CAPRI | CAP265073 | EC000940 | EF000007 | EV000270 | 9.0
CAPRI | CAP265073 | EC000940 | EF000025 | Oui | 9.0
CAPRI | CAP265073 | EC000940 | EF000040 | 8 mm | 9.0
CAPRI | CAP265073 | EC000940 | EF000051 | EV008879 | 9.0
CAPRI | CAP265073 | EC000940 | EF000084 | oui | 9.0
CAPRI | CAP265073 | EC000940 | EF000139 | EV006034 | 9.0
CAPRI | CAP265073 | EC000940 | EF001210 | Non | 9.0
CAPRI | CAP265073 | EC000940 | EF001257 | EV000402 | 9.0
CAPRI | CAP265073 | EC000940 | EF001758 | EV003712 | 9.0
CAPRI | CAP265073 | EC000940 | EF002169 | EV000139 | 9.0
CAPRI | CAP265073 | EC000940 | EF003712 | 1,5 mm | 9.0
CAPRI | CAP265073 | EC000940 | EF006304 | Non | 9.0
CAPRI | CAP265073 | EC000940 | EF007839 | 50 | 9.0
CAPRI | CAP266303 | EC000940 | EF000007 | EV000206 | 9.0
CAPRI | CAP266303 | EC000940 | EF000025 | Oui | 9.0
CAPRI | CAP266303 | EC000940 | EF000040 | 8 mm | 9.0
CAPRI | CAP266303 | EC000940 | EF000051 | EV008879 | 9.0
CAPRI | CAP266303 | EC000940 | EF000084 | oui | 9.0
CAPRI | CAP266303 | EC000940 | EF000139 | EV006034 | 9.0
CAPRI | CAP266303 | EC000940 | EF001210 | Non | 9.0
CAPRI | CAP266303 | EC000940 | EF001257 | EV000402 | 9.0
CAPRI | CAP266303 | EC000940 | EF001758 | EV003712 | 9.0
CAPRI | CAP266303 | EC000940 | EF002169 | EV000139 | 9.0
CAPRI | CAP266303 | EC000940 | EF003712 | 1,5 mm | 9.0
CAPRI | CAP266303 | EC000940 | EF006304 | Non | 9.0
CAPRI | CAP266303 | EC000940 | EF007839 | 63 | 9.0
CAPRI | CAP266373 | EC000940 | EF000007 | EV000270 | 9.0
CAPRI | CAP266373 | EC000940 | EF000025 | Oui | 9.0
CAPRI | CAP266373 | EC000940 | EF000040 | 8 mm | 9.0
CAPRI | CAP266373 | EC000940 | EF000051 | EV008879 | 9.0
CAPRI | CAP266373 | EC000940 | EF000084 | oui | 9.0
CAPRI | CAP266373 | EC000940 | EF000139 | EV006034 | 9.0
CAPRI | CAP266373 | EC000940 | EF001210 | Non | 9.0
CAPRI | CAP266373 | EC000940 | EF001257 | EV000402 | 9.0
CAPRI | CAP266373 | EC000940 | EF001758 | EV003712 | 9.0
CAPRI | CAP266373 | EC000940 | EF002169 | EV000139 | 9.0
CAPRI | CAP266373 | EC000940 | EF003712 | 1,5 mm | 9.0
CAPRI | CAP266373 | EC000940 | EF006304 | Non | 9.0
CAPRI | CAP266373 | EC000940 | EF007839 | 63 | 9.0
CAPRI | CAP280029 | EC002345 | EF000010 | EV008248 | 9.0
CAPRI | CAP280029 | EC002345 | EF000015 | 32,5 mm | 9.0
CAPRI | CAP280029 | EC002345 | EF000065 | 21,3 mm | 9.0
CAPRI | CAP280029 | EC002345 | EF000139 | EV006034 | 9.0
CAPRI | CAP280029 | EC002345 | EF001257 | EV006908 | 9.0
CAPRI | CAP280029 | EC002345 | EF002169 | EV000166 | 9.0
CAPRI | CAP280029 | EC002345 | EF003566 | 20 | 9.0
CAPRI | CAP280069 | EC002345 | EF000010 | EV008248 | 9.0
CAPRI | CAP280069 | EC002345 | EF000015 | 25,5 mm | 9.0
CAPRI | CAP280069 | EC002345 | EF000065 | 17,3 mm | 9.0
CAPRI | CAP280069 | EC002345 | EF000125 | 4,5 mm | 9.0
CAPRI | CAP280069 | EC002345 | EF000139 | EV006034 | 9.0
CAPRI | CAP280069 | EC002345 | EF001257 | EV006908 | 9.0
CAPRI | CAP280069 | EC002345 | EF002169 | EV000166 | 9.0
CAPRI | CAP280069 | EC002345 | EF003566 | 16 | 9.0
CAPRI | CAP280104 | EC000940 | EF000007 | EV000256 | 9.0
CAPRI | CAP280104 | EC000940 | EF000025 | oui | 9.0
CAPRI | CAP280104 | EC000940 | EF000084 | oui | 9.0
CAPRI | CAP280104 | EC000940 | EF000139 | EV000191 | 9.0
CAPRI | CAP280104 | EC000940 | EF001210 | non | 9.0
CAPRI | CAP280104 | EC000940 | EF001257 | EV000149 | 9.0
CAPRI | CAP280104 | EC000940 | EF001758 | EV003714 | 9.0
CAPRI | CAP280104 | EC000940 | EF002169 | EV000914 | 9.0
CAPRI | CAP280104 | EC000940 | EF007838 | EV000154 | 9.0
CAPRI | CAP280114 | EC000940 | EF000007 | EV000256 | 9.0
CAPRI | CAP280114 | EC000940 | EF000025 | oui | 9.0
CAPRI | CAP280114 | EC000940 | EF000084 | oui | 9.0
CAPRI | CAP280114 | EC000940 | EF000139 | EV000191 | 9.0
CAPRI | CAP280114 | EC000940 | EF001210 | non | 9.0
CAPRI | CAP280114 | EC000940 | EF001257 | EV000149 | 9.0
CAPRI | CAP280114 | EC000940 | EF001758 | EV003714 | 9.0
CAPRI | CAP280114 | EC000940 | EF002169 | EV000914 | 9.0
CAPRI | CAP280114 | EC000940 | EF007838 | EV003501 | 9.0
CAPRI | CAP280124 | EC000940 | EF000007 | EV000256 | 9.0
CAPRI | CAP280124 | EC000940 | EF000025 | oui | 9.0
CAPRI | CAP280124 | EC000940 | EF000084 | oui | 9.0
CAPRI | CAP280124 | EC000940 | EF000139 | EV000191 | 9.0
CAPRI | CAP280124 | EC000940 | EF001210 | non | 9.0
CAPRI | CAP280124 | EC000940 | EF001257 | EV000149 | 9.0
CAPRI | CAP280124 | EC000940 | EF001758 | EV003714 | 9.0
CAPRI | CAP280124 | EC000940 | EF002169 | EV000914 | 9.0
CAPRI | CAP280124 | EC000940 | EF007838 | EV004591 | 9.0
CAPRI | CAP280129 | EC000940 | EF000007 | EV000294 | 9.0
CAPRI | CAP280129 | EC000940 | EF000025 | Oui | 9.0
CAPRI | CAP280129 | EC000940 | EF000040 | 3,75 mm | 9.0
CAPRI | CAP280129 | EC000940 | EF000051 | EV008879 | 9.0
CAPRI | CAP280129 | EC000940 | EF000084 | oui | 9.0
CAPRI | CAP280129 | EC000940 | EF000139 | EV006034 | 9.0
CAPRI | CAP280129 | EC000940 | EF001210 | Non | 9.0
CAPRI | CAP280129 | EC000940 | EF001257 | EV006908 | 9.0
CAPRI | CAP280129 | EC000940 | EF001758 | EV003714 | 9.0
CAPRI | CAP280129 | EC000940 | EF002169 | EV000914 | 9.0
CAPRI | CAP280129 | EC000940 | EF003712 | 1,814 mm | 9.0
CAPRI | CAP280129 | EC000940 | EF006304 | Non | 9.0
CAPRI | CAP280129 | EC000940 | EF007838 | EV004591 | 9.0
CAPRI | CAP280134 | EC000940 | EF000007 | EV000256 | 9.0
CAPRI | CAP280134 | EC000940 | EF000025 | oui | 9.0
CAPRI | CAP280134 | EC000940 | EF000084 | oui | 9.0
CAPRI | CAP280134 | EC000940 | EF000139 | EV000191 | 9.0
CAPRI | CAP280134 | EC000940 | EF001210 | non | 9.0
CAPRI | CAP280134 | EC000940 | EF001257 | EV000149 | 9.0
CAPRI | CAP280134 | EC000940 | EF001758 | EV003714 | 9.0
CAPRI | CAP280134 | EC000940 | EF002169 | EV000914 | 9.0
CAPRI | CAP280134 | EC000940 | EF007838 | EV003502 | 9.0
CAPRI | CAP280139 | EC000940 | EF000007 | EV000294 | 9.0
CAPRI | CAP280139 | EC000940 | EF000025 | Oui | 9.0
CAPRI | CAP280139 | EC000940 | EF000040 | 4 mm | 9.0
CAPRI | CAP280139 | EC000940 | EF000051 | EV008879 | 9.0
CAPRI | CAP280139 | EC000940 | EF000084 | oui | 9.0
CAPRI | CAP280139 | EC000940 | EF000139 | EV006034 | 9.0
CAPRI | CAP280139 | EC000940 | EF001210 | Non | 9.0
CAPRI | CAP280139 | EC000940 | EF001257 | EV006908 | 9.0
CAPRI | CAP280139 | EC000940 | EF001758 | EV003714 | 9.0
CAPRI | CAP280139 | EC000940 | EF002169 | EV000914 | 9.0
CAPRI | CAP280139 | EC000940 | EF003712 | 1,814 mm | 9.0
CAPRI | CAP280139 | EC000940 | EF006304 | Non | 9.0
CAPRI | CAP280139 | EC000940 | EF007838 | EV003502 | 9.0
CAPRI | CAP280144 | EC000940 | EF000007 | EV000256 | 9.0
CAPRI | CAP280144 | EC000940 | EF000025 | oui | 9.0
CAPRI | CAP280144 | EC000940 | EF000084 | oui | 9.0
CAPRI | CAP280144 | EC000940 | EF000139 | EV000191 | 9.0
CAPRI | CAP280144 | EC000940 | EF001210 | non | 9.0
CAPRI | CAP280144 | EC000940 | EF001257 | EV000149 | 9.0
CAPRI | CAP280144 | EC000940 | EF001758 | EV003714 | 9.0
CAPRI | CAP280144 | EC000940 | EF002169 | EV000914 | 9.0
CAPRI | CAP280144 | EC000940 | EF007838 | EV003503 | 9.0
CAPRI | CAP280149 | EC000940 | EF000007 | EV000294 | 9.0
CAPRI | CAP280149 | EC000940 | EF000025 | Oui | 9.0
CAPRI | CAP280149 | EC000940 | EF000040 | 4,75 mm | 9.0
CAPRI | CAP280149 | EC000940 | EF000051 | EV008879 | 9.0
CAPRI | CAP280149 | EC000940 | EF000084 | oui | 9.0
CAPRI | CAP280149 | EC000940 | EF000139 | EV006034 | 9.0
CAPRI | CAP280149 | EC000940 | EF001210 | Non | 9.0
CAPRI | CAP280149 | EC000940 | EF001257 | EV006908 | 9.0
CAPRI | CAP280149 | EC000940 | EF001758 | EV003714 | 9.0
CAPRI | CAP280149 | EC000940 | EF002169 | EV000914 | 9.0
CAPRI | CAP280149 | EC000940 | EF003712 | 2,209 mm | 9.0
CAPRI | CAP280149 | EC000940 | EF006304 | Non | 9.0
CAPRI | CAP280149 | EC000940 | EF007838 | EV003503 | 9.0
CAPRI | CAP280154 | EC000940 | EF000007 | EV000256 | 9.0
CAPRI | CAP280154 | EC000940 | EF000025 | oui | 9.0
CAPRI | CAP280154 | EC000940 | EF000084 | oui | 9.0
CAPRI | CAP280154 | EC000940 | EF000139 | EV000191 | 9.0
CAPRI | CAP280154 | EC000940 | EF001210 | non | 9.0
CAPRI | CAP280154 | EC000940 | EF001257 | EV000149 | 9.0
CAPRI | CAP280154 | EC000940 | EF001758 | EV003714 | 9.0
CAPRI | CAP280154 | EC000940 | EF002169 | EV000914 | 9.0
CAPRI | CAP280154 | EC000940 | EF007838 | EV003504 | 9.0
CAPRI | CAP280159 | EC000940 | EF000007 | EV000294 | 9.0
CAPRI | CAP280159 | EC000940 | EF000025 | Oui | 9.0
CAPRI | CAP280159 | EC000940 | EF000040 | 5,25 mm | 9.0
CAPRI | CAP280159 | EC000940 | EF000051 | EV008879 | 9.0
CAPRI | CAP280159 | EC000940 | EF000084 | oui | 9.0
CAPRI | CAP280159 | EC000940 | EF000139 | EV006034 | 9.0
CAPRI | CAP280159 | EC000940 | EF001210 | Non | 9.0
CAPRI | CAP280159 | EC000940 | EF001257 | EV006908 | 9.0
CAPRI | CAP280159 | EC000940 | EF001758 | EV003714 | 9.0
CAPRI | CAP280159 | EC000940 | EF002169 | EV000914 | 9.0
CAPRI | CAP280159 | EC000940 | EF003712 | 2,209 mm | 9.0
CAPRI | CAP280159 | EC000940 | EF006304 | Non | 9.0
CAPRI | CAP280159 | EC000940 | EF007838 | EV003504 | 9.0
CAPRI | CAP280164 | EC000940 | EF000007 | EV000256 | 9.0
CAPRI | CAP280164 | EC000940 | EF000025 | oui | 9.0
CAPRI | CAP280164 | EC000940 | EF000084 | oui | 9.0
CAPRI | CAP280164 | EC000940 | EF000139 | EV000191 | 9.0
CAPRI | CAP280164 | EC000940 | EF001210 | non | 9.0
CAPRI | CAP280164 | EC000940 | EF001257 | EV000149 | 9.0
CAPRI | CAP280164 | EC000940 | EF001758 | EV003714 | 9.0
CAPRI | CAP280164 | EC000940 | EF002169 | EV000914 | 9.0
CAPRI | CAP280164 | EC000940 | EF007838 | EV004593 | 9.0
CAPRI | CAP280169 | EC000940 | EF000007 | EV000294 | 9.0
CAPRI | CAP280169 | EC000940 | EF000025 | Oui | 9.0
CAPRI | CAP280169 | EC000940 | EF000040 | 5,75 mm | 9.0
CAPRI | CAP280169 | EC000940 | EF000051 | EV008879 | 9.0
CAPRI | CAP280169 | EC000940 | EF000084 | oui | 9.0
CAPRI | CAP280169 | EC000940 | EF000139 | EV006034 | 9.0
CAPRI | CAP280169 | EC000940 | EF001210 | Non | 9.0
CAPRI | CAP280169 | EC000940 | EF001257 | EV006908 | 9.0
CAPRI | CAP280169 | EC000940 | EF001758 | EV003714 | 9.0
CAPRI | CAP280169 | EC000940 | EF002169 | EV000914 | 9.0
CAPRI | CAP280169 | EC000940 | EF003712 | 2,209 mm | 9.0
CAPRI | CAP280169 | EC000940 | EF006304 | Non | 9.0
CAPRI | CAP280169 | EC000940 | EF007838 | EV004593 | 9.0
CAPRI | CAP280174 | EC000940 | EF000007 | EV000256 | 9.0
CAPRI | CAP280174 | EC000940 | EF000025 | oui | 9.0
CAPRI | CAP280174 | EC000940 | EF000084 | oui | 9.0
CAPRI | CAP280174 | EC000940 | EF000139 | EV000191 | 9.0
CAPRI | CAP280174 | EC000940 | EF001210 | non | 9.0
CAPRI | CAP280174 | EC000940 | EF001257 | EV000149 | 9.0
CAPRI | CAP280174 | EC000940 | EF001758 | EV003714 | 9.0
CAPRI | CAP280174 | EC000940 | EF002169 | EV000914 | 9.0
CAPRI | CAP280174 | EC000940 | EF007838 | EV004594 | 9.0
CAPRI | CAP280179 | EC000940 | EF000007 | EV000294 | 9.0
CAPRI | CAP280179 | EC000940 | EF000025 | Oui | 9.0
CAPRI | CAP280179 | EC000940 | EF000040 | 6,25 mm | 9.0
CAPRI | CAP280179 | EC000940 | EF000051 | EV008879 | 9.0
CAPRI | CAP280179 | EC000940 | EF000084 | oui | 9.0
CAPRI | CAP280179 | EC000940 | EF000139 | EV006034 | 9.0
CAPRI | CAP280179 | EC000940 | EF001210 | Non | 9.0
CAPRI | CAP280179 | EC000940 | EF001257 | EV006908 | 9.0
CAPRI | CAP280179 | EC000940 | EF001758 | EV003714 | 9.0
CAPRI | CAP280179 | EC000940 | EF002169 | EV000914 | 9.0
CAPRI | CAP280179 | EC000940 | EF003712 | 2,209 mm | 9.0
CAPRI | CAP280179 | EC000940 | EF006304 | Non | 9.0
CAPRI | CAP280179 | EC000940 | EF007838 | EV004594 | 9.0
CAPRI | CAP280184 | EC000940 | EF000007 | EV000256 | 9.0
CAPRI | CAP280184 | EC000940 | EF000025 | oui | 9.0
CAPRI | CAP280184 | EC000940 | EF000084 | oui | 9.0
CAPRI | CAP280184 | EC000940 | EF000139 | EV000191 | 9.0
CAPRI | CAP280184 | EC000940 | EF001210 | non | 9.0
CAPRI | CAP280184 | EC000940 | EF001257 | EV000149 | 9.0
CAPRI | CAP280184 | EC000940 | EF001758 | EV003714 | 9.0
CAPRI | CAP280184 | EC000940 | EF002169 | EV000914 | 9.0
CAPRI | CAP280184 | EC000940 | EF007838 | EV006892 | 9.0
CAPRI | CAP280189 | EC000940 | EF000007 | EV000294 | 9.0
CAPRI | CAP280189 | EC000940 | EF000025 | Oui | 9.0
CAPRI | CAP280189 | EC000940 | EF000040 | 9 mm | 9.0
CAPRI | CAP280189 | EC000940 | EF000051 | EV008879 | 9.0
CAPRI | CAP280189 | EC000940 | EF000084 | oui | 9.0
CAPRI | CAP280189 | EC000940 | EF000139 | EV006034 | 9.0
CAPRI | CAP280189 | EC000940 | EF001210 | Non | 9.0
CAPRI | CAP280189 | EC000940 | EF001257 | EV006908 | 9.0
CAPRI | CAP280189 | EC000940 | EF001758 | EV003714 | 9.0
CAPRI | CAP280189 | EC000940 | EF002169 | EV000914 | 9.0
CAPRI | CAP280189 | EC000940 | EF003712 | 3,175 mm | 9.0
CAPRI | CAP280189 | EC000940 | EF006304 | Non | 9.0
CAPRI | CAP280189 | EC000940 | EF007838 | EV006892 | 9.0
CAPRI | CAP280194 | EC000940 | EF000007 | EV000256 | 9.0
CAPRI | CAP280194 | EC000940 | EF000025 | oui | 9.0
CAPRI | CAP280194 | EC000940 | EF000084 | oui | 9.0
CAPRI | CAP280194 | EC000940 | EF000139 | EV000191 | 9.0
CAPRI | CAP280194 | EC000940 | EF001210 | non | 9.0
CAPRI | CAP280194 | EC000940 | EF001257 | EV000149 | 9.0
CAPRI | CAP280194 | EC000940 | EF001758 | EV003714 | 9.0
CAPRI | CAP280194 | EC000940 | EF002169 | EV000914 | 9.0
CAPRI | CAP280194 | EC000940 | EF007838 | EV004595 | 9.0
CAPRI | CAP280199 | EC000940 | EF000007 | EV000294 | 9.0
CAPRI | CAP280199 | EC000940 | EF000025 | Oui | 9.0
CAPRI | CAP280199 | EC000940 | EF000040 | 10 mm | 9.0
CAPRI | CAP280199 | EC000940 | EF000051 | EV008879 | 9.0
CAPRI | CAP280199 | EC000940 | EF000084 | oui | 9.0
CAPRI | CAP280199 | EC000940 | EF000139 | EV006034 | 9.0
CAPRI | CAP280199 | EC000940 | EF001210 | Non | 9.0
CAPRI | CAP280199 | EC000940 | EF001257 | EV006908 | 9.0
CAPRI | CAP280199 | EC000940 | EF001758 | EV003714 | 9.0
CAPRI | CAP280199 | EC000940 | EF002169 | EV000914 | 9.0
CAPRI | CAP280199 | EC000940 | EF003712 | 3,175 mm | 9.0
CAPRI | CAP280199 | EC000940 | EF006304 | Non | 9.0
CAPRI | CAP280199 | EC000940 | EF007838 | EV004595 | 9.0
CAPRI | CAP280204 | EC000940 | EF000007 | EV000256 | 9.0
CAPRI | CAP280204 | EC000940 | EF000025 | oui | 9.0
CAPRI | CAP280204 | EC000940 | EF000084 | oui | 9.0
CAPRI | CAP280204 | EC000940 | EF000139 | EV000191 | 9.0
CAPRI | CAP280204 | EC000940 | EF001210 | non | 9.0
CAPRI | CAP280204 | EC000940 | EF001257 | EV000149 | 9.0
CAPRI | CAP280204 | EC000940 | EF001758 | EV003714 | 9.0
CAPRI | CAP280204 | EC000940 | EF002169 | EV000914 | 9.0
CAPRI | CAP280204 | EC000940 | EF007838 | EV006893 | 9.0
CAPRI | CAP280214 | EC000940 | EF000007 | EV000256 | 9.0
CAPRI | CAP280214 | EC000940 | EF000025 | oui | 9.0
CAPRI | CAP280214 | EC000940 | EF000084 | oui | 9.0
CAPRI | CAP280214 | EC000940 | EF000139 | EV000191 | 9.0
CAPRI | CAP280214 | EC000940 | EF001210 | non | 9.0
CAPRI | CAP280214 | EC000940 | EF001257 | EV000149 | 9.0
CAPRI | CAP280214 | EC000940 | EF001758 | EV003714 | 9.0
CAPRI | CAP280214 | EC000940 | EF002169 | EV000914 | 9.0
CAPRI | CAP280214 | EC000940 | EF007838 | EV006894 | 9.0
CAPRI | CAP280259 | EC002345 | EF000010 | EV008248 | 9.0
CAPRI | CAP280259 | EC002345 | EF000015 | 39,5 mm | 9.0
CAPRI | CAP280259 | EC002345 | EF000065 | 25,3 mm | 9.0
CAPRI | CAP280259 | EC002345 | EF000125 | 4,5 mm | 9.0
CAPRI | CAP280259 | EC002345 | EF000139 | EV006034 | 9.0
CAPRI | CAP280259 | EC002345 | EF001257 | EV006908 | 9.0
CAPRI | CAP280259 | EC002345 | EF002169 | EV000166 | 9.0
CAPRI | CAP280259 | EC002345 | EF003566 | 25 | 9.0
CAPRI | CAP280329 | EC002345 | EF000010 | EV008248 | 9.0
CAPRI | CAP280329 | EC002345 | EF000015 | 49,5 mm | 9.0
CAPRI | CAP280329 | EC002345 | EF000065 | 33 mm | 9.0
CAPRI | CAP280329 | EC002345 | EF000125 | 4,5 mm | 9.0
CAPRI | CAP280329 | EC002345 | EF000139 | EV006034 | 9.0
CAPRI | CAP280329 | EC002345 | EF001257 | EV006908 | 9.0
CAPRI | CAP280329 | EC002345 | EF002169 | EV000166 | 9.0
CAPRI | CAP280329 | EC002345 | EF003566 | 32 | 9.0
CAPRI | CAP280509 | EC002345 | EF000010 | EV008248 | 9.0
CAPRI | CAP280509 | EC002345 | EF000015 | 80,5 mm | 9.0
CAPRI | CAP280509 | EC002345 | EF000065 | 51 mm | 9.0
CAPRI | CAP280509 | EC002345 | EF000125 | 4,5 mm | 9.0
CAPRI | CAP280509 | EC002345 | EF000139 | EV006034 | 9.0
CAPRI | CAP280509 | EC002345 | EF001257 | EV006908 | 9.0
CAPRI | CAP280509 | EC002345 | EF002169 | EV000166 | 9.0
CAPRI | CAP280509 | EC002345 | EF003566 | 50 | 9.0
CAPRI | CAP280639 | EC002345 | EF000010 | EV008248 | 9.0
CAPRI | CAP280639 | EC002345 | EF000015 | 100 mm | 9.0
CAPRI | CAP280639 | EC002345 | EF000065 | 64 mm | 9.0
CAPRI | CAP280639 | EC002345 | EF000125 | 4,5 mm | 9.0
CAPRI | CAP280639 | EC002345 | EF000139 | EV006034 | 9.0
CAPRI | CAP280639 | EC002345 | EF001257 | EV006908 | 9.0
CAPRI | CAP280639 | EC002345 | EF002169 | EV000166 | 9.0
CAPRI | CAP280639 | EC002345 | EF003566 | 63 | 9.0
CAPRI | CAP280704 | EC000940 | EF000007 | EV003888 | 9.0
CAPRI | CAP280704 | EC000940 | EF000025 | Oui | 9.0
CAPRI | CAP280704 | EC000940 | EF000040 | 3,5 mm | 9.0
CAPRI | CAP280704 | EC000940 | EF000051 | EV008879 | 9.0
CAPRI | CAP280704 | EC000940 | EF000084 | Oui | 9.0
CAPRI | CAP280704 | EC000940 | EF000139 | EV000191 | 9.0
CAPRI | CAP280704 | EC000940 | EF001210 | Non | 9.0
CAPRI | CAP280704 | EC000940 | EF001257 | EV000149 | 9.0
CAPRI | CAP280704 | EC000940 | EF001758 | EV003695 | 9.0
CAPRI | CAP280704 | EC000940 | EF002169 | EV000914 | 9.0
CAPRI | CAP280704 | EC000940 | EF003712 | 1,27 mm | 9.0
CAPRI | CAP280704 | EC000940 | EF006304 | Non | 9.0
CAPRI | CAP280704 | EC000940 | EF007839 | 7 | 9.0
CAPRI | CAP280709 | EC000940 | EF000007 | EV000294 | 9.0
CAPRI | CAP280709 | EC000940 | EF000025 | Oui | 9.0
CAPRI | CAP280709 | EC000940 | EF000040 | 3 mm | 9.0
CAPRI | CAP280709 | EC000940 | EF000051 | EV008879 | 9.0
CAPRI | CAP280709 | EC000940 | EF000084 | Oui | 9.0
CAPRI | CAP280709 | EC000940 | EF000139 | EV006034 | 9.0
CAPRI | CAP280709 | EC000940 | EF001210 | Non | 9.0
CAPRI | CAP280709 | EC000940 | EF001257 | EV006908 | 9.0
CAPRI | CAP280709 | EC000940 | EF001758 | EV003695 | 9.0
CAPRI | CAP280709 | EC000940 | EF002169 | EV000914 | 9.0
CAPRI | CAP280709 | EC000940 | EF003712 | 1,27 mm | 9.0
CAPRI | CAP280709 | EC000940 | EF006304 | Non | 9.0
CAPRI | CAP280709 | EC000940 | EF007839 | 7 | 9.0
CAPRI | CAP280794 | EC000940 | EF000007 | EV003888 | 9.0
CAPRI | CAP280794 | EC000940 | EF000025 | oui | 9.0
CAPRI | CAP280794 | EC000940 | EF000040 | 3 mm | 9.0
CAPRI | CAP280794 | EC000940 | EF000051 | EV008879 | 9.0
CAPRI | CAP280794 | EC000940 | EF000084 | oui | 9.0
CAPRI | CAP280794 | EC000940 | EF000139 | EV000191 | 9.0
CAPRI | CAP280794 | EC000940 | EF001210 | non | 9.0
CAPRI | CAP280794 | EC000940 | EF001257 | EV000149 | 9.0
CAPRI | CAP280794 | EC000940 | EF001758 | EV003695 | 9.0
CAPRI | CAP280794 | EC000940 | EF002169 | EV000914 | 9.0
CAPRI | CAP280794 | EC000940 | EF003712 | 1,27 mm | 9.0
CAPRI | CAP280794 | EC000940 | EF006304 | oui | 9.0
CAPRI | CAP280794 | EC000940 | EF007839 | 7 | 9.0
CAPRI | CAP280904 | EC000940 | EF000007 | EV003888 | 9.0
CAPRI | CAP280904 | EC000940 | EF000025 | Oui | 9.0
CAPRI | CAP280904 | EC000940 | EF000040 | 4 mm | 9.0
CAPRI | CAP280904 | EC000940 | EF000051 | EV008879 | 9.0
CAPRI | CAP280904 | EC000940 | EF000084 | Oui | 9.0
CAPRI | CAP280904 | EC000940 | EF000139 | EV000191 | 9.0
CAPRI | CAP280904 | EC000940 | EF001210 | Non | 9.0
CAPRI | CAP280904 | EC000940 | EF001257 | EV000149 | 9.0
CAPRI | CAP280904 | EC000940 | EF001758 | EV003695 | 9.0
CAPRI | CAP280904 | EC000940 | EF002169 | EV000914 | 9.0
CAPRI | CAP280904 | EC000940 | EF003712 | 1,41 mm | 9.0
CAPRI | CAP280904 | EC000940 | EF006304 | Non | 9.0
CAPRI | CAP280904 | EC000940 | EF007839 | 9 | 9.0
CAPRI | CAP280909 | EC000940 | EF000007 | EV000294 | 9.0
CAPRI | CAP280909 | EC000940 | EF000025 | Oui | 9.0
CAPRI | CAP280909 | EC000940 | EF000040 | 3 mm | 9.0
CAPRI | CAP280909 | EC000940 | EF000051 | EV008879 | 9.0
CAPRI | CAP280909 | EC000940 | EF000084 | Oui | 9.0
CAPRI | CAP280909 | EC000940 | EF000139 | EV006034 | 9.0
CAPRI | CAP280909 | EC000940 | EF001210 | Non | 9.0
CAPRI | CAP280909 | EC000940 | EF001257 | EV006908 | 9.0
CAPRI | CAP280909 | EC000940 | EF001758 | EV003695 | 9.0
CAPRI | CAP280909 | EC000940 | EF002169 | EV000914 | 9.0
CAPRI | CAP280909 | EC000940 | EF003712 | 1,4112 mm | 9.0
CAPRI | CAP280909 | EC000940 | EF006304 | Non | 9.0
CAPRI | CAP280909 | EC000940 | EF007839 | 9 | 9.0
CAPRI | CAP280994 | EC000940 | EF000007 | EV003888 | 9.0
CAPRI | CAP280994 | EC000940 | EF000025 | oui | 9.0
CAPRI | CAP280994 | EC000940 | EF000040 | 3 mm | 9.0
CAPRI | CAP280994 | EC000940 | EF000051 | EV008879 | 9.0
CAPRI | CAP280994 | EC000940 | EF000084 | oui | 9.0
CAPRI | CAP280994 | EC000940 | EF000139 | EV000191 | 9.0
CAPRI | CAP280994 | EC000940 | EF001210 | non | 9.0
CAPRI | CAP280994 | EC000940 | EF001257 | EV000149 | 9.0
CAPRI | CAP280994 | EC000940 | EF001758 | EV003695 | 9.0
CAPRI | CAP280994 | EC000940 | EF002169 | EV000914 | 9.0
CAPRI | CAP280994 | EC000940 | EF003712 | 1,41 mm | 9.0
CAPRI | CAP280994 | EC000940 | EF006304 | oui | 9.0
CAPRI | CAP280994 | EC000940 | EF007839 | 9 | 9.0
CAPRI | CAP281104 | EC000940 | EF000007 | EV003888 | 9.0
CAPRI | CAP281104 | EC000940 | EF000025 | Oui | 9.0
CAPRI | CAP281104 | EC000940 | EF000040 | 4 mm | 9.0
CAPRI | CAP281104 | EC000940 | EF000051 | EV008879 | 9.0
CAPRI | CAP281104 | EC000940 | EF000084 | Oui | 9.0
CAPRI | CAP281104 | EC000940 | EF000139 | EV000191 | 9.0
CAPRI | CAP281104 | EC000940 | EF001210 | Non | 9.0
CAPRI | CAP281104 | EC000940 | EF001257 | EV000149 | 9.0
CAPRI | CAP281104 | EC000940 | EF001758 | EV003695 | 9.0
CAPRI | CAP281104 | EC000940 | EF002169 | EV000914 | 9.0
CAPRI | CAP281104 | EC000940 | EF003712 | 1,41 mm | 9.0
CAPRI | CAP281104 | EC000940 | EF006304 | Non | 9.0
CAPRI | CAP281104 | EC000940 | EF007839 | 11 | 9.0
CAPRI | CAP281109 | EC000940 | EF000007 | EV000294 | 9.0
CAPRI | CAP281109 | EC000940 | EF000025 | Oui | 9.0
CAPRI | CAP281109 | EC000940 | EF000040 | 3 mm | 9.0
CAPRI | CAP281109 | EC000940 | EF000051 | EV008879 | 9.0
CAPRI | CAP281109 | EC000940 | EF000084 | Oui | 9.0
CAPRI | CAP281109 | EC000940 | EF000139 | EV006034 | 9.0
CAPRI | CAP281109 | EC000940 | EF001210 | Non | 9.0
CAPRI | CAP281109 | EC000940 | EF001257 | EV006908 | 9.0
CAPRI | CAP281109 | EC000940 | EF001758 | EV003695 | 9.0
CAPRI | CAP281109 | EC000940 | EF002169 | EV000914 | 9.0
CAPRI | CAP281109 | EC000940 | EF003712 | 1,4112 mm | 9.0
CAPRI | CAP281109 | EC000940 | EF006304 | Non | 9.0
CAPRI | CAP281109 | EC000940 | EF007839 | 11 | 9.0
CAPRI | CAP281194 | EC000940 | EF000007 | EV003888 | 9.0
CAPRI | CAP281194 | EC000940 | EF000025 | oui | 9.0
CAPRI | CAP281194 | EC000940 | EF000040 | 3 mm | 9.0
CAPRI | CAP281194 | EC000940 | EF000051 | EV008879 | 9.0
CAPRI | CAP281194 | EC000940 | EF000084 | oui | 9.0
CAPRI | CAP281194 | EC000940 | EF000139 | EV000191 | 9.0
CAPRI | CAP281194 | EC000940 | EF001210 | non | 9.0
CAPRI | CAP281194 | EC000940 | EF001257 | EV000149 | 9.0
CAPRI | CAP281194 | EC000940 | EF001758 | EV003695 | 9.0
CAPRI | CAP281194 | EC000940 | EF002169 | EV000914 | 9.0
CAPRI | CAP281194 | EC000940 | EF003712 | 1,41 mm | 9.0
CAPRI | CAP281194 | EC000940 | EF006304 | oui | 9.0
CAPRI | CAP281194 | EC000940 | EF007839 | 11 | 9.0
CAPRI | CAP281304 | EC000940 | EF000007 | EV003888 | 9.0
CAPRI | CAP281304 | EC000940 | EF000025 | Oui | 9.0
CAPRI | CAP281304 | EC000940 | EF000040 | 5 mm | 9.0
CAPRI | CAP281304 | EC000940 | EF000051 | EV008879 | 9.0
CAPRI | CAP281304 | EC000940 | EF000084 | Oui | 9.0
CAPRI | CAP281304 | EC000940 | EF000139 | EV000191 | 9.0
CAPRI | CAP281304 | EC000940 | EF001210 | Non | 9.0
CAPRI | CAP281304 | EC000940 | EF001257 | EV000149 | 9.0
CAPRI | CAP281304 | EC000940 | EF001758 | EV003695 | 9.0
CAPRI | CAP281304 | EC000940 | EF002169 | EV000914 | 9.0
CAPRI | CAP281304 | EC000940 | EF003712 | 1,41 mm | 9.0
CAPRI | CAP281304 | EC000940 | EF006304 | Non | 9.0
CAPRI | CAP281304 | EC000940 | EF007839 | 13 | 9.0
CAPRI | CAP281309 | EC000940 | EF000007 | EV000294 | 9.0
CAPRI | CAP281309 | EC000940 | EF000025 | Oui | 9.0
CAPRI | CAP281309 | EC000940 | EF000040 | 3 mm | 9.0
CAPRI | CAP281309 | EC000940 | EF000051 | EV008879 | 9.0
CAPRI | CAP281309 | EC000940 | EF000084 | Oui | 9.0
CAPRI | CAP281309 | EC000940 | EF000139 | EV006034 | 9.0
CAPRI | CAP281309 | EC000940 | EF001210 | Non | 9.0
CAPRI | CAP281309 | EC000940 | EF001257 | EV006908 | 9.0
CAPRI | CAP281309 | EC000940 | EF001758 | EV003695 | 9.0
CAPRI | CAP281309 | EC000940 | EF002169 | EV000914 | 9.0
CAPRI | CAP281309 | EC000940 | EF003712 | 1,4112 mm | 9.0
CAPRI | CAP281309 | EC000940 | EF006304 | Non | 9.0
CAPRI | CAP281309 | EC000940 | EF007839 | 13 | 9.0
CAPRI | CAP281394 | EC000940 | EF000007 | EV003888 | 9.0
CAPRI | CAP281394 | EC000940 | EF000025 | oui | 9.0
CAPRI | CAP281394 | EC000940 | EF000040 | 3 mm | 9.0
CAPRI | CAP281394 | EC000940 | EF000051 | EV008879 | 9.0
CAPRI | CAP281394 | EC000940 | EF000084 | oui | 9.0
CAPRI | CAP281394 | EC000940 | EF000139 | EV000191 | 9.0
CAPRI | CAP281394 | EC000940 | EF001210 | non | 9.0
CAPRI | CAP281394 | EC000940 | EF001257 | EV000149 | 9.0
CAPRI | CAP281394 | EC000940 | EF001758 | EV003695 | 9.0
CAPRI | CAP281394 | EC000940 | EF002169 | EV000914 | 9.0
CAPRI | CAP281394 | EC000940 | EF003712 | 1,41 mm | 9.0
CAPRI | CAP281394 | EC000940 | EF006304 | oui | 9.0
CAPRI | CAP281394 | EC000940 | EF007839 | 13 | 9.0
CAPRI | CAP281604 | EC000940 | EF000007 | EV003888 | 9.0
CAPRI | CAP281604 | EC000940 | EF000025 | Oui | 9.0
CAPRI | CAP281604 | EC000940 | EF000040 | 5 mm | 9.0
CAPRI | CAP281604 | EC000940 | EF000051 | EV008879 | 9.0
CAPRI | CAP281604 | EC000940 | EF000084 | Oui | 9.0
CAPRI | CAP281604 | EC000940 | EF000139 | EV000191 | 9.0
CAPRI | CAP281604 | EC000940 | EF001210 | Non | 9.0
CAPRI | CAP281604 | EC000940 | EF001257 | EV000149 | 9.0
CAPRI | CAP281604 | EC000940 | EF001758 | EV003695 | 9.0
CAPRI | CAP281604 | EC000940 | EF002169 | EV000914 | 9.0
CAPRI | CAP281604 | EC000940 | EF003712 | 1,41 mm | 9.0
CAPRI | CAP281604 | EC000940 | EF006304 | Non | 9.0
CAPRI | CAP281604 | EC000940 | EF007839 | 16 | 9.0
CAPRI | CAP281609 | EC000940 | EF000007 | EV000294 | 9.0
CAPRI | CAP281609 | EC000940 | EF000025 | Oui | 9.0
CAPRI | CAP281609 | EC000940 | EF000040 | 3 mm | 9.0
CAPRI | CAP281609 | EC000940 | EF000051 | EV008879 | 9.0
CAPRI | CAP281609 | EC000940 | EF000084 | Oui | 9.0
CAPRI | CAP281609 | EC000940 | EF000139 | EV006034 | 9.0
CAPRI | CAP281609 | EC000940 | EF001210 | Non | 9.0
CAPRI | CAP281609 | EC000940 | EF001257 | EV006908 | 9.0
CAPRI | CAP281609 | EC000940 | EF001758 | EV003695 | 9.0
CAPRI | CAP281609 | EC000940 | EF002169 | EV000914 | 9.0
CAPRI | CAP281609 | EC000940 | EF003712 | 1,4112 mm | 9.0
CAPRI | CAP281609 | EC000940 | EF006304 | Non | 9.0
CAPRI | CAP281609 | EC000940 | EF007839 | 16 | 9.0
CAPRI | CAP281694 | EC000940 | EF000007 | EV003888 | 9.0
CAPRI | CAP281694 | EC000940 | EF000025 | oui | 9.0
CAPRI | CAP281694 | EC000940 | EF000040 | 3 mm | 9.0
CAPRI | CAP281694 | EC000940 | EF000051 | EV008879 | 9.0
CAPRI | CAP281694 | EC000940 | EF000084 | oui | 9.0
CAPRI | CAP281694 | EC000940 | EF000139 | EV000191 | 9.0
CAPRI | CAP281694 | EC000940 | EF001210 | non | 9.0
CAPRI | CAP281694 | EC000940 | EF001257 | EV000149 | 9.0
CAPRI | CAP281694 | EC000940 | EF001758 | EV003695 | 9.0
CAPRI | CAP281694 | EC000940 | EF002169 | EV000914 | 9.0
CAPRI | CAP281694 | EC000940 | EF003712 | 1,41 mm | 9.0
CAPRI | CAP281694 | EC000940 | EF006304 | oui | 9.0
CAPRI | CAP281694 | EC000940 | EF007839 | 16 | 9.0
CAPRI | CAP282104 | EC000940 | EF000007 | EV003888 | 9.0
CAPRI | CAP282104 | EC000940 | EF000025 | Oui | 9.0
CAPRI | CAP282104 | EC000940 | EF000040 | 5 mm | 9.0
CAPRI | CAP282104 | EC000940 | EF000051 | EV008879 | 9.0
CAPRI | CAP282104 | EC000940 | EF000084 | Oui | 9.0
CAPRI | CAP282104 | EC000940 | EF000139 | EV000191 | 9.0
CAPRI | CAP282104 | EC000940 | EF001210 | Non | 9.0
CAPRI | CAP282104 | EC000940 | EF001257 | EV000149 | 9.0
CAPRI | CAP282104 | EC000940 | EF001758 | EV003695 | 9.0
CAPRI | CAP282104 | EC000940 | EF002169 | EV000914 | 9.0
CAPRI | CAP282104 | EC000940 | EF003712 | 1,587 mm | 9.0
CAPRI | CAP282104 | EC000940 | EF006304 | Non | 9.0
CAPRI | CAP282104 | EC000940 | EF007839 | 21 | 9.0
CAPRI | CAP282109 | EC000940 | EF000007 | EV000294 | 9.0
CAPRI | CAP282109 | EC000940 | EF000025 | Oui | 9.0
CAPRI | CAP282109 | EC000940 | EF000040 | 3,5 mm | 9.0
CAPRI | CAP282109 | EC000940 | EF000051 | EV008879 | 9.0
CAPRI | CAP282109 | EC000940 | EF000084 | Oui | 9.0
CAPRI | CAP282109 | EC000940 | EF000139 | EV006034 | 9.0
CAPRI | CAP282109 | EC000940 | EF001210 | Non | 9.0
CAPRI | CAP282109 | EC000940 | EF001257 | EV006908 | 9.0
CAPRI | CAP282109 | EC000940 | EF001758 | EV003695 | 9.0
CAPRI | CAP282109 | EC000940 | EF002169 | EV000914 | 9.0
CAPRI | CAP282109 | EC000940 | EF003712 | 1,5875 mm | 9.0
CAPRI | CAP282109 | EC000940 | EF006304 | Non | 9.0
CAPRI | CAP282109 | EC000940 | EF007839 | 21 | 9.0
CAPRI | CAP282194 | EC000940 | EF000007 | EV003888 | 9.0
CAPRI | CAP282194 | EC000940 | EF000025 | oui | 9.0
CAPRI | CAP282194 | EC000940 | EF000040 | 3,5 mm | 9.0
CAPRI | CAP282194 | EC000940 | EF000051 | EV008879 | 9.0
CAPRI | CAP282194 | EC000940 | EF000084 | oui | 9.0
CAPRI | CAP282194 | EC000940 | EF000139 | EV000191 | 9.0
CAPRI | CAP282194 | EC000940 | EF001210 | non | 9.0
CAPRI | CAP282194 | EC000940 | EF001257 | EV000149 | 9.0
CAPRI | CAP282194 | EC000940 | EF001758 | EV003695 | 9.0
CAPRI | CAP282194 | EC000940 | EF002169 | EV000914 | 9.0
CAPRI | CAP282194 | EC000940 | EF003712 | 1,587 mm | 9.0
CAPRI | CAP282194 | EC000940 | EF006304 | oui | 9.0
CAPRI | CAP282194 | EC000940 | EF007839 | 21 | 9.0
CAPRI | CAP282904 | EC000940 | EF000007 | EV003888 | 9.0
CAPRI | CAP282904 | EC000940 | EF000025 | Oui | 9.0
CAPRI | CAP282904 | EC000940 | EF000040 | 5 mm | 9.0
CAPRI | CAP282904 | EC000940 | EF000051 | EV008879 | 9.0
CAPRI | CAP282904 | EC000940 | EF000084 | Oui | 9.0
CAPRI | CAP282904 | EC000940 | EF000139 | EV000191 | 9.0
CAPRI | CAP282904 | EC000940 | EF001210 | Non | 9.0
CAPRI | CAP282904 | EC000940 | EF001257 | EV000149 | 9.0
CAPRI | CAP282904 | EC000940 | EF001758 | EV003695 | 9.0
CAPRI | CAP282904 | EC000940 | EF002169 | EV000914 | 9.0
CAPRI | CAP282904 | EC000940 | EF003712 | 1,587 mm | 9.0
CAPRI | CAP282904 | EC000940 | EF006304 | Non | 9.0
CAPRI | CAP282904 | EC000940 | EF007839 | 29 | 9.0
CAPRI | CAP282909 | EC000940 | EF000007 | EV000294 | 9.0
CAPRI | CAP282909 | EC000940 | EF000025 | Oui | 9.0
CAPRI | CAP282909 | EC000940 | EF000040 | 4 mm | 9.0
CAPRI | CAP282909 | EC000940 | EF000051 | EV008879 | 9.0
CAPRI | CAP282909 | EC000940 | EF000084 | Oui | 9.0
CAPRI | CAP282909 | EC000940 | EF000139 | EV006034 | 9.0
CAPRI | CAP282909 | EC000940 | EF001210 | Non | 9.0
CAPRI | CAP282909 | EC000940 | EF001257 | EV006908 | 9.0
CAPRI | CAP282909 | EC000940 | EF001758 | EV003695 | 9.0
CAPRI | CAP282909 | EC000940 | EF002169 | EV000914 | 9.0
CAPRI | CAP282909 | EC000940 | EF003712 | 1,5875 mm | 9.0
CAPRI | CAP282909 | EC000940 | EF006304 | Non | 9.0
CAPRI | CAP282909 | EC000940 | EF007839 | 29 | 9.0
CAPRI | CAP282994 | EC000940 | EF000007 | EV003888 | 9.0
CAPRI | CAP282994 | EC000940 | EF000025 | oui | 9.0
CAPRI | CAP282994 | EC000940 | EF000040 | 4 mm | 9.0
CAPRI | CAP282994 | EC000940 | EF000051 | EV008879 | 9.0
CAPRI | CAP282994 | EC000940 | EF000084 | oui | 9.0
CAPRI | CAP282994 | EC000940 | EF000139 | EV000191 | 9.0
CAPRI | CAP282994 | EC000940 | EF001210 | non | 9.0
CAPRI | CAP282994 | EC000940 | EF001257 | EV000149 | 9.0
CAPRI | CAP282994 | EC000940 | EF001758 | EV003695 | 9.0
CAPRI | CAP282994 | EC000940 | EF002169 | EV000914 | 9.0
CAPRI | CAP282994 | EC000940 | EF003712 | 1,587 mm | 9.0
CAPRI | CAP282994 | EC000940 | EF006304 | oui | 9.0
CAPRI | CAP282994 | EC000940 | EF007839 | 29 | 9.0
CAPRI | CAP283604 | EC000940 | EF000007 | EV003888 | 9.0
CAPRI | CAP283604 | EC000940 | EF000025 | Oui | 9.0
CAPRI | CAP283604 | EC000940 | EF000040 | 6 mm | 9.0
CAPRI | CAP283604 | EC000940 | EF000051 | EV008879 | 9.0
CAPRI | CAP283604 | EC000940 | EF000084 | Oui | 9.0
CAPRI | CAP283604 | EC000940 | EF000139 | EV000191 | 9.0
CAPRI | CAP283604 | EC000940 | EF001210 | Non | 9.0
CAPRI | CAP283604 | EC000940 | EF001257 | EV000149 | 9.0
CAPRI | CAP283604 | EC000940 | EF001758 | EV003695 | 9.0
CAPRI | CAP283604 | EC000940 | EF002169 | EV000914 | 9.0
CAPRI | CAP283604 | EC000940 | EF003712 | 1,587 mm | 9.0
CAPRI | CAP283604 | EC000940 | EF006304 | Non | 9.0
CAPRI | CAP283604 | EC000940 | EF007839 | 36 | 9.0
CAPRI | CAP283609 | EC000940 | EF000007 | EV000294 | 9.0
CAPRI | CAP283609 | EC000940 | EF000025 | Oui | 9.0
CAPRI | CAP283609 | EC000940 | EF000040 | 5 mm | 9.0
CAPRI | CAP283609 | EC000940 | EF000051 | EV008879 | 9.0
CAPRI | CAP283609 | EC000940 | EF000084 | Oui | 9.0
CAPRI | CAP283609 | EC000940 | EF000139 | EV006034 | 9.0
CAPRI | CAP283609 | EC000940 | EF001210 | Non | 9.0
CAPRI | CAP283609 | EC000940 | EF001257 | EV006908 | 9.0
CAPRI | CAP283609 | EC000940 | EF001758 | EV003695 | 9.0
CAPRI | CAP283609 | EC000940 | EF002169 | EV000914 | 9.0
CAPRI | CAP283609 | EC000940 | EF003712 | 1,5875 mm | 9.0
CAPRI | CAP283609 | EC000940 | EF006304 | Non | 9.0
CAPRI | CAP283609 | EC000940 | EF007839 | 36 | 9.0
CAPRI | CAP283694 | EC000940 | EF000007 | EV003888 | 9.0
CAPRI | CAP283694 | EC000940 | EF000025 | oui | 9.0
CAPRI | CAP283694 | EC000940 | EF000040 | 5 mm | 9.0
CAPRI | CAP283694 | EC000940 | EF000051 | EV008879 | 9.0
CAPRI | CAP283694 | EC000940 | EF000084 | oui | 9.0
CAPRI | CAP283694 | EC000940 | EF000139 | EV000191 | 9.0
CAPRI | CAP283694 | EC000940 | EF001210 | non | 9.0
CAPRI | CAP283694 | EC000940 | EF001257 | EV000149 | 9.0
CAPRI | CAP283694 | EC000940 | EF001758 | EV003695 | 9.0
CAPRI | CAP283694 | EC000940 | EF002169 | EV000914 | 9.0
CAPRI | CAP283694 | EC000940 | EF003712 | 1,587 mm | 9.0
CAPRI | CAP283694 | EC000940 | EF006304 | oui | 9.0
CAPRI | CAP283694 | EC000940 | EF007839 | 36 | 9.0
CAPRI | CAP284204 | EC000940 | EF000007 | EV003888 | 9.0
CAPRI | CAP284204 | EC000940 | EF000025 | Oui | 9.0
CAPRI | CAP284204 | EC000940 | EF000040 | 6 mm | 9.0
CAPRI | CAP284204 | EC000940 | EF000051 | EV008879 | 9.0
CAPRI | CAP284204 | EC000940 | EF000084 | Oui | 9.0
CAPRI | CAP284204 | EC000940 | EF000139 | EV000191 | 9.0
CAPRI | CAP284204 | EC000940 | EF001210 | Non | 9.0
CAPRI | CAP284204 | EC000940 | EF001257 | EV000149 | 9.0
CAPRI | CAP284204 | EC000940 | EF001758 | EV003695 | 9.0
CAPRI | CAP284204 | EC000940 | EF002169 | EV000914 | 9.0
CAPRI | CAP284204 | EC000940 | EF003712 | 1,587 mm | 9.0
CAPRI | CAP284204 | EC000940 | EF006304 | Non | 9.0
CAPRI | CAP284204 | EC000940 | EF007839 | 42 | 9.0
CAPRI | CAP284209 | EC000940 | EF000007 | EV000294 | 9.0
CAPRI | CAP284209 | EC000940 | EF000025 | Oui | 9.0
CAPRI | CAP284209 | EC000940 | EF000040 | 5 mm | 9.0
CAPRI | CAP284209 | EC000940 | EF000051 | EV008879 | 9.0
CAPRI | CAP284209 | EC000940 | EF000084 | Oui | 9.0
CAPRI | CAP284209 | EC000940 | EF000139 | EV006034 | 9.0
CAPRI | CAP284209 | EC000940 | EF001210 | Non | 9.0
CAPRI | CAP284209 | EC000940 | EF001257 | EV006908 | 9.0
CAPRI | CAP284209 | EC000940 | EF001758 | EV003695 | 9.0
CAPRI | CAP284209 | EC000940 | EF002169 | EV000914 | 9.0
CAPRI | CAP284209 | EC000940 | EF003712 | 1,5875 mm | 9.0
CAPRI | CAP284209 | EC000940 | EF006304 | Non | 9.0
CAPRI | CAP284209 | EC000940 | EF007839 | 42 | 9.0
CAPRI | CAP284294 | EC000940 | EF000007 | EV003888 | 9.0
CAPRI | CAP284294 | EC000940 | EF000025 | oui | 9.0
CAPRI | CAP284294 | EC000940 | EF000040 | 5 mm | 9.0
CAPRI | CAP284294 | EC000940 | EF000051 | EV008879 | 9.0
CAPRI | CAP284294 | EC000940 | EF000084 | oui | 9.0
CAPRI | CAP284294 | EC000940 | EF000139 | EV000191 | 9.0
CAPRI | CAP284294 | EC000940 | EF001210 | non | 9.0
CAPRI | CAP284294 | EC000940 | EF001257 | EV000149 | 9.0
CAPRI | CAP284294 | EC000940 | EF001758 | EV003695 | 9.0
CAPRI | CAP284294 | EC000940 | EF002169 | EV000914 | 9.0
CAPRI | CAP284294 | EC000940 | EF003712 | 1,587 mm | 9.0
CAPRI | CAP284294 | EC000940 | EF006304 | oui | 9.0
CAPRI | CAP284294 | EC000940 | EF007839 | 42 | 9.0
CAPRI | CAP284804 | EC000940 | EF000007 | EV003888 | 9.0
CAPRI | CAP284804 | EC000940 | EF000025 | Oui | 9.0
CAPRI | CAP284804 | EC000940 | EF000040 | 6 mm | 9.0
CAPRI | CAP284804 | EC000940 | EF000051 | EV008879 | 9.0
CAPRI | CAP284804 | EC000940 | EF000084 | Oui | 9.0
CAPRI | CAP284804 | EC000940 | EF000139 | EV000191 | 9.0
CAPRI | CAP284804 | EC000940 | EF001210 | Non | 9.0
CAPRI | CAP284804 | EC000940 | EF001257 | EV000149 | 9.0
CAPRI | CAP284804 | EC000940 | EF001758 | EV003695 | 9.0
CAPRI | CAP284804 | EC000940 | EF002169 | EV000914 | 9.0
CAPRI | CAP284804 | EC000940 | EF003712 | 2,309 mm | 9.0
CAPRI | CAP284804 | EC000940 | EF006304 | Non | 9.0
CAPRI | CAP284804 | EC000940 | EF007839 | 48 NFC | 9.0
CAPRI | CAP284809 | EC000940 | EF000007 | EV000294 | 9.0
CAPRI | CAP284809 | EC000940 | EF000025 | Oui | 9.0
CAPRI | CAP284809 | EC000940 | EF000040 | 6 mm | 9.0
CAPRI | CAP284809 | EC000940 | EF000051 | EV008879 | 9.0
CAPRI | CAP284809 | EC000940 | EF000084 | Oui | 9.0
CAPRI | CAP284809 | EC000940 | EF000139 | EV006034 | 9.0
CAPRI | CAP284809 | EC000940 | EF001210 | Non | 9.0
CAPRI | CAP284809 | EC000940 | EF001257 | EV006908 | 9.0
CAPRI | CAP284809 | EC000940 | EF001758 | EV003695 | 9.0
CAPRI | CAP284809 | EC000940 | EF002169 | EV000914 | 9.0
CAPRI | CAP284809 | EC000940 | EF003712 | 2,309 mm | 9.0
CAPRI | CAP284809 | EC000940 | EF006304 | Non | 9.0
CAPRI | CAP284809 | EC000940 | EF007839 | 48 NFC | 9.0
CAPRI | CAP284884 | EC000940 | EF000007 | EV003888 | 9.0
CAPRI | CAP284884 | EC000940 | EF000025 | Oui | 9.0
CAPRI | CAP284884 | EC000940 | EF000040 | 6 mm | 9.0
CAPRI | CAP284884 | EC000940 | EF000051 | EV008879 | 9.0
CAPRI | CAP284884 | EC000940 | EF000084 | Oui | 9.0
CAPRI | CAP284884 | EC000940 | EF000139 | EV000191 | 9.0
CAPRI | CAP284884 | EC000940 | EF001210 | Non | 9.0
CAPRI | CAP284884 | EC000940 | EF001257 | EV000149 | 9.0
CAPRI | CAP284884 | EC000940 | EF001758 | EV003695 | 9.0
CAPRI | CAP284884 | EC000940 | EF002169 | EV000914 | 9.0
CAPRI | CAP284884 | EC000940 | EF003712 | 1,588 mm | 9.0
CAPRI | CAP284884 | EC000940 | EF006304 | Non | 9.0
CAPRI | CAP284884 | EC000940 | EF007839 | 48 | 9.0
CAPRI | CAP284889 | EC000940 | EF000007 | EV000294 | 9.0
CAPRI | CAP284889 | EC000940 | EF000025 | Oui | 9.0
CAPRI | CAP284889 | EC000940 | EF000040 | 6 mm | 9.0
CAPRI | CAP284889 | EC000940 | EF000051 | EV008879 | 9.0
CAPRI | CAP284889 | EC000940 | EF000084 | Oui | 9.0
CAPRI | CAP284889 | EC000940 | EF000139 | EV006034 | 9.0
CAPRI | CAP284889 | EC000940 | EF001210 | Non | 9.0
CAPRI | CAP284889 | EC000940 | EF001257 | EV006908 | 9.0
CAPRI | CAP284889 | EC000940 | EF001758 | EV003695 | 9.0
CAPRI | CAP284889 | EC000940 | EF002169 | EV000914 | 9.0
CAPRI | CAP284889 | EC000940 | EF003712 | 1,5875 mm | 9.0
CAPRI | CAP284889 | EC000940 | EF006304 | Non | 9.0
CAPRI | CAP284889 | EC000940 | EF007839 | 48 | 9.0
CAPRI | CAP284894 | EC000940 | EF000007 | EV003888 | 9.0
CAPRI | CAP284894 | EC000940 | EF000025 | oui | 9.0
CAPRI | CAP284894 | EC000940 | EF000040 | 6 mm | 9.0
CAPRI | CAP284894 | EC000940 | EF000051 | EV008879 | 9.0
CAPRI | CAP284894 | EC000940 | EF000084 | oui | 9.0
CAPRI | CAP284894 | EC000940 | EF000139 | EV000191 | 9.0
CAPRI | CAP284894 | EC000940 | EF001210 | non | 9.0
CAPRI | CAP284894 | EC000940 | EF001257 | EV000149 | 9.0
CAPRI | CAP284894 | EC000940 | EF001758 | EV003695 | 9.0
CAPRI | CAP284894 | EC000940 | EF002169 | EV000914 | 9.0
CAPRI | CAP284894 | EC000940 | EF003712 | 2,309 mm | 9.0
CAPRI | CAP284894 | EC000940 | EF006304 | oui | 9.0
CAPRI | CAP284894 | EC000940 | EF007839 | N°48 | 9.0
CAPRI | CAP284994 | EC000940 | EF000007 | EV003888 | 9.0
CAPRI | CAP284994 | EC000940 | EF000025 | oui | 9.0
CAPRI | CAP284994 | EC000940 | EF000040 | 6 mm | 9.0
CAPRI | CAP284994 | EC000940 | EF000051 | EV008879 | 9.0
CAPRI | CAP284994 | EC000940 | EF000084 | oui | 9.0
CAPRI | CAP284994 | EC000940 | EF000139 | EV000191 | 9.0
CAPRI | CAP284994 | EC000940 | EF001210 | non | 9.0
CAPRI | CAP284994 | EC000940 | EF001257 | EV000149 | 9.0
CAPRI | CAP284994 | EC000940 | EF001758 | EV003695 | 9.0
CAPRI | CAP284994 | EC000940 | EF002169 | EV000914 | 9.0
CAPRI | CAP284994 | EC000940 | EF003712 | 1,587 mm | 9.0
CAPRI | CAP284994 | EC000940 | EF006304 | oui | 9.0
CAPRI | CAP284994 | EC000940 | EF007839 | 48 | 9.0
CAPRI | CAP291370 | EC000938 | EF001206 | Non | 9.0
CAPRI | CAP291370 | EC000938 | EF001257 | EV000402 | 9.0
CAPRI | CAP291370 | EC000938 | EF002169 | EV000139 | 9.0
CAPRI | CAP291370 | EC000938 | EF004663 | Non | 9.0
CAPRI | CAP291370 | EC000938 | EF005703 | EV003695 | 9.0
CAPRI | CAP291370 | EC000938 | EF005704 | EV003695 | 9.0
CAPRI | CAP291370 | EC000938 | EF006443 | 13 | 9.0
CAPRI | CAP291370 | EC000938 | EF006447 | 29 | 9.0
CAPRI | CAP291604 | EC000938 | EF001206 | Oui | 9.0
CAPRI | CAP291604 | EC000938 | EF001257 | EV000154 | 9.0
CAPRI | CAP291604 | EC000938 | EF002169 | EV000149 | 9.0
CAPRI | CAP291604 | EC000938 | EF004663 | Non | 9.0
CAPRI | CAP291604 | EC000938 | EF005703 | EV003695 | 9.0
CAPRI | CAP291604 | EC000938 | EF005704 | EV003695 | 9.0
CAPRI | CAP291604 | EC000938 | EF006443 | 16 | 9.0
CAPRI | CAP291604 | EC000938 | EF006447 | 29 | 9.0
CAPRI | CAP291670 | EC000938 | EF001206 | Non | 9.0
CAPRI | CAP291670 | EC000938 | EF001257 | EV000402 | 9.0
CAPRI | CAP291670 | EC000938 | EF002169 | EV000139 | 9.0
CAPRI | CAP291670 | EC000938 | EF004663 | Non | 9.0
CAPRI | CAP291670 | EC000938 | EF005703 | EV003695 | 9.0
CAPRI | CAP291670 | EC000938 | EF005704 | EV003695 | 9.0
CAPRI | CAP291670 | EC000938 | EF006443 | 16 | 9.0
CAPRI | CAP291670 | EC000938 | EF006447 | 29 | 9.0
CAPRI | CAP292104 | EC000938 | EF001206 | Oui | 9.0
CAPRI | CAP292104 | EC000938 | EF001257 | EV000154 | 9.0
CAPRI | CAP292104 | EC000938 | EF002169 | EV000149 | 9.0
CAPRI | CAP292104 | EC000938 | EF004663 | Non | 9.0
CAPRI | CAP292104 | EC000938 | EF005703 | EV003695 | 9.0
CAPRI | CAP292104 | EC000938 | EF005704 | EV003695 | 9.0
CAPRI | CAP292104 | EC000938 | EF006443 | 21 | 9.0
CAPRI | CAP292104 | EC000938 | EF006447 | 29 | 9.0
CAPRI | CAP292109 | EC000938 | EF001206 | Non | 9.0
CAPRI | CAP292109 | EC000938 | EF001257 | EV006908 | 9.0
CAPRI | CAP292109 | EC000938 | EF002169 | EV000166 | 9.0
CAPRI | CAP292109 | EC000938 | EF004663 | Non | 9.0
CAPRI | CAP292109 | EC000938 | EF005703 | EV003695 | 9.0
CAPRI | CAP292109 | EC000938 | EF005704 | EV003695 | 9.0
CAPRI | CAP292109 | EC000938 | EF006443 | 21 | 9.0
CAPRI | CAP292109 | EC000938 | EF006447 | 29 | 9.0
CAPRI | CAP292170 | EC000938 | EF001206 | Non | 9.0
CAPRI | CAP292170 | EC000938 | EF001257 | EV000402 | 9.0
CAPRI | CAP292170 | EC000938 | EF002169 | EV000139 | 9.0
CAPRI | CAP292170 | EC000938 | EF004663 | Non | 9.0
CAPRI | CAP292170 | EC000938 | EF005703 | EV003695 | 9.0
CAPRI | CAP292170 | EC000938 | EF005704 | EV003695 | 9.0
CAPRI | CAP292170 | EC000938 | EF006443 | 21 | 9.0
CAPRI | CAP292170 | EC000938 | EF006447 | 29 | 9.0
CAPRI | CAP293604 | EC000938 | EF001206 | Oui | 9.0
CAPRI | CAP293604 | EC000938 | EF001257 | EV000154 | 9.0
CAPRI | CAP293604 | EC000938 | EF002169 | EV000149 | 9.0
CAPRI | CAP293604 | EC000938 | EF004663 | Non | 9.0
CAPRI | CAP293604 | EC000938 | EF005703 | EV003695 | 9.0
CAPRI | CAP293604 | EC000938 | EF005704 | EV003695 | 9.0
CAPRI | CAP293604 | EC000938 | EF006443 | 36 | 9.0
CAPRI | CAP293604 | EC000938 | EF006447 | 29 | 9.0
CAPRI | CAP293670 | EC000938 | EF001206 | Non | 9.0
CAPRI | CAP293670 | EC000938 | EF001257 | EV000402 | 9.0
CAPRI | CAP293670 | EC000938 | EF002169 | EV000139 | 9.0
CAPRI | CAP293670 | EC000938 | EF004663 | Non | 9.0
CAPRI | CAP293670 | EC000938 | EF005703 | EV003695 | 9.0
CAPRI | CAP293670 | EC000938 | EF005704 | EV003695 | 9.0
CAPRI | CAP293670 | EC000938 | EF006443 | 36 | 9.0
CAPRI | CAP293670 | EC000938 | EF006447 | 29 | 9.0
CAPRI | CAP300700 | EC001179 | EF000007 | EV006723 | 9.0
CAPRI | CAP300700 | EC001179 | EF000015 | 12,5 mm | 9.0
CAPRI | CAP300700 | EC001179 | EF000065 | 9,5 mm | 9.0
CAPRI | CAP300700 | EC001179 | EF000139 | EV000193 | 9.0
CAPRI | CAP300700 | EC001179 | EF000229 | 3 mm | 9.0
CAPRI | CAP300700 | EC001179 | EF001347 | 1250 N | 9.0
CAPRI | CAP300700 | EC001179 | EF001742 | 400 °C | 9.0
CAPRI | CAP300700 | EC001179 | EF001742 | -45 °C | 9.0
CAPRI | CAP300700 | EC001179 | EF001744 | 25 mm | 9.0
CAPRI | CAP300700 | EC001179 | EF001746 | Non | 9.0
CAPRI | CAP300700 | EC001179 | EF001776 | EV004498 | 9.0
CAPRI | CAP300700 | EC001179 | EF001777 | 500 N | 9.0
CAPRI | CAP300700 | EC001179 | EF001778 | EV004517 | 9.0
CAPRI | CAP300700 | EC001179 | EF001779 | Non | 9.0
CAPRI | CAP300700 | EC001179 | EF001783 | Non | 9.0
CAPRI | CAP300700 | EC001179 | EF002169 | EV000179 | 9.0
CAPRI | CAP300700 | EC001179 | EF002782 | 500 N | 9.0
CAPRI | CAP300700 | EC001179 | EF003660 | EV004433 | 9.0
CAPRI | CAP300700 | EC001179 | EF003661 | EV008783 | 9.0
CAPRI | CAP300700 | EC001179 | EF005114 | 12 mm | 9.0
CAPRI | CAP300700 | EC001179 | EF005474 | EV006415 | 9.0
CAPRI | CAP300700 | EC001179 | EF005660 | EV003916 | 9.0
CAPRI | CAP300709 | EC001179 | EF000007 | EV000294 | 9.0
CAPRI | CAP300709 | EC001179 | EF000015 | 12,5 | 9.0
CAPRI | CAP300709 | EC001179 | EF000015 | 12,5 mm | 9.0
CAPRI | CAP300709 | EC001179 | EF000065 | 9,5 | 9.0
CAPRI | CAP300709 | EC001179 | EF000065 | 9,5 mm | 9.0
CAPRI | CAP300709 | EC001179 | EF000139 | EV000193 | 9.0
CAPRI | CAP300709 | EC001179 | EF000139 | EV006034 | 9.0
CAPRI | CAP300709 | EC001179 | EF000229 | 3 | 9.0
CAPRI | CAP300709 | EC001179 | EF000229 | 3 mm | 9.0
CAPRI | CAP300709 | EC001179 | EF001347 | 1250 | 9.0
CAPRI | CAP300709 | EC001179 | EF001347 | 1250 N | 9.0
CAPRI | CAP300709 | EC001179 | EF001742 | 400 | 9.0
CAPRI | CAP300709 | EC001179 | EF001742 | 400 °C | 9.0
CAPRI | CAP300709 | EC001179 | EF001742 | -45 | 9.0
CAPRI | CAP300709 | EC001179 | EF001742 | -45 °C | 9.0
CAPRI | CAP300709 | EC001179 | EF001744 | 25 | 9.0
CAPRI | CAP300709 | EC001179 | EF001744 | 25 mm | 9.0
CAPRI | CAP300709 | EC001179 | EF001746 | Non | 9.0
CAPRI | CAP300709 | EC001179 | EF001776 | EV000154 | 9.0
CAPRI | CAP300709 | EC001179 | EF001776 | EV004498 | 9.0
CAPRI | CAP300709 | EC001179 | EF001777 | 500 | 9.0
CAPRI | CAP300709 | EC001179 | EF001777 | 500 N | 9.0
CAPRI | CAP300709 | EC001179 | EF001778 | EV004517 | 9.0
CAPRI | CAP300709 | EC001179 | EF001779 | Non | 9.0
CAPRI | CAP300709 | EC001179 | EF001783 | Non | 9.0
CAPRI | CAP300709 | EC001179 | EF002169 | EV000166 | 9.0
CAPRI | CAP300709 | EC001179 | EF002782 | 500 | 9.0
CAPRI | CAP300709 | EC001179 | EF002782 | 500 N | 9.0
CAPRI | CAP300709 | EC001179 | EF003660 | EV004433 | 9.0
CAPRI | CAP300709 | EC001179 | EF003661 | EV004433 | 9.0
CAPRI | CAP300709 | EC001179 | EF003661 | EV008783 | 9.0
CAPRI | CAP300709 | EC001179 | EF005114 | 12 mm | 9.0
CAPRI | CAP300709 | EC001179 | EF005114 | 7 | 9.0
CAPRI | CAP300709 | EC001179 | EF005474 | EV006415 | 9.0
CAPRI | CAP300709 | EC001179 | EF005660 | EV003916 | 9.0
CAPRI | CAP300900 | EC001179 | EF000007 | EV006723 | 9.0
CAPRI | CAP300900 | EC001179 | EF000015 | 14,8 mm | 9.0
CAPRI | CAP300900 | EC001179 | EF000065 | 11,9 mm | 9.0
CAPRI | CAP300900 | EC001179 | EF000139 | EV000193 | 9.0
CAPRI | CAP300900 | EC001179 | EF000229 | 2,9 mm | 9.0
CAPRI | CAP300900 | EC001179 | EF001347 | 1250 N | 9.0
CAPRI | CAP300900 | EC001179 | EF001742 | 400 °C | 9.0
CAPRI | CAP300900 | EC001179 | EF001742 | -45 °C | 9.0
CAPRI | CAP300900 | EC001179 | EF001744 | 30 mm | 9.0
CAPRI | CAP300900 | EC001179 | EF001746 | Non | 9.0
CAPRI | CAP300900 | EC001179 | EF001776 | EV004498 | 9.0
CAPRI | CAP300900 | EC001179 | EF001777 | 500 N | 9.0
CAPRI | CAP300900 | EC001179 | EF001778 | EV004517 | 9.0
CAPRI | CAP300900 | EC001179 | EF001779 | Non | 9.0
CAPRI | CAP300900 | EC001179 | EF001783 | Non | 9.0
CAPRI | CAP300900 | EC001179 | EF002169 | EV000179 | 9.0
CAPRI | CAP300900 | EC001179 | EF002782 | 500 N | 9.0
CAPRI | CAP300900 | EC001179 | EF003660 | EV004433 | 9.0
CAPRI | CAP300900 | EC001179 | EF003661 | EV008783 | 9.0
CAPRI | CAP300900 | EC001179 | EF005114 | 15 mm | 9.0
CAPRI | CAP300900 | EC001179 | EF005474 | EV006415 | 9.0
CAPRI | CAP300900 | EC001179 | EF005660 | EV003916 | 9.0
CAPRI | CAP300909 | EC001179 | EF000007 | EV000294 | 9.0
CAPRI | CAP300909 | EC001179 | EF000015 | 14,8 mm | 9.0
CAPRI | CAP300909 | EC001179 | EF000065 | 11,9 mm | 9.0
CAPRI | CAP300909 | EC001179 | EF000139 | EV006034 | 9.0
CAPRI | CAP300909 | EC001179 | EF000229 | 2,9 mm | 9.0
CAPRI | CAP300909 | EC001179 | EF001347 | 1250 N | 9.0
CAPRI | CAP300909 | EC001179 | EF001742 | 400 °C | 9.0
CAPRI | CAP300909 | EC001179 | EF001742 | -45 °C | 9.0
CAPRI | CAP300909 | EC001179 | EF001744 | 30 mm | 9.0
CAPRI | CAP300909 | EC001179 | EF001746 | Non | 9.0
CAPRI | CAP300909 | EC001179 | EF001776 | EV004498 | 9.0
CAPRI | CAP300909 | EC001179 | EF001777 | 500 N | 9.0
CAPRI | CAP300909 | EC001179 | EF001778 | EV004517 | 9.0
CAPRI | CAP300909 | EC001179 | EF001779 | Non | 9.0
CAPRI | CAP300909 | EC001179 | EF001783 | Non | 9.0
CAPRI | CAP300909 | EC001179 | EF002169 | EV000166 | 9.0
CAPRI | CAP300909 | EC001179 | EF002782 | 500 N | 9.0
CAPRI | CAP300909 | EC001179 | EF003660 | EV004433 | 9.0
CAPRI | CAP300909 | EC001179 | EF003661 | EV004433 | 9.0
CAPRI | CAP300909 | EC001179 | EF005114 | 15 mm | 9.0
CAPRI | CAP300909 | EC001179 | EF005474 | EV006415 | 9.0
CAPRI | CAP300909 | EC001179 | EF005660 | EV003916 | 9.0
CAPRI | CAP301100 | EC001179 | EF000007 | EV006723 | 9.0
CAPRI | CAP301100 | EC001179 | EF000015 | 18,4 mm | 9.0
CAPRI | CAP301100 | EC001179 | EF000065 | 15 mm | 9.0
CAPRI | CAP301100 | EC001179 | EF000139 | EV000193 | 9.0
CAPRI | CAP301100 | EC001179 | EF000229 | 3,4 mm | 9.0
CAPRI | CAP301100 | EC001179 | EF001347 | 1250 N | 9.0
CAPRI | CAP301100 | EC001179 | EF001742 | 400 °C | 9.0
CAPRI | CAP301100 | EC001179 | EF001742 | -45 °C | 9.0
CAPRI | CAP301100 | EC001179 | EF001744 | 35 mm | 9.0
CAPRI | CAP301100 | EC001179 | EF001746 | Non | 9.0
CAPRI | CAP301100 | EC001179 | EF001776 | EV004498 | 9.0
CAPRI | CAP301100 | EC001179 | EF001777 | 500 N | 9.0
CAPRI | CAP301100 | EC001179 | EF001778 | EV004517 | 9.0
CAPRI | CAP301100 | EC001179 | EF001779 | Non | 9.0
CAPRI | CAP301100 | EC001179 | EF001783 | Non | 9.0
CAPRI | CAP301100 | EC001179 | EF002169 | EV000179 | 9.0
CAPRI | CAP301100 | EC001179 | EF002782 | 500 N | 9.0
CAPRI | CAP301100 | EC001179 | EF003660 | EV004433 | 9.0
CAPRI | CAP301100 | EC001179 | EF003661 | EV008783 | 9.0
CAPRI | CAP301100 | EC001179 | EF005114 | 18 mm | 9.0
CAPRI | CAP301100 | EC001179 | EF005474 | EV006415 | 9.0
CAPRI | CAP301100 | EC001179 | EF005660 | EV003916 | 9.0
CAPRI | CAP301109 | EC001179 | EF000007 | EV000294 | 9.0
CAPRI | CAP301109 | EC001179 | EF000015 | 18,4 mm | 9.0
CAPRI | CAP301109 | EC001179 | EF000065 | 15 mm | 9.0
CAPRI | CAP301109 | EC001179 | EF000139 | EV006034 | 9.0
CAPRI | CAP301109 | EC001179 | EF000229 | 3,4 mm | 9.0
CAPRI | CAP301109 | EC001179 | EF001347 | 1250 N | 9.0
CAPRI | CAP301109 | EC001179 | EF001742 | 400 °C | 9.0
CAPRI | CAP301109 | EC001179 | EF001742 | -45 °C | 9.0
CAPRI | CAP301109 | EC001179 | EF001744 | 35 mm | 9.0
CAPRI | CAP301109 | EC001179 | EF001746 | Non | 9.0
CAPRI | CAP301109 | EC001179 | EF001776 | EV004498 | 9.0
CAPRI | CAP301109 | EC001179 | EF001777 | 500 N | 9.0
CAPRI | CAP301109 | EC001179 | EF001778 | EV004517 | 9.0
CAPRI | CAP301109 | EC001179 | EF001779 | Non | 9.0
CAPRI | CAP301109 | EC001179 | EF001783 | Non | 9.0
CAPRI | CAP301109 | EC001179 | EF002169 | EV000166 | 9.0
CAPRI | CAP301109 | EC001179 | EF002782 | 500 N | 9.0
CAPRI | CAP301109 | EC001179 | EF003660 | EV004433 | 9.0
CAPRI | CAP301109 | EC001179 | EF003661 | EV004433 | 9.0
CAPRI | CAP301109 | EC001179 | EF005114 | 18 mm | 9.0
CAPRI | CAP301109 | EC001179 | EF005474 | EV006415 | 9.0
CAPRI | CAP301109 | EC001179 | EF005660 | EV003916 | 9.0
CAPRI | CAP301207 | EC001179 | EF000007 | EV006723 | 9.0
CAPRI | CAP301207 | EC001179 | EF000015 | 14 mm | 9.0
CAPRI | CAP301207 | EC001179 | EF000065 | 10,2 mm | 9.0
CAPRI | CAP301207 | EC001179 | EF000139 | EV000193 | 9.0
CAPRI | CAP301207 | EC001179 | EF000229 | 3,8 mm | 9.0
CAPRI | CAP301207 | EC001179 | EF001347 | 3500 N | 9.0
CAPRI | CAP301207 | EC001179 | EF001742 | -100 °C | 9.0
CAPRI | CAP301207 | EC001179 | EF001742 | 300 °C | 9.0
CAPRI | CAP301207 | EC001179 | EF001744 | 30 mm | 9.0
CAPRI | CAP301207 | EC001179 | EF001746 | Non | 9.0
CAPRI | CAP301207 | EC001179 | EF001776 | EV004498 | 9.0
CAPRI | CAP301207 | EC001179 | EF001777 | 1200 N | 9.0
CAPRI | CAP301207 | EC001179 | EF001778 | EV004517 | 9.0
CAPRI | CAP301207 | EC001179 | EF001779 | Non | 9.0
CAPRI | CAP301207 | EC001179 | EF001783 | Non | 9.0
CAPRI | CAP301207 | EC001179 | EF002169 | EV000179 | 9.0
CAPRI | CAP301207 | EC001179 | EF002782 | 1200 N | 9.0
CAPRI | CAP301207 | EC001179 | EF003660 | EV004433 | 9.0
CAPRI | CAP301207 | EC001179 | EF003661 | EV008783 | 9.0
CAPRI | CAP301207 | EC001179 | EF005114 | 12 mm | 9.0
CAPRI | CAP301207 | EC001179 | EF005474 | EV006415 | 9.0
CAPRI | CAP301207 | EC001179 | EF005660 | EV003916 | 9.0
CAPRI | CAP301264 | EC001180 | EF000010 | EV000164 | 9.0
CAPRI | CAP301264 | EC001180 | EF000139 | EV000191 | 9.0
CAPRI | CAP301264 | EC001180 | EF000368 | 9 | 9.0
CAPRI | CAP301264 | EC001180 | EF000369 | 36,2 | 9.0
CAPRI | CAP301264 | EC001180 | EF000767 | EV004441 | 9.0
CAPRI | CAP301264 | EC001180 | EF001596 | EV000149 | 9.0
CAPRI | CAP301264 | EC001180 | EF001742 | -100 | 9.0
CAPRI | CAP301264 | EC001180 | EF001742 | 300 | 9.0
CAPRI | CAP301264 | EC001180 | EF001757 | Oui | 9.0
CAPRI | CAP301264 | EC001180 | EF001758 | EV003712 | 9.0
CAPRI | CAP301264 | EC001180 | EF001760 | 10,2 | 9.0
CAPRI | CAP301264 | EC001180 | EF001761 | 17 | 9.0
CAPRI | CAP301264 | EC001180 | EF001774 | Non | 9.0
CAPRI | CAP301264 | EC001180 | EF001786 | 40 | 9.0
CAPRI | CAP301264 | EC001180 | EF002504 | 14 | 9.0
CAPRI | CAP301264 | EC001180 | EF003593 | 1 | 9.0
CAPRI | CAP301264 | EC001180 | EF005114 | 12 | 9.0
CAPRI | CAP301264 | EC001180 | EF006304 | Oui | 9.0
CAPRI | CAP301264 | EC001180 | EF007834 | EV005898 | 9.0
CAPRI | CAP301264 | EC001180 | EF008847 | EV003906 | 9.0
CAPRI | CAP301274 | EC001180 | EF000010 | EV000164 | 9.0
CAPRI | CAP301274 | EC001180 | EF000139 | EV000191 | 9.0
CAPRI | CAP301274 | EC001180 | EF000368 | 10 | 9.0
CAPRI | CAP301274 | EC001180 | EF000369 | 28 | 9.0
CAPRI | CAP301274 | EC001180 | EF000767 | EV004441 | 9.0
CAPRI | CAP301274 | EC001180 | EF001596 | EV000149 | 9.0
CAPRI | CAP301274 | EC001180 | EF001742 | -100 | 9.0
CAPRI | CAP301274 | EC001180 | EF001742 | 300 | 9.0
CAPRI | CAP301274 | EC001180 | EF001757 | Non | 9.0
CAPRI | CAP301274 | EC001180 | EF001758 | EV003712 | 9.0
CAPRI | CAP301274 | EC001180 | EF001760 | 10,2 | 9.0
CAPRI | CAP301274 | EC001180 | EF001761 | 17 | 9.0
CAPRI | CAP301274 | EC001180 | EF001774 | Non | 9.0
CAPRI | CAP301274 | EC001180 | EF001786 | 40 | 9.0
CAPRI | CAP301274 | EC001180 | EF002504 | 14 | 9.0
CAPRI | CAP301274 | EC001180 | EF003593 | 1 | 9.0
CAPRI | CAP301274 | EC001180 | EF005114 | 12 | 9.0
CAPRI | CAP301274 | EC001180 | EF006304 | Oui | 9.0
CAPRI | CAP301274 | EC001180 | EF007834 | EV005898 | 9.0
CAPRI | CAP301274 | EC001180 | EF008847 | EV003906 | 9.0
CAPRI | CAP301300 | EC001179 | EF000007 | EV006723 | 9.0
CAPRI | CAP301300 | EC001179 | EF000015 | 20,3 mm | 9.0
CAPRI | CAP301300 | EC001179 | EF000065 | 16,6 mm | 9.0
CAPRI | CAP301300 | EC001179 | EF000139 | EV000193 | 9.0
CAPRI | CAP301300 | EC001179 | EF000229 | 3,7 mm | 9.0
CAPRI | CAP301300 | EC001179 | EF001347 | 1250 N | 9.0
CAPRI | CAP301300 | EC001179 | EF001742 | 400 °C | 9.0
CAPRI | CAP301300 | EC001179 | EF001742 | -45 °C | 9.0
CAPRI | CAP301300 | EC001179 | EF001744 | 40 mm | 9.0
CAPRI | CAP301300 | EC001179 | EF001746 | Non | 9.0
CAPRI | CAP301300 | EC001179 | EF001776 | EV004498 | 9.0
CAPRI | CAP301300 | EC001179 | EF001777 | 500 N | 9.0
CAPRI | CAP301300 | EC001179 | EF001778 | EV004517 | 9.0
CAPRI | CAP301300 | EC001179 | EF001779 | Non | 9.0
CAPRI | CAP301300 | EC001179 | EF001783 | Non | 9.0
CAPRI | CAP301300 | EC001179 | EF002169 | EV000179 | 9.0
CAPRI | CAP301300 | EC001179 | EF002782 | 500 N | 9.0
CAPRI | CAP301300 | EC001179 | EF003660 | EV004433 | 9.0
CAPRI | CAP301300 | EC001179 | EF003661 | EV008783 | 9.0
CAPRI | CAP301300 | EC001179 | EF005114 | 20 mm | 9.0
CAPRI | CAP301300 | EC001179 | EF005474 | EV006415 | 9.0
CAPRI | CAP301300 | EC001179 | EF005660 | EV003916 | 9.0
CAPRI | CAP301309 | EC001179 | EF000007 | EV000294 | 9.0
CAPRI | CAP301309 | EC001179 | EF000015 | 20,3 mm | 9.0
CAPRI | CAP301309 | EC001179 | EF000065 | 16,6 mm | 9.0
CAPRI | CAP301309 | EC001179 | EF000139 | EV006034 | 9.0
CAPRI | CAP301309 | EC001179 | EF000229 | 3,7 mm | 9.0
CAPRI | CAP301309 | EC001179 | EF001347 | 1250 N | 9.0
CAPRI | CAP301309 | EC001179 | EF001742 | 400 °C | 9.0
CAPRI | CAP301309 | EC001179 | EF001742 | -45 °C | 9.0
CAPRI | CAP301309 | EC001179 | EF001744 | 40 mm | 9.0
CAPRI | CAP301309 | EC001179 | EF001746 | Non | 9.0
CAPRI | CAP301309 | EC001179 | EF001776 | EV004498 | 9.0
CAPRI | CAP301309 | EC001179 | EF001777 | 500 N | 9.0
CAPRI | CAP301309 | EC001179 | EF001778 | EV004517 | 9.0
CAPRI | CAP301309 | EC001179 | EF001779 | Non | 9.0
CAPRI | CAP301309 | EC001179 | EF001783 | Non | 9.0
CAPRI | CAP301309 | EC001179 | EF002169 | EV000166 | 9.0
CAPRI | CAP301309 | EC001179 | EF002782 | 500 N | 9.0
CAPRI | CAP301309 | EC001179 | EF003660 | EV004433 | 9.0
CAPRI | CAP301309 | EC001179 | EF003661 | EV004433 | 9.0
CAPRI | CAP301309 | EC001179 | EF005114 | 20 mm | 9.0
CAPRI | CAP301309 | EC001179 | EF005474 | EV006415 | 9.0
CAPRI | CAP301309 | EC001179 | EF005660 | EV003916 | 9.0
CAPRI | CAP301600 | EC001179 | EF000007 | EV006723 | 9.0
CAPRI | CAP301600 | EC001179 | EF000015 | 22,2 mm | 9.0
CAPRI | CAP301600 | EC001179 | EF000065 | 18,4 mm | 9.0
CAPRI | CAP301600 | EC001179 | EF000139 | EV000193 | 9.0
CAPRI | CAP301600 | EC001179 | EF000229 | 3,8 mm | 9.0
CAPRI | CAP301600 | EC001179 | EF001347 | 1250 N | 9.0
CAPRI | CAP301600 | EC001179 | EF001742 | 400 °C | 9.0
CAPRI | CAP301600 | EC001179 | EF001742 | -45 °C | 9.0
CAPRI | CAP301600 | EC001179 | EF001744 | 45 mm | 9.0
CAPRI | CAP301600 | EC001179 | EF001746 | Non | 9.0
CAPRI | CAP301600 | EC001179 | EF001776 | EV004498 | 9.0
CAPRI | CAP301600 | EC001179 | EF001777 | 500 N | 9.0
CAPRI | CAP301600 | EC001179 | EF001778 | EV004517 | 9.0
CAPRI | CAP301600 | EC001179 | EF001779 | Non | 9.0
CAPRI | CAP301600 | EC001179 | EF001783 | Non | 9.0
CAPRI | CAP301600 | EC001179 | EF002169 | EV000179 | 9.0
CAPRI | CAP301600 | EC001179 | EF002782 | 500 N | 9.0
CAPRI | CAP301600 | EC001179 | EF003660 | EV004433 | 9.0
CAPRI | CAP301600 | EC001179 | EF003661 | EV008783 | 9.0
CAPRI | CAP301600 | EC001179 | EF005114 | 22 mm | 9.0
CAPRI | CAP301600 | EC001179 | EF005474 | EV006415 | 9.0
CAPRI | CAP301600 | EC001179 | EF005660 | EV003916 | 9.0
CAPRI | CAP301607 | EC001179 | EF000007 | EV006723 | 9.0
CAPRI | CAP301607 | EC001179 | EF000015 | 17,5 mm | 9.0
CAPRI | CAP301607 | EC001179 | EF000065 | 13 mm | 9.0
CAPRI | CAP301607 | EC001179 | EF000139 | EV000193 | 9.0
CAPRI | CAP301607 | EC001179 | EF000229 | 4,5 mm | 9.0
CAPRI | CAP301607 | EC001179 | EF001347 | 3500 N | 9.0
CAPRI | CAP301607 | EC001179 | EF001742 | -100 °C | 9.0
CAPRI | CAP301607 | EC001179 | EF001742 | 300 °C | 9.0
CAPRI | CAP301607 | EC001179 | EF001744 | 40 mm | 9.0
CAPRI | CAP301607 | EC001179 | EF001746 | Non | 9.0
CAPRI | CAP301607 | EC001179 | EF001776 | EV004498 | 9.0
CAPRI | CAP301607 | EC001179 | EF001777 | 1200 N | 9.0
CAPRI | CAP301607 | EC001179 | EF001778 | EV004517 | 9.0
CAPRI | CAP301607 | EC001179 | EF001779 | Non | 9.0
CAPRI | CAP301607 | EC001179 | EF001783 | Non | 9.0
CAPRI | CAP301607 | EC001179 | EF002169 | EV000179 | 9.0
CAPRI | CAP301607 | EC001179 | EF002782 | 1200 N | 9.0
CAPRI | CAP301607 | EC001179 | EF003660 | EV004433 | 9.0
CAPRI | CAP301607 | EC001179 | EF003661 | EV008783 | 9.0
CAPRI | CAP301607 | EC001179 | EF005114 | 16 mm | 9.0
CAPRI | CAP301607 | EC001179 | EF005474 | EV006415 | 9.0
CAPRI | CAP301607 | EC001179 | EF005660 | EV003916 | 9.0
CAPRI | CAP301609 | EC001179 | EF000007 | EV000294 | 9.0
CAPRI | CAP301609 | EC001179 | EF000015 | 22,2 mm | 9.0
CAPRI | CAP301609 | EC001179 | EF000065 | 18,4 mm | 9.0
CAPRI | CAP301609 | EC001179 | EF000139 | EV006034 | 9.0
CAPRI | CAP301609 | EC001179 | EF000229 | 3,8 mm | 9.0
CAPRI | CAP301609 | EC001179 | EF001347 | 1250 N | 9.0
CAPRI | CAP301609 | EC001179 | EF001742 | 400 °C | 9.0
CAPRI | CAP301609 | EC001179 | EF001742 | -45 °C | 9.0
CAPRI | CAP301609 | EC001179 | EF001744 | 45 mm | 9.0
CAPRI | CAP301609 | EC001179 | EF001746 | Non | 9.0
CAPRI | CAP301609 | EC001179 | EF001776 | EV004498 | 9.0
CAPRI | CAP301609 | EC001179 | EF001777 | 500 N | 9.0
CAPRI | CAP301609 | EC001179 | EF001778 | EV004517 | 9.0
CAPRI | CAP301609 | EC001179 | EF001779 | Non | 9.0
CAPRI | CAP301609 | EC001179 | EF001783 | Non | 9.0
CAPRI | CAP301609 | EC001179 | EF002169 | EV000166 | 9.0
CAPRI | CAP301609 | EC001179 | EF002782 | 500 N | 9.0
CAPRI | CAP301609 | EC001179 | EF003660 | EV004433 | 9.0
CAPRI | CAP301609 | EC001179 | EF003661 | EV004433 | 9.0
CAPRI | CAP301609 | EC001179 | EF005114 | 22 mm | 9.0
CAPRI | CAP301609 | EC001179 | EF005474 | EV006415 | 9.0
CAPRI | CAP301609 | EC001179 | EF005660 | EV003916 | 9.0
CAPRI | CAP301664 | EC001180 | EF000010 | EV000164 | 9.0
CAPRI | CAP301664 | EC001180 | EF000139 | EV000191 | 9.0
CAPRI | CAP301664 | EC001180 | EF000368 | 10 | 9.0
CAPRI | CAP301664 | EC001180 | EF000369 | 38,1 | 9.0
CAPRI | CAP301664 | EC001180 | EF000767 | EV004441 | 9.0
CAPRI | CAP301664 | EC001180 | EF001596 | EV000149 | 9.0
CAPRI | CAP301664 | EC001180 | EF001742 | -100 | 9.0
CAPRI | CAP301664 | EC001180 | EF001742 | 300 | 9.0
CAPRI | CAP301664 | EC001180 | EF001757 | Oui | 9.0
CAPRI | CAP301664 | EC001180 | EF001758 | EV003712 | 9.0
CAPRI | CAP301664 | EC001180 | EF001760 | 13 | 9.0
CAPRI | CAP301664 | EC001180 | EF001761 | 20 | 9.0
CAPRI | CAP301664 | EC001180 | EF001774 | Non | 9.0
CAPRI | CAP301664 | EC001180 | EF001786 | 40 | 9.0
CAPRI | CAP301664 | EC001180 | EF002504 | 17,5 | 9.0
CAPRI | CAP301664 | EC001180 | EF003593 | 1 | 9.0
CAPRI | CAP301664 | EC001180 | EF005114 | 16 | 9.0
CAPRI | CAP301664 | EC001180 | EF006304 | Oui | 9.0
CAPRI | CAP301664 | EC001180 | EF007834 | EV005898 | 9.0
CAPRI | CAP301664 | EC001180 | EF008847 | EV003906 | 9.0
CAPRI | CAP301674 | EC001180 | EF000010 | EV000164 | 9.0
CAPRI | CAP301674 | EC001180 | EF000139 | EV000191 | 9.0
CAPRI | CAP301674 | EC001180 | EF000368 | 10 | 9.0
CAPRI | CAP301674 | EC001180 | EF000369 | 28 | 9.0
CAPRI | CAP301674 | EC001180 | EF000767 | EV004441 | 9.0
CAPRI | CAP301674 | EC001180 | EF001596 | EV000149 | 9.0
CAPRI | CAP301674 | EC001180 | EF001742 | -100 | 9.0
CAPRI | CAP301674 | EC001180 | EF001742 | 300 | 9.0
CAPRI | CAP301674 | EC001180 | EF001757 | Non | 9.0
CAPRI | CAP301674 | EC001180 | EF001758 | EV003712 | 9.0
CAPRI | CAP301674 | EC001180 | EF001760 | 13 | 9.0
CAPRI | CAP301674 | EC001180 | EF001761 | 20 | 9.0
CAPRI | CAP301674 | EC001180 | EF001774 | Non | 9.0
CAPRI | CAP301674 | EC001180 | EF001786 | 40 | 9.0
CAPRI | CAP301674 | EC001180 | EF002504 | 17,5 | 9.0
CAPRI | CAP301674 | EC001180 | EF003593 | 1 | 9.0
CAPRI | CAP301674 | EC001180 | EF005114 | 16 | 9.0
CAPRI | CAP301674 | EC001180 | EF006304 | Oui | 9.0
CAPRI | CAP301674 | EC001180 | EF007834 | EV005898 | 9.0
CAPRI | CAP301674 | EC001180 | EF008847 | EV003906 | 9.0
CAPRI | CAP302007 | EC001179 | EF000007 | EV006723 | 9.0
CAPRI | CAP302007 | EC001179 | EF000015 | 21,5 mm | 9.0
CAPRI | CAP302007 | EC001179 | EF000065 | 16,9 mm | 9.0
CAPRI | CAP302007 | EC001179 | EF000139 | EV000193 | 9.0
CAPRI | CAP302007 | EC001179 | EF000229 | 4,6 mm | 9.0
CAPRI | CAP302007 | EC001179 | EF001347 | 3500 N | 9.0
CAPRI | CAP302007 | EC001179 | EF001742 | -100 °C | 9.0
CAPRI | CAP302007 | EC001179 | EF001742 | 300 °C | 9.0
CAPRI | CAP302007 | EC001179 | EF001744 | 45 mm | 9.0
CAPRI | CAP302007 | EC001179 | EF001746 | Non | 9.0
CAPRI | CAP302007 | EC001179 | EF001776 | EV004498 | 9.0
CAPRI | CAP302007 | EC001179 | EF001777 | 1200 N | 9.0
CAPRI | CAP302007 | EC001179 | EF001778 | EV004517 | 9.0
CAPRI | CAP302007 | EC001179 | EF001779 | Non | 9.0
CAPRI | CAP302007 | EC001179 | EF001783 | Non | 9.0
CAPRI | CAP302007 | EC001179 | EF002169 | EV000179 | 9.0
CAPRI | CAP302007 | EC001179 | EF002782 | 1200 N | 9.0
CAPRI | CAP302007 | EC001179 | EF003660 | EV004433 | 9.0
CAPRI | CAP302007 | EC001179 | EF003661 | EV008783 | 9.0
CAPRI | CAP302007 | EC001179 | EF005114 | 20 mm | 9.0
CAPRI | CAP302007 | EC001179 | EF005474 | EV006415 | 9.0
CAPRI | CAP302007 | EC001179 | EF005660 | EV003916 | 9.0
CAPRI | CAP302064 | EC001180 | EF000010 | EV000164 | 9.0
CAPRI | CAP302064 | EC001180 | EF000139 | EV000191 | 9.0
CAPRI | CAP302064 | EC001180 | EF000368 | 10 | 9.0
CAPRI | CAP302064 | EC001180 | EF000369 | 40 | 9.0
CAPRI | CAP302064 | EC001180 | EF000767 | EV004441 | 9.0
CAPRI | CAP302064 | EC001180 | EF001596 | EV000149 | 9.0
CAPRI | CAP302064 | EC001180 | EF001742 | -100 | 9.0
CAPRI | CAP302064 | EC001180 | EF001742 | 300 | 9.0
CAPRI | CAP302064 | EC001180 | EF001757 | Oui | 9.0
CAPRI | CAP302064 | EC001180 | EF001758 | EV003712 | 9.0
CAPRI | CAP302064 | EC001180 | EF001760 | 16,9 | 9.0
CAPRI | CAP302064 | EC001180 | EF001761 | 24 | 9.0
CAPRI | CAP302064 | EC001180 | EF001774 | Non | 9.0
CAPRI | CAP302064 | EC001180 | EF001786 | 40 | 9.0
CAPRI | CAP302064 | EC001180 | EF002504 | 21,5 | 9.0
CAPRI | CAP302064 | EC001180 | EF003593 | 1 | 9.0
CAPRI | CAP302064 | EC001180 | EF005114 | 20 | 9.0
CAPRI | CAP302064 | EC001180 | EF006304 | Oui | 9.0
CAPRI | CAP302064 | EC001180 | EF007834 | EV005899 | 9.0
CAPRI | CAP302064 | EC001180 | EF008847 | EV003906 | 9.0
CAPRI | CAP302074 | EC001180 | EF000010 | EV000164 | 9.0
CAPRI | CAP302074 | EC001180 | EF000139 | EV000191 | 9.0
CAPRI | CAP302074 | EC001180 | EF000368 | 10 | 9.0
CAPRI | CAP302074 | EC001180 | EF000369 | 30,8 | 9.0
CAPRI | CAP302074 | EC001180 | EF000767 | EV004441 | 9.0
CAPRI | CAP302074 | EC001180 | EF001596 | EV000149 | 9.0
CAPRI | CAP302074 | EC001180 | EF001742 | -100 | 9.0
CAPRI | CAP302074 | EC001180 | EF001742 | 300 | 9.0
CAPRI | CAP302074 | EC001180 | EF001757 | Non | 9.0
CAPRI | CAP302074 | EC001180 | EF001758 | EV003712 | 9.0
CAPRI | CAP302074 | EC001180 | EF001760 | 16,9 | 9.0
CAPRI | CAP302074 | EC001180 | EF001761 | 26 | 9.0
CAPRI | CAP302074 | EC001180 | EF001774 | Non | 9.0
CAPRI | CAP302074 | EC001180 | EF001786 | 40 | 9.0
CAPRI | CAP302074 | EC001180 | EF002504 | 21,5 | 9.0
CAPRI | CAP302074 | EC001180 | EF003593 | 1 | 9.0
CAPRI | CAP302074 | EC001180 | EF005114 | 20 | 9.0
CAPRI | CAP302074 | EC001180 | EF006304 | Oui | 9.0
CAPRI | CAP302074 | EC001180 | EF007834 | EV005899 | 9.0
CAPRI | CAP302074 | EC001180 | EF008847 | EV003906 | 9.0
CAPRI | CAP302100 | EC001179 | EF000007 | EV006723 | 9.0
CAPRI | CAP302100 | EC001179 | EF000015 | 27,6 mm | 9.0
CAPRI | CAP302100 | EC001179 | EF000065 | 23,7 mm | 9.0
CAPRI | CAP302100 | EC001179 | EF000139 | EV000193 | 9.0
CAPRI | CAP302100 | EC001179 | EF000229 | 3,9 mm | 9.0
CAPRI | CAP302100 | EC001179 | EF001347 | 1250 N | 9.0
CAPRI | CAP302100 | EC001179 | EF001742 | 400 °C | 9.0
CAPRI | CAP302100 | EC001179 | EF001742 | -45 °C | 9.0
CAPRI | CAP302100 | EC001179 | EF001744 | 55 mm | 9.0
CAPRI | CAP302100 | EC001179 | EF001746 | Non | 9.0
CAPRI | CAP302100 | EC001179 | EF001776 | EV004498 | 9.0
CAPRI | CAP302100 | EC001179 | EF001777 | 500 N | 9.0
CAPRI | CAP302100 | EC001179 | EF001778 | EV004517 | 9.0
CAPRI | CAP302100 | EC001179 | EF001779 | Non | 9.0
CAPRI | CAP302100 | EC001179 | EF001783 | Non | 9.0
CAPRI | CAP302100 | EC001179 | EF002169 | EV000179 | 9.0
CAPRI | CAP302100 | EC001179 | EF002782 | 500 N | 9.0
CAPRI | CAP302100 | EC001179 | EF003660 | EV004433 | 9.0
CAPRI | CAP302100 | EC001179 | EF003661 | EV008783 | 9.0
CAPRI | CAP302100 | EC001179 | EF005114 | 28 mm | 9.0
CAPRI | CAP302100 | EC001179 | EF005474 | EV006415 | 9.0
CAPRI | CAP302100 | EC001179 | EF005660 | EV003916 | 9.0
CAPRI | CAP302109 | EC001179 | EF000007 | EV000294 | 9.0
CAPRI | CAP302109 | EC001179 | EF000015 | 27,6 mm | 9.0
CAPRI | CAP302109 | EC001179 | EF000065 | 23,7 mm | 9.0
CAPRI | CAP302109 | EC001179 | EF000139 | EV006034 | 9.0
CAPRI | CAP302109 | EC001179 | EF000229 | 3,9 mm | 9.0
CAPRI | CAP302109 | EC001179 | EF001347 | 1250 N | 9.0
CAPRI | CAP302109 | EC001179 | EF001742 | 400 °C | 9.0
CAPRI | CAP302109 | EC001179 | EF001742 | -45 °C | 9.0
CAPRI | CAP302109 | EC001179 | EF001744 | 55 mm | 9.0
CAPRI | CAP302109 | EC001179 | EF001746 | Non | 9.0
CAPRI | CAP302109 | EC001179 | EF001776 | EV004498 | 9.0
CAPRI | CAP302109 | EC001179 | EF001777 | 500 N | 9.0
CAPRI | CAP302109 | EC001179 | EF001778 | EV004517 | 9.0
CAPRI | CAP302109 | EC001179 | EF001779 | Non | 9.0
CAPRI | CAP302109 | EC001179 | EF001783 | Non | 9.0
CAPRI | CAP302109 | EC001179 | EF002169 | EV000166 | 9.0
CAPRI | CAP302109 | EC001179 | EF002782 | 500 N | 9.0
CAPRI | CAP302109 | EC001179 | EF003660 | EV004433 | 9.0
CAPRI | CAP302109 | EC001179 | EF003661 | EV004433 | 9.0
CAPRI | CAP302109 | EC001179 | EF005114 | 28 mm | 9.0
CAPRI | CAP302109 | EC001179 | EF005474 | EV006415 | 9.0
CAPRI | CAP302109 | EC001179 | EF005660 | EV003916 | 9.0
CAPRI | CAP302507 | EC001179 | EF000007 | EV006723 | 9.0
CAPRI | CAP302507 | EC001179 | EF000015 | 26 mm | 9.0
CAPRI | CAP302507 | EC001179 | EF000065 | 21,1 mm | 9.0
CAPRI | CAP302507 | EC001179 | EF000139 | EV000193 | 9.0
CAPRI | CAP302507 | EC001179 | EF000229 | 4,9 mm | 9.0
CAPRI | CAP302507 | EC001179 | EF001347 | 3500 N | 9.0
CAPRI | CAP302507 | EC001179 | EF001742 | -100 °C | 9.0
CAPRI | CAP302507 | EC001179 | EF001742 | 300 °C | 9.0
CAPRI | CAP302507 | EC001179 | EF001744 | 55 mm | 9.0
CAPRI | CAP302507 | EC001179 | EF001746 | Non | 9.0
CAPRI | CAP302507 | EC001179 | EF001776 | EV004498 | 9.0
CAPRI | CAP302507 | EC001179 | EF001777 | 1200 N | 9.0
CAPRI | CAP302507 | EC001179 | EF001778 | EV004517 | 9.0
CAPRI | CAP302507 | EC001179 | EF001779 | Non | 9.0
CAPRI | CAP302507 | EC001179 | EF001783 | Non | 9.0
CAPRI | CAP302507 | EC001179 | EF002169 | EV000179 | 9.0
CAPRI | CAP302507 | EC001179 | EF002782 | 1200 N | 9.0
CAPRI | CAP302507 | EC001179 | EF003660 | EV004433 | 9.0
CAPRI | CAP302507 | EC001179 | EF003661 | EV008783 | 9.0
CAPRI | CAP302507 | EC001179 | EF005114 | 25 mm | 9.0
CAPRI | CAP302507 | EC001179 | EF005474 | EV006415 | 9.0
CAPRI | CAP302507 | EC001179 | EF005660 | EV003916 | 9.0
CAPRI | CAP302564 | EC001180 | EF000010 | EV000164 | 9.0
CAPRI | CAP302564 | EC001180 | EF000139 | EV000191 | 9.0
CAPRI | CAP302564 | EC001180 | EF000368 | 12 | 9.0
CAPRI | CAP302564 | EC001180 | EF000369 | 47,2 | 9.0
CAPRI | CAP302564 | EC001180 | EF000767 | EV004441 | 9.0
CAPRI | CAP302564 | EC001180 | EF001596 | EV000149 | 9.0
CAPRI | CAP302564 | EC001180 | EF001742 | -100 | 9.0
CAPRI | CAP302564 | EC001180 | EF001742 | 300 | 9.0
CAPRI | CAP302564 | EC001180 | EF001757 | Oui | 9.0
CAPRI | CAP302564 | EC001180 | EF001758 | EV003712 | 9.0
CAPRI | CAP302564 | EC001180 | EF001760 | 21,1 | 9.0
CAPRI | CAP302564 | EC001180 | EF001761 | 29 | 9.0
CAPRI | CAP302564 | EC001180 | EF001774 | Non | 9.0
CAPRI | CAP302564 | EC001180 | EF001786 | 40 | 9.0
CAPRI | CAP302564 | EC001180 | EF002504 | 26 | 9.0
CAPRI | CAP302564 | EC001180 | EF003593 | 1 | 9.0
CAPRI | CAP302564 | EC001180 | EF005114 | 25 | 9.0
CAPRI | CAP302564 | EC001180 | EF006304 | Oui | 9.0
CAPRI | CAP302564 | EC001180 | EF007834 | EV005900 | 9.0
CAPRI | CAP302564 | EC001180 | EF008847 | EV003906 | 9.0
CAPRI | CAP302574 | EC001180 | EF000010 | EV000164 | 9.0
CAPRI | CAP302574 | EC001180 | EF000139 | EV000191 | 9.0
CAPRI | CAP302574 | EC001180 | EF000368 | 10 | 9.0
CAPRI | CAP302574 | EC001180 | EF000369 | 32,5 | 9.0
CAPRI | CAP302574 | EC001180 | EF000767 | EV004441 | 9.0
CAPRI | CAP302574 | EC001180 | EF001596 | EV000149 | 9.0
CAPRI | CAP302574 | EC001180 | EF001742 | -100 | 9.0
CAPRI | CAP302574 | EC001180 | EF001742 | 300 | 9.0
CAPRI | CAP302574 | EC001180 | EF001757 | Non | 9.0
CAPRI | CAP302574 | EC001180 | EF001758 | EV003712 | 9.0
CAPRI | CAP302574 | EC001180 | EF001760 | 21,1 | 9.0
CAPRI | CAP302574 | EC001180 | EF001761 | 29 | 9.0
CAPRI | CAP302574 | EC001180 | EF001774 | Non | 9.0
CAPRI | CAP302574 | EC001180 | EF001786 | 40 | 9.0
CAPRI | CAP302574 | EC001180 | EF002504 | 26 | 9.0
CAPRI | CAP302574 | EC001180 | EF003593 | 1 | 9.0
CAPRI | CAP302574 | EC001180 | EF005114 | 25 | 9.0
CAPRI | CAP302574 | EC001180 | EF006304 | Oui | 9.0
CAPRI | CAP302574 | EC001180 | EF007834 | EV005900 | 9.0
CAPRI | CAP302574 | EC001180 | EF008847 | EV003906 | 9.0
CAPRI | CAP302900 | EC001179 | EF000007 | EV006723 | 9.0
CAPRI | CAP302900 | EC001179 | EF000015 | 36,5 mm | 9.0
CAPRI | CAP302900 | EC001179 | EF000065 | 32,6 mm | 9.0
CAPRI | CAP302900 | EC001179 | EF000139 | EV000193 | 9.0
CAPRI | CAP302900 | EC001179 | EF000229 | 3,9 mm | 9.0
CAPRI | CAP302900 | EC001179 | EF001347 | 1250 N | 9.0
CAPRI | CAP302900 | EC001179 | EF001742 | 400 °C | 9.0
CAPRI | CAP302900 | EC001179 | EF001742 | -45 °C | 9.0
CAPRI | CAP302900 | EC001179 | EF001744 | 60 mm | 9.0
CAPRI | CAP302900 | EC001179 | EF001746 | Non | 9.0
CAPRI | CAP302900 | EC001179 | EF001776 | EV004498 | 9.0
CAPRI | CAP302900 | EC001179 | EF001777 | 500 N | 9.0
CAPRI | CAP302900 | EC001179 | EF001778 | EV004517 | 9.0
CAPRI | CAP302900 | EC001179 | EF001779 | Non | 9.0
CAPRI | CAP302900 | EC001179 | EF001783 | Non | 9.0
CAPRI | CAP302900 | EC001179 | EF002169 | EV000179 | 9.0
CAPRI | CAP302900 | EC001179 | EF002782 | 500 N | 9.0
CAPRI | CAP302900 | EC001179 | EF003660 | EV004433 | 9.0
CAPRI | CAP302900 | EC001179 | EF003661 | EV008783 | 9.0
CAPRI | CAP302900 | EC001179 | EF005114 | 36 mm | 9.0
CAPRI | CAP302900 | EC001179 | EF005474 | EV006415 | 9.0
CAPRI | CAP302900 | EC001179 | EF005660 | EV003916 | 9.0
CAPRI | CAP302909 | EC001179 | EF000007 | EV000294 | 9.0
CAPRI | CAP302909 | EC001179 | EF000015 | 36,5 mm | 9.0
CAPRI | CAP302909 | EC001179 | EF000065 | 32,6 mm | 9.0
CAPRI | CAP302909 | EC001179 | EF000139 | EV006034 | 9.0
CAPRI | CAP302909 | EC001179 | EF000229 | 3,9 mm | 9.0
CAPRI | CAP302909 | EC001179 | EF001347 | 1250 N | 9.0
CAPRI | CAP302909 | EC001179 | EF001742 | 400 °C | 9.0
CAPRI | CAP302909 | EC001179 | EF001742 | -45 °C | 9.0
CAPRI | CAP302909 | EC001179 | EF001744 | 60 mm | 9.0
CAPRI | CAP302909 | EC001179 | EF001746 | Non | 9.0
CAPRI | CAP302909 | EC001179 | EF001776 | EV004498 | 9.0
CAPRI | CAP302909 | EC001179 | EF001777 | 500 N | 9.0
CAPRI | CAP302909 | EC001179 | EF001778 | EV004517 | 9.0
CAPRI | CAP302909 | EC001179 | EF001779 | Non | 9.0
CAPRI | CAP302909 | EC001179 | EF001783 | Non | 9.0
CAPRI | CAP302909 | EC001179 | EF002169 | EV000166 | 9.0
CAPRI | CAP302909 | EC001179 | EF002782 | 500 N | 9.0
CAPRI | CAP302909 | EC001179 | EF003660 | EV004433 | 9.0
CAPRI | CAP302909 | EC001179 | EF003661 | EV004433 | 9.0
CAPRI | CAP302909 | EC001179 | EF005114 | 36 mm | 9.0
CAPRI | CAP302909 | EC001179 | EF005474 | EV006415 | 9.0
CAPRI | CAP302909 | EC001179 | EF005660 | EV003916 | 9.0
CAPRI | CAP303207 | EC001179 | EF000007 | EV006723 | 9.0
CAPRI | CAP303207 | EC001179 | EF000015 | 34 mm | 9.0
CAPRI | CAP303207 | EC001179 | EF000065 | 28,1 mm | 9.0
CAPRI | CAP303207 | EC001179 | EF000139 | EV000193 | 9.0
CAPRI | CAP303207 | EC001179 | EF000229 | 5,9 mm | 9.0
CAPRI | CAP303207 | EC001179 | EF001347 | 3500 N | 9.0
CAPRI | CAP303207 | EC001179 | EF001742 | -100 °C | 9.0
CAPRI | CAP303207 | EC001179 | EF001742 | 300 °C | 9.0
CAPRI | CAP303207 | EC001179 | EF001744 | 70 mm | 9.0
CAPRI | CAP303207 | EC001179 | EF001746 | Non | 9.0
CAPRI | CAP303207 | EC001179 | EF001776 | EV004498 | 9.0
CAPRI | CAP303207 | EC001179 | EF001777 | 1200 N | 9.0
CAPRI | CAP303207 | EC001179 | EF001778 | EV004517 | 9.0
CAPRI | CAP303207 | EC001179 | EF001779 | Non | 9.0
CAPRI | CAP303207 | EC001179 | EF001783 | Non | 9.0
CAPRI | CAP303207 | EC001179 | EF002169 | EV000179 | 9.0
CAPRI | CAP303207 | EC001179 | EF002782 | 1200 N | 9.0
CAPRI | CAP303207 | EC001179 | EF003660 | EV004433 | 9.0
CAPRI | CAP303207 | EC001179 | EF003661 | EV008783 | 9.0
CAPRI | CAP303207 | EC001179 | EF005114 | 32 mm | 9.0
CAPRI | CAP303207 | EC001179 | EF005474 | EV006415 | 9.0
CAPRI | CAP303207 | EC001179 | EF005660 | EV003916 | 9.0
CAPRI | CAP303264 | EC001180 | EF000010 | EV000164 | 9.0
CAPRI | CAP303264 | EC001180 | EF000139 | EV000191 | 9.0
CAPRI | CAP303264 | EC001180 | EF000368 | 13 | 9.0
CAPRI | CAP303264 | EC001180 | EF000369 | 52,6 | 9.0
CAPRI | CAP303264 | EC001180 | EF000767 | EV004441 | 9.0
CAPRI | CAP303264 | EC001180 | EF001596 | EV000149 | 9.0
CAPRI | CAP303264 | EC001180 | EF001742 | -100 | 9.0
CAPRI | CAP303264 | EC001180 | EF001742 | 300 | 9.0
CAPRI | CAP303264 | EC001180 | EF001757 | Oui | 9.0
CAPRI | CAP303264 | EC001180 | EF001758 | EV003712 | 9.0
CAPRI | CAP303264 | EC001180 | EF001760 | 28,1 | 9.0
CAPRI | CAP303264 | EC001180 | EF001761 | 38 | 9.0
CAPRI | CAP303264 | EC001180 | EF001774 | Non | 9.0
CAPRI | CAP303264 | EC001180 | EF001786 | 40 | 9.0
CAPRI | CAP303264 | EC001180 | EF002504 | 34 | 9.0
CAPRI | CAP303264 | EC001180 | EF003593 | 1 | 9.0
CAPRI | CAP303264 | EC001180 | EF005114 | 32 | 9.0
CAPRI | CAP303264 | EC001180 | EF006304 | Oui | 9.0
CAPRI | CAP303264 | EC001180 | EF007834 | EV005901 | 9.0
CAPRI | CAP303264 | EC001180 | EF008847 | EV003906 | 9.0
CAPRI | CAP303274 | EC001180 | EF000010 | EV000164 | 9.0
CAPRI | CAP303274 | EC001180 | EF000139 | EV000191 | 9.0
CAPRI | CAP303274 | EC001180 | EF000368 | 13 | 9.0
CAPRI | CAP303274 | EC001180 | EF000369 | 39,3 | 9.0
CAPRI | CAP303274 | EC001180 | EF000767 | EV004441 | 9.0
CAPRI | CAP303274 | EC001180 | EF001596 | EV000149 | 9.0
CAPRI | CAP303274 | EC001180 | EF001742 | -100 | 9.0
CAPRI | CAP303274 | EC001180 | EF001742 | 300 | 9.0
CAPRI | CAP303274 | EC001180 | EF001757 | Non | 9.0
CAPRI | CAP303274 | EC001180 | EF001758 | EV003712 | 9.0
CAPRI | CAP303274 | EC001180 | EF001760 | 28,1 | 9.0
CAPRI | CAP303274 | EC001180 | EF001761 | 38 | 9.0
CAPRI | CAP303274 | EC001180 | EF001774 | Non | 9.0
CAPRI | CAP303274 | EC001180 | EF001786 | 40 | 9.0
CAPRI | CAP303274 | EC001180 | EF002504 | 34 | 9.0
CAPRI | CAP303274 | EC001180 | EF003593 | 1 | 9.0
CAPRI | CAP303274 | EC001180 | EF005114 | 32 | 9.0
CAPRI | CAP303274 | EC001180 | EF006304 | Oui | 9.0
CAPRI | CAP303274 | EC001180 | EF007834 | EV005901 | 9.0
CAPRI | CAP303274 | EC001180 | EF008847 | EV003906 | 9.0
CAPRI | CAP303600 | EC001179 | EF000007 | EV006723 | 9.0
CAPRI | CAP303600 | EC001179 | EF000015 | 47 mm | 9.0
CAPRI | CAP303600 | EC001179 | EF000065 | 41 mm | 9.0
CAPRI | CAP303600 | EC001179 | EF000139 | EV000193 | 9.0
CAPRI | CAP303600 | EC001179 | EF000229 | 6 mm | 9.0
CAPRI | CAP303600 | EC001179 | EF001347 | 1250 N | 9.0
CAPRI | CAP303600 | EC001179 | EF001742 | 400 °C | 9.0
CAPRI | CAP303600 | EC001179 | EF001742 | -45 °C | 9.0
CAPRI | CAP303600 | EC001179 | EF001744 | 65 mm | 9.0
CAPRI | CAP303600 | EC001179 | EF001746 | Non | 9.0
CAPRI | CAP303600 | EC001179 | EF001776 | EV004498 | 9.0
CAPRI | CAP303600 | EC001179 | EF001777 | 500 N | 9.0
CAPRI | CAP303600 | EC001179 | EF001778 | EV004517 | 9.0
CAPRI | CAP303600 | EC001179 | EF001779 | Non | 9.0
CAPRI | CAP303600 | EC001179 | EF001783 | Non | 9.0
CAPRI | CAP303600 | EC001179 | EF002169 | EV000179 | 9.0
CAPRI | CAP303600 | EC001179 | EF002782 | 500 N | 9.0
CAPRI | CAP303600 | EC001179 | EF003660 | EV004433 | 9.0
CAPRI | CAP303600 | EC001179 | EF003661 | EV008783 | 9.0
CAPRI | CAP303600 | EC001179 | EF005114 | 47 mm | 9.0
CAPRI | CAP303600 | EC001179 | EF005474 | EV006415 | 9.0
CAPRI | CAP303600 | EC001179 | EF005660 | EV003916 | 9.0
CAPRI | CAP303609 | EC001179 | EF000007 | EV000294 | 9.0
CAPRI | CAP303609 | EC001179 | EF000015 | 47 mm | 9.0
CAPRI | CAP303609 | EC001179 | EF000065 | 41 mm | 9.0
CAPRI | CAP303609 | EC001179 | EF000139 | EV006034 | 9.0
CAPRI | CAP303609 | EC001179 | EF000229 | 6 mm | 9.0
CAPRI | CAP303609 | EC001179 | EF001347 | 1250 N | 9.0
CAPRI | CAP303609 | EC001179 | EF001742 | 400 °C | 9.0
CAPRI | CAP303609 | EC001179 | EF001742 | -45 °C | 9.0
CAPRI | CAP303609 | EC001179 | EF001744 | 65 mm | 9.0
CAPRI | CAP303609 | EC001179 | EF001746 | Non | 9.0
CAPRI | CAP303609 | EC001179 | EF001776 | EV004498 | 9.0
CAPRI | CAP303609 | EC001179 | EF001777 | 500 N | 9.0
CAPRI | CAP303609 | EC001179 | EF001778 | EV004517 | 9.0
CAPRI | CAP303609 | EC001179 | EF001779 | Non | 9.0
CAPRI | CAP303609 | EC001179 | EF001783 | Non | 9.0
CAPRI | CAP303609 | EC001179 | EF002169 | EV000166 | 9.0
CAPRI | CAP303609 | EC001179 | EF002782 | 500 N | 9.0
CAPRI | CAP303609 | EC001179 | EF003660 | EV004433 | 9.0
CAPRI | CAP303609 | EC001179 | EF003661 | EV004433 | 9.0
CAPRI | CAP303609 | EC001179 | EF005114 | 47 mm | 9.0
CAPRI | CAP303609 | EC001179 | EF005474 | EV006415 | 9.0
CAPRI | CAP303609 | EC001179 | EF005660 | EV003916 | 9.0
CAPRI | CAP304007 | EC001179 | EF000007 | EV006723 | 9.0
CAPRI | CAP304007 | EC001179 | EF000015 | 43,5 mm | 9.0
CAPRI | CAP304007 | EC001179 | EF000065 | 37,6 mm | 9.0
CAPRI | CAP304007 | EC001179 | EF000139 | EV000193 | 9.0
CAPRI | CAP304007 | EC001179 | EF000229 | 5,9 mm | 9.0
CAPRI | CAP304007 | EC001179 | EF001347 | 3500 N | 9.0
CAPRI | CAP304007 | EC001179 | EF001742 | -100 °C | 9.0
CAPRI | CAP304007 | EC001179 | EF001742 | 300 °C | 9.0
CAPRI | CAP304007 | EC001179 | EF001744 | 80 mm | 9.0
CAPRI | CAP304007 | EC001179 | EF001746 | Non | 9.0
CAPRI | CAP304007 | EC001179 | EF001776 | EV004498 | 9.0
CAPRI | CAP304007 | EC001179 | EF001777 | 1200 N | 9.0
CAPRI | CAP304007 | EC001179 | EF001778 | EV004517 | 9.0
CAPRI | CAP304007 | EC001179 | EF001779 | Non | 9.0
CAPRI | CAP304007 | EC001179 | EF001783 | Non | 9.0
CAPRI | CAP304007 | EC001179 | EF002169 | EV000179 | 9.0
CAPRI | CAP304007 | EC001179 | EF002782 | 1200 N | 9.0
CAPRI | CAP304007 | EC001179 | EF003660 | EV004433 | 9.0
CAPRI | CAP304007 | EC001179 | EF003661 | EV008783 | 9.0
CAPRI | CAP304007 | EC001179 | EF005114 | 40 mm | 9.0
CAPRI | CAP304007 | EC001179 | EF005474 | EV006415 | 9.0
CAPRI | CAP304007 | EC001179 | EF005660 | EV003916 | 9.0
CAPRI | CAP304064 | EC001180 | EF000010 | EV000164 | 9.0
CAPRI | CAP304064 | EC001180 | EF000139 | EV000191 | 9.0
CAPRI | CAP304064 | EC001180 | EF000368 | 14 | 9.0
CAPRI | CAP304064 | EC001180 | EF000369 | 57,8 | 9.0
CAPRI | CAP304064 | EC001180 | EF000767 | EV004441 | 9.0
CAPRI | CAP304064 | EC001180 | EF001596 | EV000149 | 9.0
CAPRI | CAP304064 | EC001180 | EF001742 | -100 | 9.0
CAPRI | CAP304064 | EC001180 | EF001742 | 300 | 9.0
CAPRI | CAP304064 | EC001180 | EF001757 | Oui | 9.0
CAPRI | CAP304064 | EC001180 | EF001758 | EV003712 | 9.0
CAPRI | CAP304064 | EC001180 | EF001760 | 37,6 | 9.0
CAPRI | CAP304064 | EC001180 | EF001761 | 48 | 9.0
CAPRI | CAP304064 | EC001180 | EF001774 | Non | 9.0
CAPRI | CAP304064 | EC001180 | EF001786 | 40 | 9.0
CAPRI | CAP304064 | EC001180 | EF002504 | 43,5 | 9.0
CAPRI | CAP304064 | EC001180 | EF003593 | 1 | 9.0
CAPRI | CAP304064 | EC001180 | EF005114 | 40 | 9.0
CAPRI | CAP304064 | EC001180 | EF006304 | Oui | 9.0
CAPRI | CAP304064 | EC001180 | EF007834 | EV005902 | 9.0
CAPRI | CAP304064 | EC001180 | EF008847 | EV003906 | 9.0
CAPRI | CAP304074 | EC001180 | EF000010 | EV000164 | 9.0
CAPRI | CAP304074 | EC001180 | EF000139 | EV000191 | 9.0
CAPRI | CAP304074 | EC001180 | EF000368 | 14 | 9.0
CAPRI | CAP304074 | EC001180 | EF000369 | 42,8 | 9.0
CAPRI | CAP304074 | EC001180 | EF000767 | EV004441 | 9.0
CAPRI | CAP304074 | EC001180 | EF001596 | EV000149 | 9.0
CAPRI | CAP304074 | EC001180 | EF001742 | -100 | 9.0
CAPRI | CAP304074 | EC001180 | EF001742 | 300 | 9.0
CAPRI | CAP304074 | EC001180 | EF001757 | Non | 9.0
CAPRI | CAP304074 | EC001180 | EF001758 | EV003712 | 9.0
CAPRI | CAP304074 | EC001180 | EF001760 | 37,6 | 9.0
CAPRI | CAP304074 | EC001180 | EF001761 | 48 | 9.0
CAPRI | CAP304074 | EC001180 | EF001774 | Non | 9.0
CAPRI | CAP304074 | EC001180 | EF001786 | 40 | 9.0
CAPRI | CAP304074 | EC001180 | EF002504 | 43,5 | 9.0
CAPRI | CAP304074 | EC001180 | EF003593 | 1 | 9.0
CAPRI | CAP304074 | EC001180 | EF005114 | 40 | 9.0
CAPRI | CAP304074 | EC001180 | EF006304 | Oui | 9.0
CAPRI | CAP304074 | EC001180 | EF007834 | EV005902 | 9.0
CAPRI | CAP304074 | EC001180 | EF008847 | EV003906 | 9.0
CAPRI | CAP304800 | EC001179 | EF000007 | EV006723 | 9.0
CAPRI | CAP304800 | EC001179 | EF000015 | 59 mm | 9.0
CAPRI | CAP304800 | EC001179 | EF000065 | 53 mm | 9.0
CAPRI | CAP304800 | EC001179 | EF000139 | EV000193 | 9.0
CAPRI | CAP304800 | EC001179 | EF000229 | 6 mm | 9.0
CAPRI | CAP304800 | EC001179 | EF001347 | 1250 N | 9.0
CAPRI | CAP304800 | EC001179 | EF001742 | 400 °C | 9.0
CAPRI | CAP304800 | EC001179 | EF001742 | -45 °C | 9.0
CAPRI | CAP304800 | EC001179 | EF001744 | 70 mm | 9.0
CAPRI | CAP304800 | EC001179 | EF001746 | Non | 9.0
CAPRI | CAP304800 | EC001179 | EF001776 | EV004498 | 9.0
CAPRI | CAP304800 | EC001179 | EF001777 | 500 N | 9.0
CAPRI | CAP304800 | EC001179 | EF001778 | EV004517 | 9.0
CAPRI | CAP304800 | EC001179 | EF001779 | Non | 9.0
CAPRI | CAP304800 | EC001179 | EF001783 | Non | 9.0
CAPRI | CAP304800 | EC001179 | EF002169 | EV000179 | 9.0
CAPRI | CAP304800 | EC001179 | EF002782 | 500 N | 9.0
CAPRI | CAP304800 | EC001179 | EF003660 | EV004433 | 9.0
CAPRI | CAP304800 | EC001179 | EF003661 | EV008783 | 9.0
CAPRI | CAP304800 | EC001179 | EF005114 | 59 mm | 9.0
CAPRI | CAP304800 | EC001179 | EF005474 | EV006415 | 9.0
CAPRI | CAP304800 | EC001179 | EF005660 | EV003916 | 9.0
CAPRI | CAP304809 | EC001179 | EF000007 | EV000294 | 9.0
CAPRI | CAP304809 | EC001179 | EF000015 | 59 mm | 9.0
CAPRI | CAP304809 | EC001179 | EF000065 | 53 mm | 9.0
CAPRI | CAP304809 | EC001179 | EF000139 | EV006034 | 9.0
CAPRI | CAP304809 | EC001179 | EF000229 | 6 mm | 9.0
CAPRI | CAP304809 | EC001179 | EF001347 | 1250 N | 9.0
CAPRI | CAP304809 | EC001179 | EF001742 | 400 °C | 9.0
CAPRI | CAP304809 | EC001179 | EF001742 | -45 °C | 9.0
CAPRI | CAP304809 | EC001179 | EF001744 | 70 mm | 9.0
CAPRI | CAP304809 | EC001179 | EF001746 | Non | 9.0
CAPRI | CAP304809 | EC001179 | EF001776 | EV004498 | 9.0
CAPRI | CAP304809 | EC001179 | EF001777 | 500 N | 9.0
CAPRI | CAP304809 | EC001179 | EF001778 | EV004517 | 9.0
CAPRI | CAP304809 | EC001179 | EF001779 | Non | 9.0
CAPRI | CAP304809 | EC001179 | EF001783 | Non | 9.0
CAPRI | CAP304809 | EC001179 | EF002169 | EV000166 | 9.0
CAPRI | CAP304809 | EC001179 | EF002782 | 500 N | 9.0
CAPRI | CAP304809 | EC001179 | EF003660 | EV004433 | 9.0
CAPRI | CAP304809 | EC001179 | EF003661 | EV004433 | 9.0
CAPRI | CAP304809 | EC001179 | EF005114 | 59 mm | 9.0
CAPRI | CAP304809 | EC001179 | EF005474 | EV006415 | 9.0
CAPRI | CAP304809 | EC001179 | EF005660 | EV003916 | 9.0
CAPRI | CAP305007 | EC001179 | EF000007 | EV006723 | 9.0
CAPRI | CAP305007 | EC001179 | EF000015 | 54,5 mm | 9.0
CAPRI | CAP305007 | EC001179 | EF000065 | 48,4 mm | 9.0
CAPRI | CAP305007 | EC001179 | EF000139 | EV000193 | 9.0
CAPRI | CAP305007 | EC001179 | EF000229 | 6,1 mm | 9.0
CAPRI | CAP305007 | EC001179 | EF001347 | 3500 N | 9.0
CAPRI | CAP305007 | EC001179 | EF001742 | -100 °C | 9.0
CAPRI | CAP305007 | EC001179 | EF001742 | 300 °C | 9.0
CAPRI | CAP305007 | EC001179 | EF001744 | 90 mm | 9.0
CAPRI | CAP305007 | EC001179 | EF001746 | Non | 9.0
CAPRI | CAP305007 | EC001179 | EF001776 | EV004498 | 9.0
CAPRI | CAP305007 | EC001179 | EF001777 | 1200 N | 9.0
CAPRI | CAP305007 | EC001179 | EF001778 | EV004517 | 9.0
CAPRI | CAP305007 | EC001179 | EF001779 | Non | 9.0
CAPRI | CAP305007 | EC001179 | EF001783 | Non | 9.0
CAPRI | CAP305007 | EC001179 | EF002169 | EV000179 | 9.0
CAPRI | CAP305007 | EC001179 | EF002782 | 1200 N | 9.0
CAPRI | CAP305007 | EC001179 | EF003660 | EV004433 | 9.0
CAPRI | CAP305007 | EC001179 | EF003661 | EV008783 | 9.0
CAPRI | CAP305007 | EC001179 | EF005114 | 50 mm | 9.0
CAPRI | CAP305007 | EC001179 | EF005474 | EV006415 | 9.0
CAPRI | CAP305007 | EC001179 | EF005660 | EV003916 | 9.0
CAPRI | CAP305064 | EC001180 | EF000010 | EV000164 | 9.0
CAPRI | CAP305064 | EC001180 | EF000139 | EV000191 | 9.0
CAPRI | CAP305064 | EC001180 | EF000368 | 15 | 9.0
CAPRI | CAP305064 | EC001180 | EF000369 | 60,2 | 9.0
CAPRI | CAP305064 | EC001180 | EF000767 | EV004441 | 9.0
CAPRI | CAP305064 | EC001180 | EF001596 | EV000149 | 9.0
CAPRI | CAP305064 | EC001180 | EF001742 | -100 | 9.0
CAPRI | CAP305064 | EC001180 | EF001742 | 300 | 9.0
CAPRI | CAP305064 | EC001180 | EF001757 | Oui | 9.0
CAPRI | CAP305064 | EC001180 | EF001758 | EV003712 | 9.0
CAPRI | CAP305064 | EC001180 | EF001760 | 48,4 | 9.0
CAPRI | CAP305064 | EC001180 | EF001761 | 58 | 9.0
CAPRI | CAP305064 | EC001180 | EF001774 | Non | 9.0
CAPRI | CAP305064 | EC001180 | EF001786 | 40 | 9.0
CAPRI | CAP305064 | EC001180 | EF002504 | 54,5 | 9.0
CAPRI | CAP305064 | EC001180 | EF003593 | 1 | 9.0
CAPRI | CAP305064 | EC001180 | EF005114 | 50 | 9.0
CAPRI | CAP305064 | EC001180 | EF006304 | Oui | 9.0
CAPRI | CAP305064 | EC001180 | EF007834 | EV005903 | 9.0
CAPRI | CAP305064 | EC001180 | EF008847 | EV003906 | 9.0
CAPRI | CAP305074 | EC001180 | EF000010 | EV000164 | 9.0
CAPRI | CAP305074 | EC001180 | EF000139 | EV000191 | 9.0
CAPRI | CAP305074 | EC001180 | EF000368 | 15 | 9.0
CAPRI | CAP305074 | EC001180 | EF000369 | 48 | 9.0
CAPRI | CAP305074 | EC001180 | EF000767 | EV004441 | 9.0
CAPRI | CAP305074 | EC001180 | EF001596 | EV000149 | 9.0
CAPRI | CAP305074 | EC001180 | EF001742 | -100 | 9.0
CAPRI | CAP305074 | EC001180 | EF001742 | 300 | 9.0
CAPRI | CAP305074 | EC001180 | EF001757 | Non | 9.0
CAPRI | CAP305074 | EC001180 | EF001758 | EV003712 | 9.0
CAPRI | CAP305074 | EC001180 | EF001760 | 48,4 | 9.0
CAPRI | CAP305074 | EC001180 | EF001761 | 58 | 9.0
CAPRI | CAP305074 | EC001180 | EF001774 | Non | 9.0
CAPRI | CAP305074 | EC001180 | EF001786 | 40 | 9.0
CAPRI | CAP305074 | EC001180 | EF002504 | 54,5 | 9.0
CAPRI | CAP305074 | EC001180 | EF003593 | 1 | 9.0
CAPRI | CAP305074 | EC001180 | EF005114 | 50 | 9.0
CAPRI | CAP305074 | EC001180 | EF006304 | Oui | 9.0
CAPRI | CAP305074 | EC001180 | EF007834 | EV005903 | 9.0
CAPRI | CAP305074 | EC001180 | EF008847 | EV003906 | 9.0
CAPRI | CAP305300 | EC001179 | EF000007 | EV006723 | 9.0
CAPRI | CAP305300 | EC001179 | EF000015 | 83 mm | 9.0
CAPRI | CAP305300 | EC001179 | EF000065 | 76,5 mm | 9.0
CAPRI | CAP305300 | EC001179 | EF000139 | EV000193 | 9.0
CAPRI | CAP305300 | EC001179 | EF000229 | 6,5 mm | 9.0
CAPRI | CAP305300 | EC001179 | EF001347 | 1250 N | 9.0
CAPRI | CAP305300 | EC001179 | EF001742 | 400 °C | 9.0
CAPRI | CAP305300 | EC001179 | EF001742 | -45 °C | 9.0
CAPRI | CAP305300 | EC001179 | EF001744 | 180 mm | 9.0
CAPRI | CAP305300 | EC001179 | EF001746 | Non | 9.0
CAPRI | CAP305300 | EC001179 | EF001776 | EV004498 | 9.0
CAPRI | CAP305300 | EC001179 | EF001777 | 500 N | 9.0
CAPRI | CAP305300 | EC001179 | EF001778 | EV004517 | 9.0
CAPRI | CAP305300 | EC001179 | EF001779 | Non | 9.0
CAPRI | CAP305300 | EC001179 | EF001783 | Non | 9.0
CAPRI | CAP305300 | EC001179 | EF002169 | EV000179 | 9.0
CAPRI | CAP305300 | EC001179 | EF002782 | 500 N | 9.0
CAPRI | CAP305300 | EC001179 | EF003660 | EV004433 | 9.0
CAPRI | CAP305300 | EC001179 | EF003661 | EV008783 | 9.0
CAPRI | CAP305300 | EC001179 | EF005114 | 83 mm | 9.0
CAPRI | CAP305300 | EC001179 | EF005474 | EV006415 | 9.0
CAPRI | CAP305300 | EC001179 | EF005660 | EV003916 | 9.0
CAPRI | CAP305309 | EC001179 | EF000007 | EV000294 | 9.0
CAPRI | CAP305309 | EC001179 | EF000015 | 83 mm | 9.0
CAPRI | CAP305309 | EC001179 | EF000065 | 76,5 mm | 9.0
CAPRI | CAP305309 | EC001179 | EF000139 | EV006034 | 9.0
CAPRI | CAP305309 | EC001179 | EF000229 | 6,5 mm | 9.0
CAPRI | CAP305309 | EC001179 | EF001347 | 1250 N | 9.0
CAPRI | CAP305309 | EC001179 | EF001742 | 400 °C | 9.0
CAPRI | CAP305309 | EC001179 | EF001742 | -45 °C | 9.0
CAPRI | CAP305309 | EC001179 | EF001744 | 180 mm | 9.0
CAPRI | CAP305309 | EC001179 | EF001746 | Non | 9.0
CAPRI | CAP305309 | EC001179 | EF001776 | EV004498 | 9.0
CAPRI | CAP305309 | EC001179 | EF001777 | 500 N | 9.0
CAPRI | CAP305309 | EC001179 | EF001778 | EV004517 | 9.0
CAPRI | CAP305309 | EC001179 | EF001779 | Non | 9.0
CAPRI | CAP305309 | EC001179 | EF001783 | Non | 9.0
CAPRI | CAP305309 | EC001179 | EF002169 | EV000166 | 9.0
CAPRI | CAP305309 | EC001179 | EF002782 | 500 N | 9.0
CAPRI | CAP305309 | EC001179 | EF003660 | EV004433 | 9.0
CAPRI | CAP305309 | EC001179 | EF003661 | EV004433 | 9.0
CAPRI | CAP305309 | EC001179 | EF005114 | 83 mm | 9.0
CAPRI | CAP305309 | EC001179 | EF005474 | EV006415 | 9.0
CAPRI | CAP305309 | EC001179 | EF005660 | EV003916 | 9.0
CAPRI | CAP305400 | EC001179 | EF000007 | EV006723 | 9.0
CAPRI | CAP305400 | EC001179 | EF000015 | 110 mm | 9.0
CAPRI | CAP305400 | EC001179 | EF000065 | 102 mm | 9.0
CAPRI | CAP305400 | EC001179 | EF000139 | EV000193 | 9.0
CAPRI | CAP305400 | EC001179 | EF000229 | 8 mm | 9.0
CAPRI | CAP305400 | EC001179 | EF001347 | 1250 N | 9.0
CAPRI | CAP305400 | EC001179 | EF001742 | 400 °C | 9.0
CAPRI | CAP305400 | EC001179 | EF001742 | -45 °C | 9.0
CAPRI | CAP305400 | EC001179 | EF001744 | 240 mm | 9.0
CAPRI | CAP305400 | EC001179 | EF001746 | Non | 9.0
CAPRI | CAP305400 | EC001179 | EF001776 | EV004498 | 9.0
CAPRI | CAP305400 | EC001179 | EF001777 | 500 N | 9.0
CAPRI | CAP305400 | EC001179 | EF001778 | EV004517 | 9.0
CAPRI | CAP305400 | EC001179 | EF001779 | Non | 9.0
CAPRI | CAP305400 | EC001179 | EF001783 | Non | 9.0
CAPRI | CAP305400 | EC001179 | EF002169 | EV000179 | 9.0
CAPRI | CAP305400 | EC001179 | EF002782 | 500 N | 9.0
CAPRI | CAP305400 | EC001179 | EF003660 | EV004433 | 9.0
CAPRI | CAP305400 | EC001179 | EF003661 | EV008783 | 9.0
CAPRI | CAP305400 | EC001179 | EF005114 | 110 mm | 9.0
CAPRI | CAP305400 | EC001179 | EF005474 | EV006415 | 9.0
CAPRI | CAP305400 | EC001179 | EF005660 | EV003916 | 9.0
CAPRI | CAP305409 | EC001179 | EF000007 | EV000294 | 9.0
CAPRI | CAP305409 | EC001179 | EF000015 | 110 mm | 9.0
CAPRI | CAP305409 | EC001179 | EF000065 | 102 mm | 9.0
CAPRI | CAP305409 | EC001179 | EF000139 | EV006034 | 9.0
CAPRI | CAP305409 | EC001179 | EF000229 | 8 mm | 9.0
CAPRI | CAP305409 | EC001179 | EF001347 | 1250 N | 9.0
CAPRI | CAP305409 | EC001179 | EF001742 | 400 °C | 9.0
CAPRI | CAP305409 | EC001179 | EF001742 | -45 °C | 9.0
CAPRI | CAP305409 | EC001179 | EF001744 | 240 mm | 9.0
CAPRI | CAP305409 | EC001179 | EF001746 | Non | 9.0
CAPRI | CAP305409 | EC001179 | EF001776 | EV004498 | 9.0
CAPRI | CAP305409 | EC001179 | EF001777 | 500 N | 9.0
CAPRI | CAP305409 | EC001179 | EF001778 | EV004517 | 9.0
CAPRI | CAP305409 | EC001179 | EF001779 | Non | 9.0
CAPRI | CAP305409 | EC001179 | EF001783 | Non | 9.0
CAPRI | CAP305409 | EC001179 | EF002169 | EV000166 | 9.0
CAPRI | CAP305409 | EC001179 | EF002782 | 500 N | 9.0
CAPRI | CAP305409 | EC001179 | EF003660 | EV004433 | 9.0
CAPRI | CAP305409 | EC001179 | EF003661 | EV004433 | 9.0
CAPRI | CAP305409 | EC001179 | EF005114 | 110 mm | 9.0
CAPRI | CAP305409 | EC001179 | EF005474 | EV006415 | 9.0
CAPRI | CAP305409 | EC001179 | EF005660 | EV003916 | 9.0
CAPRI | CAP307102 | EC000446 | EF000001 | 24 | 9.0
CAPRI | CAP307102 | EC000446 | EF000002 | 450 | 9.0
CAPRI | CAP307102 | EC000446 | EF000007 | EV000233 | 9.0
CAPRI | CAP307102 | EC000446 | EF000584 | 2 | 9.0
CAPRI | CAP307102 | EC000446 | EF002916 | oui | 9.0
CAPRI | CAP307102 | EC000446 | EF005124 | 0,5 | 9.0
CAPRI | CAP307102 | EC000446 | EF005821 | non | 9.0
CAPRI | CAP307102 | EC000446 | EF005852 | non | 9.0
CAPRI | CAP307102 | EC000446 | EF006243 | oui | 9.0
CAPRI | CAP307102 | EC000446 | EF006585 | non | 9.0
CAPRI | CAP307102 | EC000446 | EF002356 | 0,5 - 2,5 | 9.0
CAPRI | CAP307103 | EC000446 | EF000001 | 24 | 9.0
CAPRI | CAP307103 | EC000446 | EF000002 | 450 | 9.0
CAPRI | CAP307103 | EC000446 | EF000007 | EV000236 | 9.0
CAPRI | CAP307103 | EC000446 | EF000584 | 3 | 9.0
CAPRI | CAP307103 | EC000446 | EF002916 | oui | 9.0
CAPRI | CAP307103 | EC000446 | EF005124 | 0,5 | 9.0
CAPRI | CAP307103 | EC000446 | EF005821 | non | 9.0
CAPRI | CAP307103 | EC000446 | EF005852 | non | 9.0
CAPRI | CAP307103 | EC000446 | EF006243 | oui | 9.0
CAPRI | CAP307103 | EC000446 | EF006585 | non | 9.0
CAPRI | CAP307103 | EC000446 | EF002356 | 0,5 - 2,5 | 9.0
CAPRI | CAP307104 | EC000446 | EF000001 | 24 | 9.0
CAPRI | CAP307104 | EC000446 | EF000002 | 450 | 9.0
CAPRI | CAP307104 | EC000446 | EF000007 | EV000234 | 9.0
CAPRI | CAP307104 | EC000446 | EF000584 | 4 | 9.0
CAPRI | CAP307104 | EC000446 | EF002916 | oui | 9.0
CAPRI | CAP307104 | EC000446 | EF005124 | 0,5 | 9.0
CAPRI | CAP307104 | EC000446 | EF005821 | non | 9.0
CAPRI | CAP307104 | EC000446 | EF005852 | non | 9.0
CAPRI | CAP307104 | EC000446 | EF006243 | oui | 9.0
CAPRI | CAP307104 | EC000446 | EF006585 | non | 9.0
CAPRI | CAP307104 | EC000446 | EF002356 | 0,5 - 2,5 | 9.0
CAPRI | CAP307105 | EC000446 | EF000001 | 24 | 9.0
CAPRI | CAP307105 | EC000446 | EF000002 | 450 | 9.0
CAPRI | CAP307105 | EC000446 | EF000007 | EV000206 | 9.0
CAPRI | CAP307105 | EC000446 | EF000584 | 5 | 9.0
CAPRI | CAP307105 | EC000446 | EF002916 | oui | 9.0
CAPRI | CAP307105 | EC000446 | EF005124 | 0,5 | 9.0
CAPRI | CAP307105 | EC000446 | EF005821 | non | 9.0
CAPRI | CAP307105 | EC000446 | EF005852 | non | 9.0
CAPRI | CAP307105 | EC000446 | EF006243 | oui | 9.0
CAPRI | CAP307105 | EC000446 | EF006585 | non | 9.0
CAPRI | CAP307105 | EC000446 | EF002356 | 0,5 - 2,5 | 9.0
CAPRI | CAP307199 | EC000446 | EF000001 | 24 | 9.0
CAPRI | CAP307199 | EC000446 | EF000002 | 450 | 9.0
CAPRI | CAP307199 | EC000446 | EF000007 | EV003822 | 9.0
CAPRI | CAP307199 | EC000446 | EF000584 | 5 | 9.0
CAPRI | CAP307199 | EC000446 | EF002916 | oui | 9.0
CAPRI | CAP307199 | EC000446 | EF005124 | 0,5 | 9.0
CAPRI | CAP307199 | EC000446 | EF005821 | non | 9.0
CAPRI | CAP307199 | EC000446 | EF005852 | non | 9.0
CAPRI | CAP307199 | EC000446 | EF006243 | oui | 9.0
CAPRI | CAP307199 | EC000446 | EF006585 | non | 9.0
CAPRI | CAP307199 | EC000446 | EF002356 | 0,5 - 2,5 | 9.0
CAPRI | CAP307502 | EC000446 | EF000001 | 24 | 9.0
CAPRI | CAP307502 | EC000446 | EF000002 | 450 | 9.0
CAPRI | CAP307502 | EC000446 | EF000007 | EV000233 | 9.0
CAPRI | CAP307502 | EC000446 | EF000584 | 2 | 9.0
CAPRI | CAP307502 | EC000446 | EF002916 | oui | 9.0
CAPRI | CAP307502 | EC000446 | EF005124 | 0,5 | 9.0
CAPRI | CAP307502 | EC000446 | EF005821 | non | 9.0
CAPRI | CAP307502 | EC000446 | EF005852 | non | 9.0
CAPRI | CAP307502 | EC000446 | EF006243 | oui | 9.0
CAPRI | CAP307502 | EC000446 | EF006585 | non | 9.0
CAPRI | CAP307502 | EC000446 | EF002356 | 0,5 - 2,5 | 9.0
CAPRI | CAP307503 | EC000446 | EF000001 | 24 | 9.0
CAPRI | CAP307503 | EC000446 | EF000002 | 450 | 9.0
CAPRI | CAP307503 | EC000446 | EF000007 | EV000236 | 9.0
CAPRI | CAP307503 | EC000446 | EF000584 | 3 | 9.0
CAPRI | CAP307503 | EC000446 | EF002916 | oui | 9.0
CAPRI | CAP307503 | EC000446 | EF005124 | 0,5 | 9.0
CAPRI | CAP307503 | EC000446 | EF005821 | non | 9.0
CAPRI | CAP307503 | EC000446 | EF005852 | non | 9.0
CAPRI | CAP307503 | EC000446 | EF006243 | oui | 9.0
CAPRI | CAP307503 | EC000446 | EF006585 | non | 9.0
CAPRI | CAP307503 | EC000446 | EF002356 | 0,5 - 2,5 | 9.0
CAPRI | CAP307504 | EC000446 | EF000001 | 24 | 9.0
CAPRI | CAP307504 | EC000446 | EF000002 | 450 | 9.0
CAPRI | CAP307504 | EC000446 | EF000007 | EV000234 | 9.0
CAPRI | CAP307504 | EC000446 | EF000584 | 4 | 9.0
CAPRI | CAP307504 | EC000446 | EF002916 | oui | 9.0
CAPRI | CAP307504 | EC000446 | EF005124 | 0,5 | 9.0
CAPRI | CAP307504 | EC000446 | EF005821 | non | 9.0
CAPRI | CAP307504 | EC000446 | EF005852 | non | 9.0
CAPRI | CAP307504 | EC000446 | EF006243 | oui | 9.0
CAPRI | CAP307504 | EC000446 | EF006585 | non | 9.0
CAPRI | CAP307504 | EC000446 | EF002356 | 0,5 - 2,5 | 9.0
CAPRI | CAP307505 | EC000446 | EF000001 | 24 | 9.0
CAPRI | CAP307505 | EC000446 | EF000002 | 450 | 9.0
CAPRI | CAP307505 | EC000446 | EF000007 | EV000206 | 9.0
CAPRI | CAP307505 | EC000446 | EF000584 | 5 | 9.0
CAPRI | CAP307505 | EC000446 | EF002916 | oui | 9.0
CAPRI | CAP307505 | EC000446 | EF005124 | 0,5 | 9.0
CAPRI | CAP307505 | EC000446 | EF005821 | non | 9.0
CAPRI | CAP307505 | EC000446 | EF005852 | non | 9.0
CAPRI | CAP307505 | EC000446 | EF006243 | oui | 9.0
CAPRI | CAP307505 | EC000446 | EF006585 | non | 9.0
CAPRI | CAP307505 | EC000446 | EF002356 | 0,5 - 2,5 | 9.0
CAPRI | CAP308102 | EC000446 | EF000001 | 24 | 9.0
CAPRI | CAP308102 | EC000446 | EF000002 | 450 | 9.0
CAPRI | CAP308102 | EC000446 | EF000007 | EV000236 | 9.0
CAPRI | CAP308102 | EC000446 | EF000584 | 2 | 9.0
CAPRI | CAP308102 | EC000446 | EF002916 | oui | 9.0
CAPRI | CAP308102 | EC000446 | EF005124 | 0,2 | 9.0
CAPRI | CAP308102 | EC000446 | EF005821 | oui | 9.0
CAPRI | CAP308102 | EC000446 | EF005852 | oui | 9.0
CAPRI | CAP308102 | EC000446 | EF006243 | oui | 9.0
CAPRI | CAP308102 | EC000446 | EF006585 | oui | 9.0
CAPRI | CAP308102 | EC000446 | EF002356 | 0,2 - 4 | 9.0
CAPRI | CAP308103 | EC000446 | EF000001 | 24 | 9.0
CAPRI | CAP308103 | EC000446 | EF000002 | 450 | 9.0
CAPRI | CAP308103 | EC000446 | EF000007 | EV000236 | 9.0
CAPRI | CAP308103 | EC000446 | EF000584 | 3 | 9.0
CAPRI | CAP308103 | EC000446 | EF002916 | oui | 9.0
CAPRI | CAP308103 | EC000446 | EF005124 | 0,2 | 9.0
CAPRI | CAP308103 | EC000446 | EF005821 | oui | 9.0
CAPRI | CAP308103 | EC000446 | EF005852 | oui | 9.0
CAPRI | CAP308103 | EC000446 | EF006243 | oui | 9.0
CAPRI | CAP308103 | EC000446 | EF006585 | oui | 9.0
CAPRI | CAP308103 | EC000446 | EF002356 | 0,2 - 4 | 9.0
CAPRI | CAP308105 | EC000446 | EF000001 | 24 | 9.0
CAPRI | CAP308105 | EC000446 | EF000002 | 450 | 9.0
CAPRI | CAP308105 | EC000446 | EF000007 | EV000236 | 9.0
CAPRI | CAP308105 | EC000446 | EF000584 | 5 | 9.0
CAPRI | CAP308105 | EC000446 | EF002916 | oui | 9.0
CAPRI | CAP308105 | EC000446 | EF005124 | 0,2 | 9.0
CAPRI | CAP308105 | EC000446 | EF005821 | oui | 9.0
CAPRI | CAP308105 | EC000446 | EF005852 | oui | 9.0
CAPRI | CAP308105 | EC000446 | EF006243 | oui | 9.0
CAPRI | CAP308105 | EC000446 | EF006585 | oui | 9.0
CAPRI | CAP308105 | EC000446 | EF002356 | 0,2 - 4 | 9.0
CAPRI | CAP308199 | EC000446 | EF000001 | 24 | 9.0
CAPRI | CAP308199 | EC000446 | EF000002 | 450 | 9.0
CAPRI | CAP308199 | EC000446 | EF000007 | EV000236 | 9.0
CAPRI | CAP308199 | EC000446 | EF000584 | 5 | 9.0
CAPRI | CAP308199 | EC000446 | EF002916 | oui | 9.0
CAPRI | CAP308199 | EC000446 | EF005124 | 0,2 | 9.0
CAPRI | CAP308199 | EC000446 | EF005821 | oui | 9.0
CAPRI | CAP308199 | EC000446 | EF005852 | oui | 9.0
CAPRI | CAP308199 | EC000446 | EF006243 | oui | 9.0
CAPRI | CAP308199 | EC000446 | EF006585 | non | 9.0
CAPRI | CAP308199 | EC000446 | EF002356 | 0,2 - 4 | 9.0
CAPRI | CAP309194 | EC000446 | EF000001 | 24 | 9.0
CAPRI | CAP309194 | EC000446 | EF000002 | 450 | 9.0
CAPRI | CAP309194 | EC000446 | EF000007 | EV000202 | 9.0
CAPRI | CAP309194 | EC000446 | EF000584 | 2 | 9.0
CAPRI | CAP309194 | EC000446 | EF002916 | oui | 9.0
CAPRI | CAP309194 | EC000446 | EF005124 | 0,5 | 9.0
CAPRI | CAP309194 | EC000446 | EF005821 | oui | 9.0
CAPRI | CAP309194 | EC000446 | EF005852 | oui | 9.0
CAPRI | CAP309194 | EC000446 | EF006243 | oui | 9.0
CAPRI | CAP309194 | EC000446 | EF006585 | non | 9.0
CAPRI | CAP309194 | EC000446 | EF002356 | 0,75 - 2,5 | 9.0
CAPRI | CAP309195 | EC000446 | EF000001 | 24 | 9.0
CAPRI | CAP309195 | EC000446 | EF000002 | 450 | 9.0
CAPRI | CAP309195 | EC000446 | EF000007 | EV000202 | 9.0
CAPRI | CAP309195 | EC000446 | EF000584 | 3 | 9.0
CAPRI | CAP309195 | EC000446 | EF002916 | oui | 9.0
CAPRI | CAP309195 | EC000446 | EF005124 | 0,75 | 9.0
CAPRI | CAP309195 | EC000446 | EF005821 | oui | 9.0
CAPRI | CAP309195 | EC000446 | EF005852 | oui | 9.0
CAPRI | CAP309195 | EC000446 | EF006243 | oui | 9.0
CAPRI | CAP309195 | EC000446 | EF006585 | non | 9.0
CAPRI | CAP309195 | EC000446 | EF002356 | 0,75 - 2,5 | 9.0
CAPRI | CAP309284 | EC000446 | EF000001 | 24 | 9.0
CAPRI | CAP309284 | EC000446 | EF000002 | 450 | 9.0
CAPRI | CAP309284 | EC000446 | EF000007 | EV000233 | 9.0
CAPRI | CAP309284 | EC000446 | EF000584 | 2 | 9.0
CAPRI | CAP309284 | EC000446 | EF002916 | oui | 9.0
CAPRI | CAP309284 | EC000446 | EF005124 | 0,5 | 9.0
CAPRI | CAP309284 | EC000446 | EF005821 | non | 9.0
CAPRI | CAP309284 | EC000446 | EF005852 | non | 9.0
CAPRI | CAP309284 | EC000446 | EF006243 | oui | 9.0
CAPRI | CAP309284 | EC000446 | EF006585 | non | 9.0
CAPRI | CAP309284 | EC000446 | EF002356 | 0,5 - 2,5 | 9.0
CAPRI | CAP309285 | EC000446 | EF000001 | 24 | 9.0
CAPRI | CAP309285 | EC000446 | EF000002 | 450 | 9.0
CAPRI | CAP309285 | EC000446 | EF000007 | EV000236 | 9.0
CAPRI | CAP309285 | EC000446 | EF000584 | 3 | 9.0
CAPRI | CAP309285 | EC000446 | EF002916 | oui | 9.0
CAPRI | CAP309285 | EC000446 | EF005124 | 0,5 | 9.0
CAPRI | CAP309285 | EC000446 | EF005821 | non | 9.0
CAPRI | CAP309285 | EC000446 | EF005852 | non | 9.0
CAPRI | CAP309285 | EC000446 | EF006243 | oui | 9.0
CAPRI | CAP309285 | EC000446 | EF006585 | non | 9.0
CAPRI | CAP309285 | EC000446 | EF002356 | 0,5 - 2,5 | 9.0
CAPRI | CAP309286 | EC000446 | EF000001 | 24 | 9.0
CAPRI | CAP309286 | EC000446 | EF000002 | 450 | 9.0
CAPRI | CAP309286 | EC000446 | EF000007 | EV000234 | 9.0
CAPRI | CAP309286 | EC000446 | EF000584 | 4 | 9.0
CAPRI | CAP309286 | EC000446 | EF002916 | oui | 9.0
CAPRI | CAP309286 | EC000446 | EF005124 | 0,5 | 9.0
CAPRI | CAP309286 | EC000446 | EF005821 | non | 9.0
CAPRI | CAP309286 | EC000446 | EF005852 | non | 9.0
CAPRI | CAP309286 | EC000446 | EF006243 | oui | 9.0
CAPRI | CAP309286 | EC000446 | EF006585 | non | 9.0
CAPRI | CAP309286 | EC000446 | EF002356 | 0,5 - 2,5 | 9.0
CAPRI | CAP309287 | EC000446 | EF000001 | 24 | 9.0
CAPRI | CAP309287 | EC000446 | EF000002 | 450 | 9.0
CAPRI | CAP309287 | EC000446 | EF000007 | EV000270 | 9.0
CAPRI | CAP309287 | EC000446 | EF000584 | 5 | 9.0
CAPRI | CAP309287 | EC000446 | EF002916 | oui | 9.0
CAPRI | CAP309287 | EC000446 | EF005124 | 0,5 | 9.0
CAPRI | CAP309287 | EC000446 | EF005821 | non | 9.0
CAPRI | CAP309287 | EC000446 | EF005852 | non | 9.0
CAPRI | CAP309287 | EC000446 | EF006243 | oui | 9.0
CAPRI | CAP309287 | EC000446 | EF006585 | non | 9.0
CAPRI | CAP309287 | EC000446 | EF002356 | 0,5 - 2,5 | 9.0
CAPRI | CAP309289 | EC000446 | EF000001 | 24 | 9.0
CAPRI | CAP309289 | EC000446 | EF000002 | 450 | 9.0
CAPRI | CAP309289 | EC000446 | EF000007 | EV000206 | 9.0
CAPRI | CAP309289 | EC000446 | EF000584 | 8 | 9.0
CAPRI | CAP309289 | EC000446 | EF002916 | oui | 9.0
CAPRI | CAP309289 | EC000446 | EF005124 | 0,5 | 9.0
CAPRI | CAP309289 | EC000446 | EF005821 | non | 9.0
CAPRI | CAP309289 | EC000446 | EF005852 | non | 9.0
CAPRI | CAP309289 | EC000446 | EF006243 | oui | 9.0
CAPRI | CAP309289 | EC000446 | EF006585 | non | 9.0
CAPRI | CAP309289 | EC000446 | EF002356 | 0,5 - 2,5 | 9.0
CAPRI | CAP311644 | EC001180 | EF000010 | EV000164 | 9.0
CAPRI | CAP311644 | EC001180 | EF000139 | EV000191 | 9.0
CAPRI | CAP311644 | EC001180 | EF000368 | 12 | 9.0
CAPRI | CAP311644 | EC001180 | EF000369 | 47 | 9.0
CAPRI | CAP311644 | EC001180 | EF000767 | EV004441 | 9.0
CAPRI | CAP311644 | EC001180 | EF001596 | EV000149 | 9.0
CAPRI | CAP311644 | EC001180 | EF001742 | -15 | 9.0
CAPRI | CAP311644 | EC001180 | EF001742 | 90 | 9.0
CAPRI | CAP311644 | EC001180 | EF001757 | Non | 9.0
CAPRI | CAP311644 | EC001180 | EF001758 | EV003712 | 9.0
CAPRI | CAP311644 | EC001180 | EF001760 | 13 | 9.0
CAPRI | CAP311644 | EC001180 | EF001761 | 32,6 | 9.0
CAPRI | CAP311644 | EC001180 | EF001774 | Non | 9.0
CAPRI | CAP311644 | EC001180 | EF001786 | 65 | 9.0
CAPRI | CAP311644 | EC001180 | EF002504 | 18,2 | 9.0
CAPRI | CAP311644 | EC001180 | EF003593 | 1 | 9.0
CAPRI | CAP311644 | EC001180 | EF005114 | 16 | 9.0
CAPRI | CAP311644 | EC001180 | EF006304 | Oui | 9.0
CAPRI | CAP311644 | EC001180 | EF007834 | EV005898 | 9.0
CAPRI | CAP311644 | EC001180 | EF008847 | EV003906 | 9.0
CAPRI | CAP311744 | EC001180 | EF000010 | EV000164 | 9.0
CAPRI | CAP311744 | EC001180 | EF000139 | EV000191 | 9.0
CAPRI | CAP311744 | EC001180 | EF000368 | 14 | 9.0
CAPRI | CAP311744 | EC001180 | EF000369 | 49 | 9.0
CAPRI | CAP311744 | EC001180 | EF000767 | EV004441 | 9.0
CAPRI | CAP311744 | EC001180 | EF001596 | EV000149 | 9.0
CAPRI | CAP311744 | EC001180 | EF001742 | -15 | 9.0
CAPRI | CAP311744 | EC001180 | EF001742 | 90 | 9.0
CAPRI | CAP311744 | EC001180 | EF001757 | Non | 9.0
CAPRI | CAP311744 | EC001180 | EF001758 | EV003712 | 9.0
CAPRI | CAP311744 | EC001180 | EF001760 | 13 | 9.0
CAPRI | CAP311744 | EC001180 | EF001761 | 32,6 | 9.0
CAPRI | CAP311744 | EC001180 | EF001774 | Non | 9.0
CAPRI | CAP311744 | EC001180 | EF001786 | 65 | 9.0
CAPRI | CAP311744 | EC001180 | EF002504 | 18,2 | 9.0
CAPRI | CAP311744 | EC001180 | EF003593 | 1 | 9.0
CAPRI | CAP311744 | EC001180 | EF005114 | 16 | 9.0
CAPRI | CAP311744 | EC001180 | EF006304 | Oui | 9.0
CAPRI | CAP311744 | EC001180 | EF007834 | EV005899 | 9.0
CAPRI | CAP311744 | EC001180 | EF008847 | EV003906 | 9.0
CAPRI | CAP312044 | EC001180 | EF000010 | EV000164 | 9.0
CAPRI | CAP312044 | EC001180 | EF000139 | EV000191 | 9.0
CAPRI | CAP312044 | EC001180 | EF000368 | 14 | 9.0
CAPRI | CAP312044 | EC001180 | EF000369 | 51 | 9.0
CAPRI | CAP312044 | EC001180 | EF000767 | EV004441 | 9.0
CAPRI | CAP312044 | EC001180 | EF001596 | EV000149 | 9.0
CAPRI | CAP312044 | EC001180 | EF001742 | -15 | 9.0
CAPRI | CAP312044 | EC001180 | EF001742 | 90 | 9.0
CAPRI | CAP312044 | EC001180 | EF001757 | Non | 9.0
CAPRI | CAP312044 | EC001180 | EF001758 | EV003712 | 9.0
CAPRI | CAP312044 | EC001180 | EF001760 | 16,9 | 9.0
CAPRI | CAP312044 | EC001180 | EF001761 | 35,6 | 9.0
CAPRI | CAP312044 | EC001180 | EF001774 | Non | 9.0
CAPRI | CAP312044 | EC001180 | EF001786 | 65 | 9.0
CAPRI | CAP312044 | EC001180 | EF002504 | 22,7 | 9.0
CAPRI | CAP312044 | EC001180 | EF003593 | 1 | 9.0
CAPRI | CAP312044 | EC001180 | EF005114 | 20 | 9.0
CAPRI | CAP312044 | EC001180 | EF006304 | Oui | 9.0
CAPRI | CAP312044 | EC001180 | EF007834 | EV005899 | 9.0
CAPRI | CAP312044 | EC001180 | EF008847 | EV003906 | 9.0
CAPRI | CAP312544 | EC001180 | EF000010 | EV000164 | 9.0
CAPRI | CAP312544 | EC001180 | EF000139 | EV000191 | 9.0
CAPRI | CAP312544 | EC001180 | EF000368 | 15 | 9.0
CAPRI | CAP312544 | EC001180 | EF000369 | 58 | 9.0
CAPRI | CAP312544 | EC001180 | EF000767 | EV004441 | 9.0
CAPRI | CAP312544 | EC001180 | EF001596 | EV000149 | 9.0
CAPRI | CAP312544 | EC001180 | EF001742 | -15 | 9.0
CAPRI | CAP312544 | EC001180 | EF001742 | 90 | 9.0
CAPRI | CAP312544 | EC001180 | EF001757 | Non | 9.0
CAPRI | CAP312544 | EC001180 | EF001758 | EV003712 | 9.0
CAPRI | CAP312544 | EC001180 | EF001760 | 21,1 | 9.0
CAPRI | CAP312544 | EC001180 | EF001761 | 41,8 | 9.0
CAPRI | CAP312544 | EC001180 | EF001774 | Non | 9.0
CAPRI | CAP312544 | EC001180 | EF001786 | 65 | 9.0
CAPRI | CAP312544 | EC001180 | EF002504 | 27,2 | 9.0
CAPRI | CAP312544 | EC001180 | EF003593 | 1 | 9.0
CAPRI | CAP312544 | EC001180 | EF005114 | 25 | 9.0
CAPRI | CAP312544 | EC001180 | EF006304 | Oui | 9.0
CAPRI | CAP312544 | EC001180 | EF007834 | EV005900 | 9.0
CAPRI | CAP312544 | EC001180 | EF008847 | EV003906 | 9.0
CAPRI | CAP313244 | EC001180 | EF000010 | EV000164 | 9.0
CAPRI | CAP313244 | EC001180 | EF000139 | EV000191 | 9.0
CAPRI | CAP313244 | EC001180 | EF000368 | 16 | 9.0
CAPRI | CAP313244 | EC001180 | EF000369 | 73 | 9.0
CAPRI | CAP313244 | EC001180 | EF000767 | EV004441 | 9.0
CAPRI | CAP313244 | EC001180 | EF001596 | EV000149 | 9.0
CAPRI | CAP313244 | EC001180 | EF001742 | -15 | 9.0
CAPRI | CAP313244 | EC001180 | EF001742 | 90 | 9.0
CAPRI | CAP313244 | EC001180 | EF001757 | Non | 9.0
CAPRI | CAP313244 | EC001180 | EF001758 | EV003712 | 9.0
CAPRI | CAP313244 | EC001180 | EF001760 | 28,1 | 9.0
CAPRI | CAP313244 | EC001180 | EF001761 | 48,6 | 9.0
CAPRI | CAP313244 | EC001180 | EF001774 | Non | 9.0
CAPRI | CAP313244 | EC001180 | EF001786 | 65 | 9.0
CAPRI | CAP313244 | EC001180 | EF002504 | 35,2 | 9.0
CAPRI | CAP313244 | EC001180 | EF003593 | 1 | 9.0
CAPRI | CAP313244 | EC001180 | EF005114 | 32 | 9.0
CAPRI | CAP313244 | EC001180 | EF006304 | Oui | 9.0
CAPRI | CAP313244 | EC001180 | EF007834 | EV005901 | 9.0
CAPRI | CAP313244 | EC001180 | EF008847 | EV003906 | 9.0
CAPRI | CAP320600 | EC001179 | EF000007 | EV000270 | 9.0
CAPRI | CAP320600 | EC001179 | EF000015 | 9 | 9.0
CAPRI | CAP320600 | EC001179 | EF000065 | 5,9 | 9.0
CAPRI | CAP320600 | EC001179 | EF000139 | EV000193 | 9.0
CAPRI | CAP320600 | EC001179 | EF000167 | 0,09 | 9.0
CAPRI | CAP320600 | EC001179 | EF000229 | 1,55 | 9.0
CAPRI | CAP320600 | EC001179 | EF001347 | 1250 | 9.0
CAPRI | CAP320600 | EC001179 | EF001742 | -5 | 9.0
CAPRI | CAP320600 | EC001179 | EF001742 | 60 | 9.0
CAPRI | CAP320600 | EC001179 | EF001744 | 25 | 9.0
CAPRI | CAP320600 | EC001179 | EF001746 | Non | 9.0
CAPRI | CAP320600 | EC001179 | EF001776 | EV000154 | 9.0
CAPRI | CAP320600 | EC001179 | EF001777 | 500 | 9.0
CAPRI | CAP320600 | EC001179 | EF001778 | EV004517 | 9.0
CAPRI | CAP320600 | EC001179 | EF001779 | Non | 9.0
CAPRI | CAP320600 | EC001179 | EF001783 | Non | 9.0
CAPRI | CAP320600 | EC001179 | EF002169 | EV000179 | 9.0
CAPRI | CAP320600 | EC001179 | EF002782 | 500 | 9.0
CAPRI | CAP320600 | EC001179 | EF003660 | EV004433 | 9.0
CAPRI | CAP320600 | EC001179 | EF003661 | EV000163 | 9.0
CAPRI | CAP320600 | EC001179 | EF005114 | 9 | 9.0
CAPRI | CAP320600 | EC001179 | EF005474 | EV006422 | 9.0
CAPRI | CAP320600 | EC001179 | EF005660 | EV000995 | 9.0
CAPRI | CAP320700 | EC001179 | EF000007 | EV000270 | 9.0
CAPRI | CAP320700 | EC001179 | EF000015 | 12,9 | 9.0
CAPRI | CAP320700 | EC001179 | EF000065 | 9,5 | 9.0
CAPRI | CAP320700 | EC001179 | EF000139 | EV000193 | 9.0
CAPRI | CAP320700 | EC001179 | EF000167 | 0,202 | 9.0
CAPRI | CAP320700 | EC001179 | EF000229 | 1,7 | 9.0
CAPRI | CAP320700 | EC001179 | EF001347 | 1250 | 9.0
CAPRI | CAP320700 | EC001179 | EF001742 | -5 | 9.0
CAPRI | CAP320700 | EC001179 | EF001742 | 60 | 9.0
CAPRI | CAP320700 | EC001179 | EF001744 | 30 | 9.0
CAPRI | CAP320700 | EC001179 | EF001746 | Non | 9.0
CAPRI | CAP320700 | EC001179 | EF001776 | EV000154 | 9.0
CAPRI | CAP320700 | EC001179 | EF001777 | 500 | 9.0
CAPRI | CAP320700 | EC001179 | EF001778 | EV004517 | 9.0
CAPRI | CAP320700 | EC001179 | EF001779 | Non | 9.0
CAPRI | CAP320700 | EC001179 | EF001783 | Non | 9.0
CAPRI | CAP320700 | EC001179 | EF002169 | EV000179 | 9.0
CAPRI | CAP320700 | EC001179 | EF002782 | 500 | 9.0
CAPRI | CAP320700 | EC001179 | EF003660 | EV004433 | 9.0
CAPRI | CAP320700 | EC001179 | EF003661 | EV000163 | 9.0
CAPRI | CAP320700 | EC001179 | EF005114 | 12 | 9.0
CAPRI | CAP320700 | EC001179 | EF005474 | EV006422 | 9.0
CAPRI | CAP320700 | EC001179 | EF005660 | EV000995 | 9.0
CAPRI | CAP320805 | EC001175 | EF000007 | EV000206 | 9.0
CAPRI | CAP320805 | EC001175 | EF000015 | 12,1 mm | 9.0
CAPRI | CAP320805 | EC001175 | EF000022 | Oui | 9.0
CAPRI | CAP320805 | EC001175 | EF000024 | Oui | 9.0
CAPRI | CAP320805 | EC001175 | EF000025 | Non | 9.0
CAPRI | CAP320805 | EC001175 | EF000065 | 8 mm | 9.0
CAPRI | CAP320805 | EC001175 | EF001347 | 350 N | 9.0
CAPRI | CAP320805 | EC001175 | EF001742 | -5 °C | 9.0
CAPRI | CAP320805 | EC001175 | EF001742 | 60 °C | 9.0
CAPRI | CAP320805 | EC001175 | EF001743 | EV004431 | 9.0
CAPRI | CAP320805 | EC001175 | EF001744 | 60 mm | 9.0
CAPRI | CAP320805 | EC001175 | EF001745 | EV004433 | 9.0
CAPRI | CAP320805 | EC001175 | EF001746 | Non | 9.0
CAPRI | CAP320805 | EC001175 | EF001772 | Non | 9.0
CAPRI | CAP320805 | EC001175 | EF001784 | Non | 9.0
CAPRI | CAP320805 | EC001175 | EF002169 | EV000163 | 9.0
CAPRI | CAP320805 | EC001175 | EF003656 | Non | 9.0
CAPRI | CAP320805 | EC001175 | EF003657 | Non | 9.0
CAPRI | CAP320805 | EC001175 | EF003658 | Non | 9.0
CAPRI | CAP320805 | EC001175 | EF003681 | Non | 9.0
CAPRI | CAP320805 | EC001175 | EF005114 | 12 mm | 9.0
CAPRI | CAP320805 | EC001175 | EF005474 | EV006422 | 9.0
CAPRI | CAP320805 | EC001175 | EF005660 | EV000995 | 9.0
CAPRI | CAP320805 | EC001175 | EF007517 | Non | 9.0
CAPRI | CAP320805 | EC001175 | EF007856 | Oui | 9.0
CAPRI | CAP320805 | EC001175 | EF007909 | Non | 9.0
CAPRI | CAP320805 | EC001175 | EF008105 | Non | 9.0
CAPRI | CAP320805 | EC001175 | EF008144 | Oui | 9.0
CAPRI | CAP320805 | EC001175 | EF008145 | Non | 9.0
CAPRI | CAP320805 | EC001175 | EF009416 | Non | 9.0
CAPRI | CAP320805 | EC001175 | EF009689 | 60 mm | 9.0
CAPRI | CAP320805 | EC001175 | EFDE0026 | Non | 9.0
CAPRI | CAP320805 | EC001175 | EFDE0027 | Non | 9.0
CAPRI | CAP320900 | EC001179 | EF000007 | EV000270 | 9.0
CAPRI | CAP320900 | EC001179 | EF000015 | 15,6 | 9.0
CAPRI | CAP320900 | EC001179 | EF000065 | 11,5 | 9.0
CAPRI | CAP320900 | EC001179 | EF000139 | EV000193 | 9.0
CAPRI | CAP320900 | EC001179 | EF000167 | 0,216 | 9.0
CAPRI | CAP320900 | EC001179 | EF000229 | 2,05 | 9.0
CAPRI | CAP320900 | EC001179 | EF001347 | 1250 | 9.0
CAPRI | CAP320900 | EC001179 | EF001742 | -5 | 9.0
CAPRI | CAP320900 | EC001179 | EF001742 | 60 | 9.0
CAPRI | CAP320900 | EC001179 | EF001744 | 32 | 9.0
CAPRI | CAP320900 | EC001179 | EF001746 | Non | 9.0
CAPRI | CAP320900 | EC001179 | EF001776 | EV000154 | 9.0
CAPRI | CAP320900 | EC001179 | EF001777 | 500 | 9.0
CAPRI | CAP320900 | EC001179 | EF001778 | EV004517 | 9.0
CAPRI | CAP320900 | EC001179 | EF001779 | Non | 9.0
CAPRI | CAP320900 | EC001179 | EF001783 | Non | 9.0
CAPRI | CAP320900 | EC001179 | EF002169 | EV000179 | 9.0
CAPRI | CAP320900 | EC001179 | EF002782 | 500 | 9.0
CAPRI | CAP320900 | EC001179 | EF003660 | EV004433 | 9.0
CAPRI | CAP320900 | EC001179 | EF003661 | EV000163 | 9.0
CAPRI | CAP320900 | EC001179 | EF005114 | 15 | 9.0
CAPRI | CAP320900 | EC001179 | EF005474 | EV006422 | 9.0
CAPRI | CAP320900 | EC001179 | EF005660 | EV000995 | 9.0
CAPRI | CAP320905 | EC001175 | EF000007 | EV000206 | 9.0
CAPRI | CAP320905 | EC001175 | EF000015 | 14,7 mm | 9.0
CAPRI | CAP320905 | EC001175 | EF000022 | Oui | 9.0
CAPRI | CAP320905 | EC001175 | EF000024 | Oui | 9.0
CAPRI | CAP320905 | EC001175 | EF000025 | Non | 9.0
CAPRI | CAP320905 | EC001175 | EF000065 | 10 mm | 9.0
CAPRI | CAP320905 | EC001175 | EF001347 | 350 N | 9.0
CAPRI | CAP320905 | EC001175 | EF001742 | -5 °C | 9.0
CAPRI | CAP320905 | EC001175 | EF001742 | 60 °C | 9.0
CAPRI | CAP320905 | EC001175 | EF001743 | EV004431 | 9.0
CAPRI | CAP320905 | EC001175 | EF001744 | 80 mm | 9.0
CAPRI | CAP320905 | EC001175 | EF001745 | EV004433 | 9.0
CAPRI | CAP320905 | EC001175 | EF001746 | Non | 9.0
CAPRI | CAP320905 | EC001175 | EF001772 | Non | 9.0
CAPRI | CAP320905 | EC001175 | EF001784 | Non | 9.0
CAPRI | CAP320905 | EC001175 | EF002169 | EV000163 | 9.0
CAPRI | CAP320905 | EC001175 | EF003656 | Non | 9.0
CAPRI | CAP320905 | EC001175 | EF003657 | Non | 9.0
CAPRI | CAP320905 | EC001175 | EF003658 | Non | 9.0
CAPRI | CAP320905 | EC001175 | EF003681 | Non | 9.0
CAPRI | CAP320905 | EC001175 | EF005114 | 15 mm | 9.0
CAPRI | CAP320905 | EC001175 | EF005474 | EV006422 | 9.0
CAPRI | CAP320905 | EC001175 | EF005660 | EV000995 | 9.0
CAPRI | CAP320905 | EC001175 | EF007517 | Non | 9.0
CAPRI | CAP320905 | EC001175 | EF007856 | Oui | 9.0
CAPRI | CAP320905 | EC001175 | EF007909 | Non | 9.0
CAPRI | CAP320905 | EC001175 | EF008105 | Non | 9.0
CAPRI | CAP320905 | EC001175 | EF008144 | Oui | 9.0
CAPRI | CAP320905 | EC001175 | EF008145 | Non | 9.0
CAPRI | CAP320905 | EC001175 | EF009416 | Non | 9.0
CAPRI | CAP320905 | EC001175 | EF009689 | 80 mm | 9.0
CAPRI | CAP320905 | EC001175 | EFDE0026 | Non | 9.0
CAPRI | CAP320905 | EC001175 | EFDE0027 | Non | 9.0
CAPRI | CAP320909 | EC001179 | EF000007 | EV000270 | 9.0
CAPRI | CAP320909 | EC001179 | EF000015 | 15,6 | 9.0
CAPRI | CAP320909 | EC001179 | EF000065 | 11,5 | 9.0
CAPRI | CAP320909 | EC001179 | EF000139 | EV006034 | 9.0
CAPRI | CAP320909 | EC001179 | EF000167 | 0,223 | 9.0
CAPRI | CAP320909 | EC001179 | EF000229 | 2,05 | 9.0
CAPRI | CAP320909 | EC001179 | EF001347 | 1250 | 9.0
CAPRI | CAP320909 | EC001179 | EF001742 | -5 | 9.0
CAPRI | CAP320909 | EC001179 | EF001742 | 60 | 9.0
CAPRI | CAP320909 | EC001179 | EF001744 | 32 | 9.0
CAPRI | CAP320909 | EC001179 | EF001746 | Non | 9.0
CAPRI | CAP320909 | EC001179 | EF001776 | EV000154 | 9.0
CAPRI | CAP320909 | EC001179 | EF001777 | 500 | 9.0
CAPRI | CAP320909 | EC001179 | EF001778 | EV004517 | 9.0
CAPRI | CAP320909 | EC001179 | EF001779 | Non | 9.0
CAPRI | CAP320909 | EC001179 | EF001783 | Non | 9.0
CAPRI | CAP320909 | EC001179 | EF002169 | EV000166 | 9.0
CAPRI | CAP320909 | EC001179 | EF002782 | 500 | 9.0
CAPRI | CAP320909 | EC001179 | EF003660 | EV004433 | 9.0
CAPRI | CAP320909 | EC001179 | EF003661 | EV000163 | 9.0
CAPRI | CAP320909 | EC001179 | EF005114 | 15 | 9.0
CAPRI | CAP320909 | EC001179 | EF005474 | EV006422 | 9.0
CAPRI | CAP320909 | EC001179 | EF005660 | EV000995 | 9.0
CAPRI | CAP321010 | EC001179 | EF000007 | EV000206 | 9.0
CAPRI | CAP321010 | EC001179 | EF000015 | 11,8 | 9.0
CAPRI | CAP321010 | EC001179 | EF000065 | 7 | 9.0
CAPRI | CAP321010 | EC001179 | EF000139 | EV000193 | 9.0
CAPRI | CAP321010 | EC001179 | EF000229 | 4,8 | 9.0
CAPRI | CAP321010 | EC001179 | EF001347 | 4000 | 9.0
CAPRI | CAP321010 | EC001179 | EF001742 | 105 | 9.0
CAPRI | CAP321010 | EC001179 | EF001742 | -20 | 9.0
CAPRI | CAP321010 | EC001179 | EF001744 | 35 | 9.0
CAPRI | CAP321010 | EC001179 | EF001746 | Non | 9.0
CAPRI | CAP321010 | EC001179 | EF001776 | EV000154 | 9.0
CAPRI | CAP321010 | EC001179 | EF001777 | 1300 | 9.0
CAPRI | CAP321010 | EC001179 | EF001778 | EV004517 | 9.0
CAPRI | CAP321010 | EC001179 | EF001779 | Non | 9.0
CAPRI | CAP321010 | EC001179 | EF001783 | Non | 9.0
CAPRI | CAP321010 | EC001179 | EF002169 | EV000179 | 9.0
CAPRI | CAP321010 | EC001179 | EF002782 | 1300 | 9.0
CAPRI | CAP321010 | EC001179 | EF003660 | EV004433 | 9.0
CAPRI | CAP321010 | EC001179 | EF003661 | EV000163 | 9.0
CAPRI | CAP321010 | EC001179 | EF005114 | 10 | 9.0
CAPRI | CAP321010 | EC001179 | EF005474 | EV006423 | 9.0
CAPRI | CAP321010 | EC001179 | EF005660 | EV003916 | 9.0
CAPRI | CAP321100 | EC001179 | EF000007 | EV000270 | 9.0
CAPRI | CAP321100 | EC001179 | EF000015 | 18.8 | 9.0
CAPRI | CAP321100 | EC001179 | EF000065 | 14.4 | 9.0
CAPRI | CAP321100 | EC001179 | EF000139 | EV000193 | 9.0
CAPRI | CAP321100 | EC001179 | EF000167 | 0,228 | 9.0
CAPRI | CAP321100 | EC001179 | EF000229 | 2,2 | 9.0
CAPRI | CAP321100 | EC001179 | EF001347 | 1250 | 9.0
CAPRI | CAP321100 | EC001179 | EF001742 | -5 | 9.0
CAPRI | CAP321100 | EC001179 | EF001742 | 60 | 9.0
CAPRI | CAP321100 | EC001179 | EF001744 | 40 | 9.0
CAPRI | CAP321100 | EC001179 | EF001746 | Non | 9.0
CAPRI | CAP321100 | EC001179 | EF001776 | EV000154 | 9.0
CAPRI | CAP321100 | EC001179 | EF001777 | 500 | 9.0
CAPRI | CAP321100 | EC001179 | EF001778 | EV004517 | 9.0
CAPRI | CAP321100 | EC001179 | EF001779 | Non | 9.0
CAPRI | CAP321100 | EC001179 | EF001783 | Non | 9.0
CAPRI | CAP321100 | EC001179 | EF002169 | EV000179 | 9.0
CAPRI | CAP321100 | EC001179 | EF002782 | 500 | 9.0
CAPRI | CAP321100 | EC001179 | EF003660 | EV004433 | 9.0
CAPRI | CAP321100 | EC001179 | EF003661 | EV000163 | 9.0
CAPRI | CAP321100 | EC001179 | EF005114 | 19 | 9.0
CAPRI | CAP321100 | EC001179 | EF005474 | EV006422 | 9.0
CAPRI | CAP321100 | EC001179 | EF005660 | EV000995 | 9.0
CAPRI | CAP321105 | EC001175 | EF000007 | EV000206 | 9.0
CAPRI | CAP321105 | EC001175 | EF000015 | 18,9 mm | 9.0
CAPRI | CAP321105 | EC001175 | EF000022 | Oui | 9.0
CAPRI | CAP321105 | EC001175 | EF000024 | Oui | 9.0
CAPRI | CAP321105 | EC001175 | EF000025 | Non | 9.0
CAPRI | CAP321105 | EC001175 | EF000065 | 14 mm | 9.0
CAPRI | CAP321105 | EC001175 | EF001347 | 350 N | 9.0
CAPRI | CAP321105 | EC001175 | EF001742 | -5 °C | 9.0
CAPRI | CAP321105 | EC001175 | EF001742 | 60 °C | 9.0
CAPRI | CAP321105 | EC001175 | EF001743 | EV004431 | 9.0
CAPRI | CAP321105 | EC001175 | EF001744 | 104 mm | 9.0
CAPRI | CAP321105 | EC001175 | EF001745 | EV004433 | 9.0
CAPRI | CAP321105 | EC001175 | EF001746 | Non | 9.0
CAPRI | CAP321105 | EC001175 | EF001772 | Non | 9.0
CAPRI | CAP321105 | EC001175 | EF001784 | Non | 9.0
CAPRI | CAP321105 | EC001175 | EF002169 | EV000163 | 9.0
CAPRI | CAP321105 | EC001175 | EF003656 | Non | 9.0
CAPRI | CAP321105 | EC001175 | EF003657 | Non | 9.0
CAPRI | CAP321105 | EC001175 | EF003658 | Non | 9.0
CAPRI | CAP321105 | EC001175 | EF003681 | Non | 9.0
CAPRI | CAP321105 | EC001175 | EF005114 | 19 mm | 9.0
CAPRI | CAP321105 | EC001175 | EF005474 | EV006422 | 9.0
CAPRI | CAP321105 | EC001175 | EF005660 | EV000995 | 9.0
CAPRI | CAP321105 | EC001175 | EF007517 | Non | 9.0
CAPRI | CAP321105 | EC001175 | EF007856 | Oui | 9.0
CAPRI | CAP321105 | EC001175 | EF007909 | Non | 9.0
CAPRI | CAP321105 | EC001175 | EF008105 | Non | 9.0
CAPRI | CAP321105 | EC001175 | EF008144 | Oui | 9.0
CAPRI | CAP321105 | EC001175 | EF008145 | Non | 9.0
CAPRI | CAP321105 | EC001175 | EF009416 | Non | 9.0
CAPRI | CAP321105 | EC001175 | EF009689 | 104 mm | 9.0
CAPRI | CAP321105 | EC001175 | EFDE0026 | Non | 9.0
CAPRI | CAP321105 | EC001175 | EFDE0027 | Non | 9.0
CAPRI | CAP321109 | EC001179 | EF000007 | EV000270 | 9.0
CAPRI | CAP321109 | EC001179 | EF000015 | 18.8 | 9.0
CAPRI | CAP321109 | EC001179 | EF000065 | 14.4 | 9.0
CAPRI | CAP321109 | EC001179 | EF000139 | EV006034 | 9.0
CAPRI | CAP321109 | EC001179 | EF000167 | 0,232 | 9.0
CAPRI | CAP321109 | EC001179 | EF000229 | 2,2 | 9.0
CAPRI | CAP321109 | EC001179 | EF001347 | 1250 | 9.0
CAPRI | CAP321109 | EC001179 | EF001742 | -5 | 9.0
CAPRI | CAP321109 | EC001179 | EF001742 | 60 | 9.0
CAPRI | CAP321109 | EC001179 | EF001744 | 40 | 9.0
CAPRI | CAP321109 | EC001179 | EF001746 | Non | 9.0
CAPRI | CAP321109 | EC001179 | EF001776 | EV000154 | 9.0
CAPRI | CAP321109 | EC001179 | EF001777 | 500 | 9.0
CAPRI | CAP321109 | EC001179 | EF001778 | EV004517 | 9.0
CAPRI | CAP321109 | EC001179 | EF001779 | Non | 9.0
CAPRI | CAP321109 | EC001179 | EF001783 | Non | 9.0
CAPRI | CAP321109 | EC001179 | EF002169 | EV000166 | 9.0
CAPRI | CAP321109 | EC001179 | EF002782 | 500 | 9.0
CAPRI | CAP321109 | EC001179 | EF003660 | EV004433 | 9.0
CAPRI | CAP321109 | EC001179 | EF003661 | EV000163 | 9.0
CAPRI | CAP321109 | EC001179 | EF005114 | 19 | 9.0
CAPRI | CAP321109 | EC001179 | EF005474 | EV006422 | 9.0
CAPRI | CAP321109 | EC001179 | EF005660 | EV000995 | 9.0
CAPRI | CAP321205 | EC001175 | EF000007 | EV000206 | 9.0
CAPRI | CAP321205 | EC001175 | EF000015 | 16,4 mm | 9.0
CAPRI | CAP321205 | EC001175 | EF000022 | Oui | 9.0
CAPRI | CAP321205 | EC001175 | EF000024 | Oui | 9.0
CAPRI | CAP321205 | EC001175 | EF000025 | Non | 9.0
CAPRI | CAP321205 | EC001175 | EF000065 | 12 mm | 9.0
CAPRI | CAP321205 | EC001175 | EF001347 | 350 N | 9.0
CAPRI | CAP321205 | EC001175 | EF001742 | -5 °C | 9.0
CAPRI | CAP321205 | EC001175 | EF001742 | 60 °C | 9.0
CAPRI | CAP321205 | EC001175 | EF001743 | EV004431 | 9.0
CAPRI | CAP321205 | EC001175 | EF001744 | 82 mm | 9.0
CAPRI | CAP321205 | EC001175 | EF001745 | EV004433 | 9.0
CAPRI | CAP321205 | EC001175 | EF001746 | Non | 9.0
CAPRI | CAP321205 | EC001175 | EF001772 | Non | 9.0
CAPRI | CAP321205 | EC001175 | EF001784 | Non | 9.0
CAPRI | CAP321205 | EC001175 | EF002169 | EV000163 | 9.0
CAPRI | CAP321205 | EC001175 | EF003656 | Non | 9.0
CAPRI | CAP321205 | EC001175 | EF003657 | Non | 9.0
CAPRI | CAP321205 | EC001175 | EF003658 | Non | 9.0
CAPRI | CAP321205 | EC001175 | EF003681 | Non | 9.0
CAPRI | CAP321205 | EC001175 | EF005114 | 16 mm | 9.0
CAPRI | CAP321205 | EC001175 | EF005474 | EV006422 | 9.0
CAPRI | CAP321205 | EC001175 | EF005660 | EV000995 | 9.0
CAPRI | CAP321205 | EC001175 | EF007517 | Non | 9.0
CAPRI | CAP321205 | EC001175 | EF007856 | Oui | 9.0
CAPRI | CAP321205 | EC001175 | EF007909 | Non | 9.0
CAPRI | CAP321205 | EC001175 | EF008105 | Non | 9.0
CAPRI | CAP321205 | EC001175 | EF008144 | Oui | 9.0
CAPRI | CAP321205 | EC001175 | EF008145 | Non | 9.0
CAPRI | CAP321205 | EC001175 | EF009416 | Non | 9.0
CAPRI | CAP321205 | EC001175 | EF009689 | 82 mm | 9.0
CAPRI | CAP321205 | EC001175 | EFDE0026 | Non | 9.0
CAPRI | CAP321205 | EC001175 | EFDE0027 | Non | 9.0
CAPRI | CAP321206 | EC001179 | EF000007 | EV006723 | 9.0
CAPRI | CAP321206 | EC001179 | EF000015 | 15,2 | 9.0
CAPRI | CAP321206 | EC001179 | EF000065 | 10,2 | 9.0
CAPRI | CAP321206 | EC001179 | EF000139 | EV000193 | 9.0
CAPRI | CAP321206 | EC001179 | EF000229 | 5 | 9.0
CAPRI | CAP321206 | EC001179 | EF001347 | 3500 | 9.0
CAPRI | CAP321206 | EC001179 | EF001742 | -15 | 9.0
CAPRI | CAP321206 | EC001179 | EF001742 | 70 | 9.0
CAPRI | CAP321206 | EC001179 | EF001744 | 30 | 9.0
CAPRI | CAP321206 | EC001179 | EF001746 | Non | 9.0
CAPRI | CAP321206 | EC001179 | EF001776 | EV000154 | 9.0
CAPRI | CAP321206 | EC001179 | EF001777 | 1200 | 9.0
CAPRI | CAP321206 | EC001179 | EF001778 | EV004517 | 9.0
CAPRI | CAP321206 | EC001179 | EF001779 | Non | 9.0
CAPRI | CAP321206 | EC001179 | EF001783 | Non | 9.0
CAPRI | CAP321206 | EC001179 | EF002169 | EV000179 | 9.0
CAPRI | CAP321206 | EC001179 | EF002782 | 1200 | 9.0
CAPRI | CAP321206 | EC001179 | EF003660 | EV000163 | 9.0
CAPRI | CAP321206 | EC001179 | EF003661 | EV008783 | 9.0
CAPRI | CAP321206 | EC001179 | EF005114 | 12 | 9.0
CAPRI | CAP321206 | EC001179 | EF005474 | EV006421 | 9.0
CAPRI | CAP321206 | EC001179 | EF005660 | EV003916 | 9.0
CAPRI | CAP321210 | EC001179 | EF000007 | EV000206 | 9.0
CAPRI | CAP321210 | EC001179 | EF000015 | 14,2 | 9.0
CAPRI | CAP321210 | EC001179 | EF000065 | 10 | 9.0
CAPRI | CAP321210 | EC001179 | EF000139 | EV000193 | 9.0
CAPRI | CAP321210 | EC001179 | EF000229 | 4,2 | 9.0
CAPRI | CAP321210 | EC001179 | EF001347 | 4000 | 9.0
CAPRI | CAP321210 | EC001179 | EF001742 | 105 | 9.0
CAPRI | CAP321210 | EC001179 | EF001742 | -20 | 9.0
CAPRI | CAP321210 | EC001179 | EF001744 | 40 | 9.0
CAPRI | CAP321210 | EC001179 | EF001746 | Non | 9.0
CAPRI | CAP321210 | EC001179 | EF001776 | EV000154 | 9.0
CAPRI | CAP321210 | EC001179 | EF001777 | 1300 | 9.0
CAPRI | CAP321210 | EC001179 | EF001778 | EV004517 | 9.0
CAPRI | CAP321210 | EC001179 | EF001779 | Non | 9.0
CAPRI | CAP321210 | EC001179 | EF001783 | Non | 9.0
CAPRI | CAP321210 | EC001179 | EF002169 | EV000179 | 9.0
CAPRI | CAP321210 | EC001179 | EF002782 | 1300 | 9.0
CAPRI | CAP321210 | EC001179 | EF003660 | EV004433 | 9.0
CAPRI | CAP321210 | EC001179 | EF003661 | EV000163 | 9.0
CAPRI | CAP321210 | EC001179 | EF005114 | 12 | 9.0
CAPRI | CAP321210 | EC001179 | EF005474 | EV006423 | 9.0
CAPRI | CAP321210 | EC001179 | EF005660 | EV003916 | 9.0
CAPRI | CAP321244 | EC001180 | EF000010 | EV000164 | 9.0
CAPRI | CAP321244 | EC001180 | EF000139 | EV000191 | 9.0
CAPRI | CAP321244 | EC001180 | EF000368 | 9 | 9.0
CAPRI | CAP321244 | EC001180 | EF000369 | 36,2 | 9.0
CAPRI | CAP321244 | EC001180 | EF000767 | EV004441 | 9.0
CAPRI | CAP321244 | EC001180 | EF001596 | EV000149 | 9.0
CAPRI | CAP321244 | EC001180 | EF001742 | -15 | 9.0
CAPRI | CAP321244 | EC001180 | EF001742 | 90 | 9.0
CAPRI | CAP321244 | EC001180 | EF001757 | Oui | 9.0
CAPRI | CAP321244 | EC001180 | EF001758 | EV003712 | 9.0
CAPRI | CAP321244 | EC001180 | EF001760 | 10,2 | 9.0
CAPRI | CAP321244 | EC001180 | EF001761 | 17 | 9.0
CAPRI | CAP321244 | EC001180 | EF001774 | Non | 9.0
CAPRI | CAP321244 | EC001180 | EF001786 | 54 | 9.0
CAPRI | CAP321244 | EC001180 | EF002504 | 15,2 | 9.0
CAPRI | CAP321244 | EC001180 | EF003593 | 1 | 9.0
CAPRI | CAP321244 | EC001180 | EF005114 | 12 | 9.0
CAPRI | CAP321244 | EC001180 | EF006304 | Oui | 9.0
CAPRI | CAP321244 | EC001180 | EF007834 | EV005898 | 9.0
CAPRI | CAP321244 | EC001180 | EF008847 | EV003906 | 9.0
CAPRI | CAP321254 | EC001180 | EF000010 | EV000164 | 9.0
CAPRI | CAP321254 | EC001180 | EF000139 | EV000191 | 9.0
CAPRI | CAP321254 | EC001180 | EF000368 | 8 | 9.0
CAPRI | CAP321254 | EC001180 | EF000369 | 26 | 9.0
CAPRI | CAP321254 | EC001180 | EF000767 | EV004441 | 9.0
CAPRI | CAP321254 | EC001180 | EF001596 | EV000149 | 9.0
CAPRI | CAP321254 | EC001180 | EF001742 | -100 | 9.0
CAPRI | CAP321254 | EC001180 | EF001742 | 300 | 9.0
CAPRI | CAP321254 | EC001180 | EF001757 | Non | 9.0
CAPRI | CAP321254 | EC001180 | EF001758 | EV003712 | 9.0
CAPRI | CAP321254 | EC001180 | EF001760 | 10,2 | 9.0
CAPRI | CAP321254 | EC001180 | EF001761 | 36,2 | 9.0
CAPRI | CAP321254 | EC001180 | EF001774 | Non | 9.0
CAPRI | CAP321254 | EC001180 | EF001786 | 54 | 9.0
CAPRI | CAP321254 | EC001180 | EF002504 | 15,2 | 9.0
CAPRI | CAP321254 | EC001180 | EF003593 | 1 | 9.0
CAPRI | CAP321254 | EC001180 | EF005114 | 12 | 9.0
CAPRI | CAP321254 | EC001180 | EF006304 | Oui | 9.0
CAPRI | CAP321254 | EC001180 | EF007834 | EV005898 | 9.0
CAPRI | CAP321254 | EC001180 | EF008847 | EV003906 | 9.0
CAPRI | CAP321300 | EC001179 | EF000007 | EV000270 | 9.0
CAPRI | CAP321300 | EC001179 | EF000015 | 20,4 | 9.0
CAPRI | CAP321300 | EC001179 | EF000065 | 16 | 9.0
CAPRI | CAP321300 | EC001179 | EF000139 | EV000193 | 9.0
CAPRI | CAP321300 | EC001179 | EF000167 | 0,248 | 9.0
CAPRI | CAP321300 | EC001179 | EF000229 | 2,2 | 9.0
CAPRI | CAP321300 | EC001179 | EF001347 | 1250 | 9.0
CAPRI | CAP321300 | EC001179 | EF001742 | -5 | 9.0
CAPRI | CAP321300 | EC001179 | EF001742 | 60 | 9.0
CAPRI | CAP321300 | EC001179 | EF001744 | 45 | 9.0
CAPRI | CAP321300 | EC001179 | EF001746 | Non | 9.0
CAPRI | CAP321300 | EC001179 | EF001776 | EV000154 | 9.0
CAPRI | CAP321300 | EC001179 | EF001777 | 500 | 9.0
CAPRI | CAP321300 | EC001179 | EF001778 | EV004517 | 9.0
CAPRI | CAP321300 | EC001179 | EF001779 | Non | 9.0
CAPRI | CAP321300 | EC001179 | EF001783 | Non | 9.0
CAPRI | CAP321300 | EC001179 | EF002169 | EV000179 | 9.0
CAPRI | CAP321300 | EC001179 | EF002782 | 500 | 9.0
CAPRI | CAP321300 | EC001179 | EF003660 | EV004433 | 9.0
CAPRI | CAP321300 | EC001179 | EF003661 | EV000163 | 9.0
CAPRI | CAP321300 | EC001179 | EF005114 | 20 | 9.0
CAPRI | CAP321300 | EC001179 | EF005474 | EV006422 | 9.0
CAPRI | CAP321300 | EC001179 | EF005660 | EV000995 | 9.0
CAPRI | CAP321305 | EC001175 | EF000007 | EV000206 | 9.0
CAPRI | CAP321305 | EC001175 | EF000015 | 20,7 mm | 9.0
CAPRI | CAP321305 | EC001175 | EF000022 | Oui | 9.0
CAPRI | CAP321305 | EC001175 | EF000024 | Oui | 9.0
CAPRI | CAP321305 | EC001175 | EF000025 | Non | 9.0
CAPRI | CAP321305 | EC001175 | EF000065 | 16 mm | 9.0
CAPRI | CAP321305 | EC001175 | EF001347 | 350 N | 9.0
CAPRI | CAP321305 | EC001175 | EF001742 | -5 °C | 9.0
CAPRI | CAP321305 | EC001175 | EF001742 | 60 °C | 9.0
CAPRI | CAP321305 | EC001175 | EF001743 | EV004431 | 9.0
CAPRI | CAP321305 | EC001175 | EF001744 | 108 mm | 9.0
CAPRI | CAP321305 | EC001175 | EF001745 | EV004433 | 9.0
CAPRI | CAP321305 | EC001175 | EF001746 | Non | 9.0
CAPRI | CAP321305 | EC001175 | EF001772 | Non | 9.0
CAPRI | CAP321305 | EC001175 | EF001784 | Non | 9.0
CAPRI | CAP321305 | EC001175 | EF002169 | EV000163 | 9.0
CAPRI | CAP321305 | EC001175 | EF003656 | Non | 9.0
CAPRI | CAP321305 | EC001175 | EF003657 | Non | 9.0
CAPRI | CAP321305 | EC001175 | EF003658 | Non | 9.0
CAPRI | CAP321305 | EC001175 | EF003681 | Non | 9.0
CAPRI | CAP321305 | EC001175 | EF005114 | 21 mm | 9.0
CAPRI | CAP321305 | EC001175 | EF005474 | EV006422 | 9.0
CAPRI | CAP321305 | EC001175 | EF005660 | EV000995 | 9.0
CAPRI | CAP321305 | EC001175 | EF007517 | Non | 9.0
CAPRI | CAP321305 | EC001175 | EF007856 | Oui | 9.0
CAPRI | CAP321305 | EC001175 | EF007909 | Non | 9.0
CAPRI | CAP321305 | EC001175 | EF008105 | Non | 9.0
CAPRI | CAP321305 | EC001175 | EF008144 | Oui | 9.0
CAPRI | CAP321305 | EC001175 | EF008145 | Non | 9.0
CAPRI | CAP321305 | EC001175 | EF009416 | Non | 9.0
CAPRI | CAP321305 | EC001175 | EF009689 | 108 mm | 9.0
CAPRI | CAP321305 | EC001175 | EFDE0026 | Non | 9.0
CAPRI | CAP321305 | EC001175 | EFDE0027 | Non | 9.0
CAPRI | CAP321309 | EC001179 | EF000007 | EV000270 | 9.0
CAPRI | CAP321309 | EC001179 | EF000015 | 20,4 | 9.0
CAPRI | CAP321309 | EC001179 | EF000065 | 16 | 9.0
CAPRI | CAP321309 | EC001179 | EF000139 | EV006034 | 9.0
CAPRI | CAP321309 | EC001179 | EF000167 | 0,256 | 9.0
CAPRI | CAP321309 | EC001179 | EF000229 | 2,2 | 9.0
CAPRI | CAP321309 | EC001179 | EF001347 | 1250 | 9.0
CAPRI | CAP321309 | EC001179 | EF001742 | -5 | 9.0
CAPRI | CAP321309 | EC001179 | EF001742 | 60 | 9.0
CAPRI | CAP321309 | EC001179 | EF001744 | 45 | 9.0
CAPRI | CAP321309 | EC001179 | EF001746 | Non | 9.0
CAPRI | CAP321309 | EC001179 | EF001776 | EV000154 | 9.0
CAPRI | CAP321309 | EC001179 | EF001777 | 500 | 9.0
CAPRI | CAP321309 | EC001179 | EF001778 | EV004517 | 9.0
CAPRI | CAP321309 | EC001179 | EF001779 | Non | 9.0
CAPRI | CAP321309 | EC001179 | EF001783 | Non | 9.0
CAPRI | CAP321309 | EC001179 | EF002169 | EV000166 | 9.0
CAPRI | CAP321309 | EC001179 | EF002782 | 500 | 9.0
CAPRI | CAP321309 | EC001179 | EF003660 | EV004433 | 9.0
CAPRI | CAP321309 | EC001179 | EF003661 | EV000163 | 9.0
CAPRI | CAP321309 | EC001179 | EF005114 | 20 | 9.0
CAPRI | CAP321309 | EC001179 | EF005474 | EV006422 | 9.0
CAPRI | CAP321309 | EC001179 | EF005660 | EV000995 | 9.0
CAPRI | CAP321600 | EC001179 | EF000007 | EV000270 | 9.0
CAPRI | CAP321600 | EC001179 | EF000015 | 22,3 | 9.0
CAPRI | CAP321600 | EC001179 | EF000065 | 17,6 | 9.0
CAPRI | CAP321600 | EC001179 | EF000139 | EV000193 | 9.0
CAPRI | CAP321600 | EC001179 | EF000167 | 0,296 | 9.0
CAPRI | CAP321600 | EC001179 | EF000229 | 2,35 | 9.0
CAPRI | CAP321600 | EC001179 | EF001347 | 1250 | 9.0
CAPRI | CAP321600 | EC001179 | EF001742 | -5 | 9.0
CAPRI | CAP321600 | EC001179 | EF001742 | 60 | 9.0
CAPRI | CAP321600 | EC001179 | EF001744 | 50 | 9.0
CAPRI | CAP321600 | EC001179 | EF001746 | Non | 9.0
CAPRI | CAP321600 | EC001179 | EF001776 | EV000154 | 9.0
CAPRI | CAP321600 | EC001179 | EF001777 | 500 | 9.0
CAPRI | CAP321600 | EC001179 | EF001778 | EV004517 | 9.0
CAPRI | CAP321600 | EC001179 | EF001779 | Non | 9.0
CAPRI | CAP321600 | EC001179 | EF001783 | Non | 9.0
CAPRI | CAP321600 | EC001179 | EF002169 | EV000179 | 9.0
CAPRI | CAP321600 | EC001179 | EF002782 | 500 | 9.0
CAPRI | CAP321600 | EC001179 | EF003660 | EV004433 | 9.0
CAPRI | CAP321600 | EC001179 | EF003661 | EV000163 | 9.0
CAPRI | CAP321600 | EC001179 | EF005114 | 22 | 9.0
CAPRI | CAP321600 | EC001179 | EF005474 | EV006422 | 9.0
CAPRI | CAP321600 | EC001179 | EF005660 | EV000995 | 9.0
CAPRI | CAP321605 | EC001175 | EF000007 | EV000206 | 9.0
CAPRI | CAP321605 | EC001175 | EF000015 | 22,7 mm | 9.0
CAPRI | CAP321605 | EC001175 | EF000022 | Oui | 9.0
CAPRI | CAP321605 | EC001175 | EF000024 | Oui | 9.0
CAPRI | CAP321605 | EC001175 | EF000025 | Non | 9.0
CAPRI | CAP321605 | EC001175 | EF000065 | 18 mm | 9.0
CAPRI | CAP321605 | EC001175 | EF001347 | 350 N | 9.0
CAPRI | CAP321605 | EC001175 | EF001742 | -5 °C | 9.0
CAPRI | CAP321605 | EC001175 | EF001742 | 60 °C | 9.0
CAPRI | CAP321605 | EC001175 | EF001743 | EV004431 | 9.0
CAPRI | CAP321605 | EC001175 | EF001744 | 124 mm | 9.0
CAPRI | CAP321605 | EC001175 | EF001745 | EV004433 | 9.0
CAPRI | CAP321605 | EC001175 | EF001746 | Non | 9.0
CAPRI | CAP321605 | EC001175 | EF001772 | Non | 9.0
CAPRI | CAP321605 | EC001175 | EF001784 | Non | 9.0
CAPRI | CAP321605 | EC001175 | EF002169 | EV000163 | 9.0
CAPRI | CAP321605 | EC001175 | EF003656 | Non | 9.0
CAPRI | CAP321605 | EC001175 | EF003657 | Non | 9.0
CAPRI | CAP321605 | EC001175 | EF003658 | Non | 9.0
CAPRI | CAP321605 | EC001175 | EF003681 | Non | 9.0
CAPRI | CAP321605 | EC001175 | EF005114 | 23 mm | 9.0
CAPRI | CAP321605 | EC001175 | EF005474 | EV006422 | 9.0
CAPRI | CAP321605 | EC001175 | EF005660 | EV000995 | 9.0
CAPRI | CAP321605 | EC001175 | EF007517 | Non | 9.0
CAPRI | CAP321605 | EC001175 | EF007856 | Oui | 9.0
CAPRI | CAP321605 | EC001175 | EF007909 | Non | 9.0
CAPRI | CAP321605 | EC001175 | EF008105 | Non | 9.0
CAPRI | CAP321605 | EC001175 | EF008144 | Oui | 9.0
CAPRI | CAP321605 | EC001175 | EF008145 | Non | 9.0
CAPRI | CAP321605 | EC001175 | EF009416 | Non | 9.0
CAPRI | CAP321605 | EC001175 | EF009689 | 124 mm | 9.0
CAPRI | CAP321605 | EC001175 | EFDE0026 | Non | 9.0
CAPRI | CAP321605 | EC001175 | EFDE0027 | Non | 9.0
CAPRI | CAP321606 | EC001179 | EF000007 | EV006723 | 9.0
CAPRI | CAP321606 | EC001179 | EF000015 | 18,2 | 9.0
CAPRI | CAP321606 | EC001179 | EF000065 | 13 | 9.0
CAPRI | CAP321606 | EC001179 | EF000139 | EV000193 | 9.0
CAPRI | CAP321606 | EC001179 | EF000229 | 5,2 | 9.0
CAPRI | CAP321606 | EC001179 | EF001347 | 3500 | 9.0
CAPRI | CAP321606 | EC001179 | EF001742 | -15 | 9.0
CAPRI | CAP321606 | EC001179 | EF001742 | 70 | 9.0
CAPRI | CAP321606 | EC001179 | EF001744 | 40 | 9.0
CAPRI | CAP321606 | EC001179 | EF001746 | Non | 9.0
CAPRI | CAP321606 | EC001179 | EF001776 | EV000154 | 9.0
CAPRI | CAP321606 | EC001179 | EF001777 | 1200 | 9.0
CAPRI | CAP321606 | EC001179 | EF001778 | EV004517 | 9.0
CAPRI | CAP321606 | EC001179 | EF001779 | Non | 9.0
CAPRI | CAP321606 | EC001179 | EF001783 | Non | 9.0
CAPRI | CAP321606 | EC001179 | EF002169 | EV000179 | 9.0
CAPRI | CAP321606 | EC001179 | EF002782 | 1200 | 9.0
CAPRI | CAP321606 | EC001179 | EF003660 | EV000163 | 9.0
CAPRI | CAP321606 | EC001179 | EF003661 | EV008783 | 9.0
CAPRI | CAP321606 | EC001179 | EF005114 | 16 | 9.0
CAPRI | CAP321606 | EC001179 | EF005474 | EV006421 | 9.0
CAPRI | CAP321606 | EC001179 | EF005660 | EV003916 | 9.0
CAPRI | CAP321609 | EC001179 | EF000007 | EV000270 | 9.0
CAPRI | CAP321609 | EC001179 | EF000015 | 22,3 | 9.0
CAPRI | CAP321609 | EC001179 | EF000065 | 17,6 | 9.0
CAPRI | CAP321609 | EC001179 | EF000139 | EV006034 | 9.0
CAPRI | CAP321609 | EC001179 | EF000167 | 0,305 | 9.0
CAPRI | CAP321609 | EC001179 | EF000229 | 2,35 | 9.0
CAPRI | CAP321609 | EC001179 | EF001347 | 1250 | 9.0
CAPRI | CAP321609 | EC001179 | EF001742 | -5 | 9.0
CAPRI | CAP321609 | EC001179 | EF001742 | 60 | 9.0
CAPRI | CAP321609 | EC001179 | EF001744 | 50 | 9.0
CAPRI | CAP321609 | EC001179 | EF001746 | Non | 9.0
CAPRI | CAP321609 | EC001179 | EF001776 | EV000154 | 9.0
CAPRI | CAP321609 | EC001179 | EF001777 | 500 | 9.0
CAPRI | CAP321609 | EC001179 | EF001778 | EV004517 | 9.0
CAPRI | CAP321609 | EC001179 | EF001779 | Non | 9.0
CAPRI | CAP321609 | EC001179 | EF001783 | Non | 9.0
CAPRI | CAP321609 | EC001179 | EF002169 | EV000166 | 9.0
CAPRI | CAP321609 | EC001179 | EF002782 | 500 | 9.0
CAPRI | CAP321609 | EC001179 | EF003660 | EV004433 | 9.0
CAPRI | CAP321609 | EC001179 | EF003661 | EV000163 | 9.0
CAPRI | CAP321609 | EC001179 | EF005114 | 22 | 9.0
CAPRI | CAP321609 | EC001179 | EF005474 | EV006422 | 9.0
CAPRI | CAP321609 | EC001179 | EF005660 | EV000995 | 9.0
CAPRI | CAP321610 | EC001179 | EF000007 | EV000206 | 9.0
CAPRI | CAP321610 | EC001179 | EF000015 | 17,8 | 9.0
CAPRI | CAP321610 | EC001179 | EF000065 | 12,6 | 9.0
CAPRI | CAP321610 | EC001179 | EF000139 | EV000193 | 9.0
CAPRI | CAP321610 | EC001179 | EF000229 | 5,2 | 9.0
CAPRI | CAP321610 | EC001179 | EF001347 | 4000 | 9.0
CAPRI | CAP321610 | EC001179 | EF001742 | 105 | 9.0
CAPRI | CAP321610 | EC001179 | EF001742 | -20 | 9.0
CAPRI | CAP321610 | EC001179 | EF001744 | 45 | 9.0
CAPRI | CAP321610 | EC001179 | EF001746 | Non | 9.0
CAPRI | CAP321610 | EC001179 | EF001776 | EV000154 | 9.0
CAPRI | CAP321610 | EC001179 | EF001777 | 1300 | 9.0
CAPRI | CAP321610 | EC001179 | EF001778 | EV004517 | 9.0
CAPRI | CAP321610 | EC001179 | EF001779 | Non | 9.0
CAPRI | CAP321610 | EC001179 | EF001783 | Non | 9.0
CAPRI | CAP321610 | EC001179 | EF002169 | EV000179 | 9.0
CAPRI | CAP321610 | EC001179 | EF002782 | 1300 | 9.0
CAPRI | CAP321610 | EC001179 | EF003660 | EV004433 | 9.0
CAPRI | CAP321610 | EC001179 | EF003661 | EV000163 | 9.0
CAPRI | CAP321610 | EC001179 | EF005114 | 16 | 9.0
CAPRI | CAP321610 | EC001179 | EF005474 | EV006423 | 9.0
CAPRI | CAP321610 | EC001179 | EF005660 | EV003916 | 9.0
CAPRI | CAP321644 | EC001180 | EF000010 | EV000164 | 9.0
CAPRI | CAP321644 | EC001180 | EF000139 | EV000191 | 9.0
CAPRI | CAP321644 | EC001180 | EF000368 | 10 | 9.0
CAPRI | CAP321644 | EC001180 | EF000369 | 38,1 | 9.0
CAPRI | CAP321644 | EC001180 | EF000767 | EV004441 | 9.0
CAPRI | CAP321644 | EC001180 | EF001596 | EV000149 | 9.0
CAPRI | CAP321644 | EC001180 | EF001742 | -15 | 9.0
CAPRI | CAP321644 | EC001180 | EF001742 | 90 | 9.0
CAPRI | CAP321644 | EC001180 | EF001757 | Oui | 9.0
CAPRI | CAP321644 | EC001180 | EF001758 | EV003712 | 9.0
CAPRI | CAP321644 | EC001180 | EF001760 | 13 | 9.0
CAPRI | CAP321644 | EC001180 | EF001761 | 20 | 9.0
CAPRI | CAP321644 | EC001180 | EF001774 | Non | 9.0
CAPRI | CAP321644 | EC001180 | EF001786 | 54 | 9.0
CAPRI | CAP321644 | EC001180 | EF002504 | 18,2 | 9.0
CAPRI | CAP321644 | EC001180 | EF003593 | 1 | 9.0
CAPRI | CAP321644 | EC001180 | EF005114 | 16 | 9.0
CAPRI | CAP321644 | EC001180 | EF006304 | Oui | 9.0
CAPRI | CAP321644 | EC001180 | EF007834 | EV005898 | 9.0
CAPRI | CAP321644 | EC001180 | EF008847 | EV003906 | 9.0
CAPRI | CAP321654 | EC001180 | EF000010 | EV000164 | 9.0
CAPRI | CAP321654 | EC001180 | EF000139 | EV000191 | 9.0
CAPRI | CAP321654 | EC001180 | EF000368 | 10 | 9.0
CAPRI | CAP321654 | EC001180 | EF000369 | 28 | 9.0
CAPRI | CAP321654 | EC001180 | EF000767 | EV004441 | 9.0
CAPRI | CAP321654 | EC001180 | EF001596 | EV000149 | 9.0
CAPRI | CAP321654 | EC001180 | EF001742 | -100 | 9.0
CAPRI | CAP321654 | EC001180 | EF001742 | 300 | 9.0
CAPRI | CAP321654 | EC001180 | EF001757 | Non | 9.0
CAPRI | CAP321654 | EC001180 | EF001758 | EV003712 | 9.0
CAPRI | CAP321654 | EC001180 | EF001760 | 13 | 9.0
CAPRI | CAP321654 | EC001180 | EF001761 | 38,1 | 9.0
CAPRI | CAP321654 | EC001180 | EF001774 | Non | 9.0
CAPRI | CAP321654 | EC001180 | EF001786 | 54 | 9.0
CAPRI | CAP321654 | EC001180 | EF002504 | 18,2 | 9.0
CAPRI | CAP321654 | EC001180 | EF003593 | 1 | 9.0
CAPRI | CAP321654 | EC001180 | EF005114 | 16 | 9.0
CAPRI | CAP321654 | EC001180 | EF006304 | Oui | 9.0
CAPRI | CAP321654 | EC001180 | EF007834 | EV005898 | 9.0
CAPRI | CAP321654 | EC001180 | EF008847 | EV003906 | 9.0
CAPRI | CAP322006 | EC001179 | EF000007 | EV006723 | 9.0
CAPRI | CAP322006 | EC001179 | EF000015 | 22,7 | 9.0
CAPRI | CAP322006 | EC001179 | EF000065 | 16,9 | 9.0
CAPRI | CAP322006 | EC001179 | EF000139 | EV000193 | 9.0
CAPRI | CAP322006 | EC001179 | EF000229 | 5,8 | 9.0
CAPRI | CAP322006 | EC001179 | EF001347 | 3500 | 9.0
CAPRI | CAP322006 | EC001179 | EF001742 | -15 | 9.0
CAPRI | CAP322006 | EC001179 | EF001742 | 70 | 9.0
CAPRI | CAP322006 | EC001179 | EF001744 | 45 | 9.0
CAPRI | CAP322006 | EC001179 | EF001746 | Non | 9.0
CAPRI | CAP322006 | EC001179 | EF001776 | EV000154 | 9.0
CAPRI | CAP322006 | EC001179 | EF001777 | 1200 | 9.0
CAPRI | CAP322006 | EC001179 | EF001778 | EV004517 | 9.0
CAPRI | CAP322006 | EC001179 | EF001779 | Non | 9.0
CAPRI | CAP322006 | EC001179 | EF001783 | Non | 9.0
CAPRI | CAP322006 | EC001179 | EF002169 | EV000179 | 9.0
CAPRI | CAP322006 | EC001179 | EF002782 | 1200 | 9.0
CAPRI | CAP322006 | EC001179 | EF003660 | EV000163 | 9.0
CAPRI | CAP322006 | EC001179 | EF003661 | EV008783 | 9.0
CAPRI | CAP322006 | EC001179 | EF005114 | 20 | 9.0
CAPRI | CAP322006 | EC001179 | EF005474 | EV006421 | 9.0
CAPRI | CAP322006 | EC001179 | EF005660 | EV003916 | 9.0
CAPRI | CAP322010 | EC001179 | EF000007 | EV000206 | 9.0
CAPRI | CAP322010 | EC001179 | EF000015 | 21,1 | 9.0
CAPRI | CAP322010 | EC001179 | EF000065 | 16 | 9.0
CAPRI | CAP322010 | EC001179 | EF000139 | EV000193 | 9.0
CAPRI | CAP322010 | EC001179 | EF000229 | 5,1 | 9.0
CAPRI | CAP322010 | EC001179 | EF001347 | 4000 | 9.0
CAPRI | CAP322010 | EC001179 | EF001742 | 105 | 9.0
CAPRI | CAP322010 | EC001179 | EF001742 | -20 | 9.0
CAPRI | CAP322010 | EC001179 | EF001744 | 65 | 9.0
CAPRI | CAP322010 | EC001179 | EF001746 | Non | 9.0
CAPRI | CAP322010 | EC001179 | EF001776 | EV000154 | 9.0
CAPRI | CAP322010 | EC001179 | EF001777 | 1300 | 9.0
CAPRI | CAP322010 | EC001179 | EF001778 | EV004517 | 9.0
CAPRI | CAP322010 | EC001179 | EF001779 | Non | 9.0
CAPRI | CAP322010 | EC001179 | EF001783 | Non | 9.0
CAPRI | CAP322010 | EC001179 | EF002169 | EV000179 | 9.0
CAPRI | CAP322010 | EC001179 | EF002782 | 1300 | 9.0
CAPRI | CAP322010 | EC001179 | EF003660 | EV004433 | 9.0
CAPRI | CAP322010 | EC001179 | EF003661 | EV000163 | 9.0
CAPRI | CAP322010 | EC001179 | EF005114 | 20 | 9.0
CAPRI | CAP322010 | EC001179 | EF005474 | EV006423 | 9.0
CAPRI | CAP322010 | EC001179 | EF005660 | EV003916 | 9.0
CAPRI | CAP322044 | EC001180 | EF000010 | EV000164 | 9.0
CAPRI | CAP322044 | EC001180 | EF000139 | EV000191 | 9.0
CAPRI | CAP322044 | EC001180 | EF000368 | 10 | 9.0
CAPRI | CAP322044 | EC001180 | EF000369 | 40 | 9.0
CAPRI | CAP322044 | EC001180 | EF000767 | EV004441 | 9.0
CAPRI | CAP322044 | EC001180 | EF001596 | EV000149 | 9.0
CAPRI | CAP322044 | EC001180 | EF001742 | -15 | 9.0
CAPRI | CAP322044 | EC001180 | EF001742 | 90 | 9.0
CAPRI | CAP322044 | EC001180 | EF001757 | Oui | 9.0
CAPRI | CAP322044 | EC001180 | EF001758 | EV003712 | 9.0
CAPRI | CAP322044 | EC001180 | EF001760 | 16,9 | 9.0
CAPRI | CAP322044 | EC001180 | EF001761 | 24 | 9.0
CAPRI | CAP322044 | EC001180 | EF001774 | Non | 9.0
CAPRI | CAP322044 | EC001180 | EF001786 | 54 | 9.0
CAPRI | CAP322044 | EC001180 | EF002504 | 22,7 | 9.0
CAPRI | CAP322044 | EC001180 | EF003593 | 1 | 9.0
CAPRI | CAP322044 | EC001180 | EF005114 | 20 | 9.0
CAPRI | CAP322044 | EC001180 | EF006304 | Oui | 9.0
CAPRI | CAP322044 | EC001180 | EF007834 | EV005899 | 9.0
CAPRI | CAP322044 | EC001180 | EF008847 | EV003906 | 9.0
CAPRI | CAP322054 | EC001180 | EF000010 | EV000164 | 9.0
CAPRI | CAP322054 | EC001180 | EF000139 | EV000191 | 9.0
CAPRI | CAP322054 | EC001180 | EF000368 | 10 | 9.0
CAPRI | CAP322054 | EC001180 | EF000369 | 30,8 | 9.0
CAPRI | CAP322054 | EC001180 | EF000767 | EV004441 | 9.0
CAPRI | CAP322054 | EC001180 | EF001596 | EV000149 | 9.0
CAPRI | CAP322054 | EC001180 | EF001742 | -100 | 9.0
CAPRI | CAP322054 | EC001180 | EF001742 | 300 | 9.0
CAPRI | CAP322054 | EC001180 | EF001757 | Non | 9.0
CAPRI | CAP322054 | EC001180 | EF001758 | EV003712 | 9.0
CAPRI | CAP322054 | EC001180 | EF001760 | 16,9 | 9.0
CAPRI | CAP322054 | EC001180 | EF001761 | 40 | 9.0
CAPRI | CAP322054 | EC001180 | EF001774 | Non | 9.0
CAPRI | CAP322054 | EC001180 | EF001786 | 54 | 9.0
CAPRI | CAP322054 | EC001180 | EF002504 | 22,7 | 9.0
CAPRI | CAP322054 | EC001180 | EF003593 | 1 | 9.0
CAPRI | CAP322054 | EC001180 | EF005114 | 20 | 9.0
CAPRI | CAP322054 | EC001180 | EF006304 | Oui | 9.0
CAPRI | CAP322054 | EC001180 | EF007834 | EV005899 | 9.0
CAPRI | CAP322054 | EC001180 | EF008847 | EV003906 | 9.0
CAPRI | CAP322100 | EC001179 | EF000007 | EV000270 | 9.0
CAPRI | CAP322100 | EC001179 | EF000015 | 28,2 | 9.0
CAPRI | CAP322100 | EC001179 | EF000065 | 23,3 | 9.0
CAPRI | CAP322100 | EC001179 | EF000139 | EV000193 | 9.0
CAPRI | CAP322100 | EC001179 | EF000167 | 0,384 | 9.0
CAPRI | CAP322100 | EC001179 | EF000229 | 2,45 | 9.0
CAPRI | CAP322100 | EC001179 | EF001347 | 1250 | 9.0
CAPRI | CAP322100 | EC001179 | EF001742 | -5 | 9.0
CAPRI | CAP322100 | EC001179 | EF001742 | 60 | 9.0
CAPRI | CAP322100 | EC001179 | EF001744 | 50 | 9.0
CAPRI | CAP322100 | EC001179 | EF001746 | Non | 9.0
CAPRI | CAP322100 | EC001179 | EF001776 | EV000154 | 9.0
CAPRI | CAP322100 | EC001179 | EF001777 | 500 | 9.0
CAPRI | CAP322100 | EC001179 | EF001778 | EV004517 | 9.0
CAPRI | CAP322100 | EC001179 | EF001779 | Non | 9.0
CAPRI | CAP322100 | EC001179 | EF001783 | Non | 9.0
CAPRI | CAP322100 | EC001179 | EF002169 | EV000179 | 9.0
CAPRI | CAP322100 | EC001179 | EF002782 | 500 | 9.0
CAPRI | CAP322100 | EC001179 | EF003660 | EV004433 | 9.0
CAPRI | CAP322100 | EC001179 | EF003661 | EV000163 | 9.0
CAPRI | CAP322100 | EC001179 | EF005114 | 28 | 9.0
CAPRI | CAP322100 | EC001179 | EF005474 | EV006422 | 9.0
CAPRI | CAP322100 | EC001179 | EF005660 | EV000995 | 9.0
CAPRI | CAP322105 | EC001175 | EF000007 | EV000206 | 9.0
CAPRI | CAP322105 | EC001175 | EF000015 | 27,7 mm | 9.0
CAPRI | CAP322105 | EC001175 | EF000022 | Oui | 9.0
CAPRI | CAP322105 | EC001175 | EF000024 | Oui | 9.0
CAPRI | CAP322105 | EC001175 | EF000025 | Non | 9.0
CAPRI | CAP322105 | EC001175 | EF000065 | 22 mm | 9.0
CAPRI | CAP322105 | EC001175 | EF001347 | 350 N | 9.0
CAPRI | CAP322105 | EC001175 | EF001742 | -5 °C | 9.0
CAPRI | CAP322105 | EC001175 | EF001742 | 60 °C | 9.0
CAPRI | CAP322105 | EC001175 | EF001743 | EV004431 | 9.0
CAPRI | CAP322105 | EC001175 | EF001744 | 175 mm | 9.0
CAPRI | CAP322105 | EC001175 | EF001745 | EV004433 | 9.0
CAPRI | CAP322105 | EC001175 | EF001746 | Non | 9.0
CAPRI | CAP322105 | EC001175 | EF001772 | Non | 9.0
CAPRI | CAP322105 | EC001175 | EF001784 | Non | 9.0
CAPRI | CAP322105 | EC001175 | EF002169 | EV000163 | 9.0
CAPRI | CAP322105 | EC001175 | EF003656 | Non | 9.0
CAPRI | CAP322105 | EC001175 | EF003657 | Non | 9.0
CAPRI | CAP322105 | EC001175 | EF003658 | Non | 9.0
CAPRI | CAP322105 | EC001175 | EF003681 | Non | 9.0
CAPRI | CAP322105 | EC001175 | EF005114 | 28 mm | 9.0
CAPRI | CAP322105 | EC001175 | EF005474 | EV006422 | 9.0
CAPRI | CAP322105 | EC001175 | EF005660 | EV000995 | 9.0
CAPRI | CAP322105 | EC001175 | EF007517 | Non | 9.0
CAPRI | CAP322105 | EC001175 | EF007856 | Oui | 9.0
CAPRI | CAP322105 | EC001175 | EF007909 | Non | 9.0
CAPRI | CAP322105 | EC001175 | EF008105 | Non | 9.0
CAPRI | CAP322105 | EC001175 | EF008144 | Oui | 9.0
CAPRI | CAP322105 | EC001175 | EF008145 | Non | 9.0
CAPRI | CAP322105 | EC001175 | EF009416 | Non | 9.0
CAPRI | CAP322105 | EC001175 | EF009689 | 175 mm | 9.0
CAPRI | CAP322105 | EC001175 | EFDE0026 | Non | 9.0
CAPRI | CAP322105 | EC001175 | EFDE0027 | Non | 9.0
CAPRI | CAP322109 | EC001179 | EF000007 | EV000270 | 9.0
CAPRI | CAP322109 | EC001179 | EF000015 | 28,2 | 9.0
CAPRI | CAP322109 | EC001179 | EF000065 | 23,3 | 9.0
CAPRI | CAP322109 | EC001179 | EF000139 | EV006034 | 9.0
CAPRI | CAP322109 | EC001179 | EF000167 | 0,356 | 9.0
CAPRI | CAP322109 | EC001179 | EF000229 | 2,45 | 9.0
CAPRI | CAP322109 | EC001179 | EF001347 | 1250 | 9.0
CAPRI | CAP322109 | EC001179 | EF001742 | -5 | 9.0
CAPRI | CAP322109 | EC001179 | EF001742 | 60 | 9.0
CAPRI | CAP322109 | EC001179 | EF001744 | 50 | 9.0
CAPRI | CAP322109 | EC001179 | EF001746 | Non | 9.0
CAPRI | CAP322109 | EC001179 | EF001776 | EV000154 | 9.0
CAPRI | CAP322109 | EC001179 | EF001777 | 500 | 9.0
CAPRI | CAP322109 | EC001179 | EF001778 | EV004517 | 9.0
CAPRI | CAP322109 | EC001179 | EF001779 | Non | 9.0
CAPRI | CAP322109 | EC001179 | EF001783 | Non | 9.0
CAPRI | CAP322109 | EC001179 | EF002169 | EV000166 | 9.0
CAPRI | CAP322109 | EC001179 | EF002782 | 500 | 9.0
CAPRI | CAP322109 | EC001179 | EF003660 | EV004433 | 9.0
CAPRI | CAP322109 | EC001179 | EF003661 | EV000163 | 9.0
CAPRI | CAP322109 | EC001179 | EF005114 | 28 | 9.0
CAPRI | CAP322109 | EC001179 | EF005474 | EV006422 | 9.0
CAPRI | CAP322109 | EC001179 | EF005660 | EV000995 | 9.0
CAPRI | CAP322506 | EC001179 | EF000007 | EV006723 | 9.0
CAPRI | CAP322506 | EC001179 | EF000015 | 27,2 | 9.0
CAPRI | CAP322506 | EC001179 | EF000065 | 21,1 | 9.0
CAPRI | CAP322506 | EC001179 | EF000139 | EV000193 | 9.0
CAPRI | CAP322506 | EC001179 | EF000229 | 6,1 | 9.0
CAPRI | CAP322506 | EC001179 | EF001347 | 3500 | 9.0
CAPRI | CAP322506 | EC001179 | EF001742 | -15 | 9.0
CAPRI | CAP322506 | EC001179 | EF001742 | 70 | 9.0
CAPRI | CAP322506 | EC001179 | EF001744 | 55 | 9.0
CAPRI | CAP322506 | EC001179 | EF001746 | Non | 9.0
CAPRI | CAP322506 | EC001179 | EF001776 | EV000154 | 9.0
CAPRI | CAP322506 | EC001179 | EF001777 | 1200 | 9.0
CAPRI | CAP322506 | EC001179 | EF001778 | EV004517 | 9.0
CAPRI | CAP322506 | EC001179 | EF001779 | Non | 9.0
CAPRI | CAP322506 | EC001179 | EF001783 | Non | 9.0
CAPRI | CAP322506 | EC001179 | EF002169 | EV000179 | 9.0
CAPRI | CAP322506 | EC001179 | EF002782 | 1200 | 9.0
CAPRI | CAP322506 | EC001179 | EF003660 | EV000163 | 9.0
CAPRI | CAP322506 | EC001179 | EF003661 | EV008783 | 9.0
CAPRI | CAP322506 | EC001179 | EF005114 | 25 | 9.0
CAPRI | CAP322506 | EC001179 | EF005474 | EV006421 | 9.0
CAPRI | CAP322506 | EC001179 | EF005660 | EV003916 | 9.0
CAPRI | CAP322510 | EC001179 | EF000007 | EV000206 | 9.0
CAPRI | CAP322510 | EC001179 | EF000015 | 26,4 | 9.0
CAPRI | CAP322510 | EC001179 | EF000065 | 21 | 9.0
CAPRI | CAP322510 | EC001179 | EF000139 | EV000193 | 9.0
CAPRI | CAP322510 | EC001179 | EF000229 | 5,4 | 9.0
CAPRI | CAP322510 | EC001179 | EF001347 | 4000 | 9.0
CAPRI | CAP322510 | EC001179 | EF001742 | 105 | 9.0
CAPRI | CAP322510 | EC001179 | EF001742 | -20 | 9.0
CAPRI | CAP322510 | EC001179 | EF001744 | 100 | 9.0
CAPRI | CAP322510 | EC001179 | EF001746 | Non | 9.0
CAPRI | CAP322510 | EC001179 | EF001776 | EV000154 | 9.0
CAPRI | CAP322510 | EC001179 | EF001777 | 1300 | 9.0
CAPRI | CAP322510 | EC001179 | EF001778 | EV004517 | 9.0
CAPRI | CAP322510 | EC001179 | EF001779 | Non | 9.0
CAPRI | CAP322510 | EC001179 | EF001783 | Non | 9.0
CAPRI | CAP322510 | EC001179 | EF002169 | EV000179 | 9.0
CAPRI | CAP322510 | EC001179 | EF002782 | 1300 | 9.0
CAPRI | CAP322510 | EC001179 | EF003660 | EV004433 | 9.0
CAPRI | CAP322510 | EC001179 | EF003661 | EV000163 | 9.0
CAPRI | CAP322510 | EC001179 | EF005114 | 25 | 9.0
CAPRI | CAP322510 | EC001179 | EF005474 | EV006423 | 9.0
CAPRI | CAP322510 | EC001179 | EF005660 | EV003916 | 9.0
CAPRI | CAP322544 | EC001180 | EF000010 | EV000164 | 9.0
CAPRI | CAP322544 | EC001180 | EF000139 | EV000191 | 9.0
CAPRI | CAP322544 | EC001180 | EF000368 | 12 | 9.0
CAPRI | CAP322544 | EC001180 | EF000369 | 47,2 | 9.0
CAPRI | CAP322544 | EC001180 | EF000767 | EV004441 | 9.0
CAPRI | CAP322544 | EC001180 | EF001596 | EV000149 | 9.0
CAPRI | CAP322544 | EC001180 | EF001742 | -15 | 9.0
CAPRI | CAP322544 | EC001180 | EF001742 | 90 | 9.0
CAPRI | CAP322544 | EC001180 | EF001757 | Oui | 9.0
CAPRI | CAP322544 | EC001180 | EF001758 | EV003712 | 9.0
CAPRI | CAP322544 | EC001180 | EF001760 | 21,1 | 9.0
CAPRI | CAP322544 | EC001180 | EF001761 | 29 | 9.0
CAPRI | CAP322544 | EC001180 | EF001774 | Non | 9.0
CAPRI | CAP322544 | EC001180 | EF001786 | 54 | 9.0
CAPRI | CAP322544 | EC001180 | EF002504 | 27,2 | 9.0
CAPRI | CAP322544 | EC001180 | EF003593 | 1 | 9.0
CAPRI | CAP322544 | EC001180 | EF005114 | 25 | 9.0
CAPRI | CAP322544 | EC001180 | EF006304 | Oui | 9.0
CAPRI | CAP322544 | EC001180 | EF007834 | EV005900 | 9.0
CAPRI | CAP322544 | EC001180 | EF008847 | EV003906 | 9.0
CAPRI | CAP322554 | EC001180 | EF000010 | EV000164 | 9.0
CAPRI | CAP322554 | EC001180 | EF000139 | EV000191 | 9.0
CAPRI | CAP322554 | EC001180 | EF000368 | 12 | 9.0
CAPRI | CAP322554 | EC001180 | EF000369 | 34,5 | 9.0
CAPRI | CAP322554 | EC001180 | EF000767 | EV004441 | 9.0
CAPRI | CAP322554 | EC001180 | EF001596 | EV000149 | 9.0
CAPRI | CAP322554 | EC001180 | EF001742 | -100 | 9.0
CAPRI | CAP322554 | EC001180 | EF001742 | 300 | 9.0
CAPRI | CAP322554 | EC001180 | EF001757 | Non | 9.0
CAPRI | CAP322554 | EC001180 | EF001758 | EV003712 | 9.0
CAPRI | CAP322554 | EC001180 | EF001760 | 21,1 | 9.0
CAPRI | CAP322554 | EC001180 | EF001761 | 47,,2 | 9.0
CAPRI | CAP322554 | EC001180 | EF001774 | Non | 9.0
CAPRI | CAP322554 | EC001180 | EF001786 | 54 | 9.0
CAPRI | CAP322554 | EC001180 | EF002504 | 27,2 | 9.0
CAPRI | CAP322554 | EC001180 | EF003593 | 1 | 9.0
CAPRI | CAP322554 | EC001180 | EF005114 | 25 | 9.0
CAPRI | CAP322554 | EC001180 | EF006304 | Oui | 9.0
CAPRI | CAP322554 | EC001180 | EF007834 | EV005900 | 9.0
CAPRI | CAP322554 | EC001180 | EF008847 | EV003906 | 9.0
CAPRI | CAP322805 | EC001175 | EF000007 | EV000206 | 9.0
CAPRI | CAP322805 | EC001175 | EF000015 | 33,5 mm | 9.0
CAPRI | CAP322805 | EC001175 | EF000022 | Oui | 9.0
CAPRI | CAP322805 | EC001175 | EF000024 | Oui | 9.0
CAPRI | CAP322805 | EC001175 | EF000025 | Non | 9.0
CAPRI | CAP322805 | EC001175 | EF000065 | 28 mm | 9.0
CAPRI | CAP322805 | EC001175 | EF001347 | 350 N | 9.0
CAPRI | CAP322805 | EC001175 | EF001742 | -5 °C | 9.0
CAPRI | CAP322805 | EC001175 | EF001742 | 60 °C | 9.0
CAPRI | CAP322805 | EC001175 | EF001743 | EV004431 | 9.0
CAPRI | CAP322805 | EC001175 | EF001744 | 220 mm | 9.0
CAPRI | CAP322805 | EC001175 | EF001745 | EV004433 | 9.0
CAPRI | CAP322805 | EC001175 | EF001746 | Non | 9.0
CAPRI | CAP322805 | EC001175 | EF001772 | Non | 9.0
CAPRI | CAP322805 | EC001175 | EF001784 | Non | 9.0
CAPRI | CAP322805 | EC001175 | EF002169 | EV000163 | 9.0
CAPRI | CAP322805 | EC001175 | EF003656 | Non | 9.0
CAPRI | CAP322805 | EC001175 | EF003657 | Non | 9.0
CAPRI | CAP322805 | EC001175 | EF003658 | Non | 9.0
CAPRI | CAP322805 | EC001175 | EF003681 | Non | 9.0
CAPRI | CAP322805 | EC001175 | EF005114 | 33 mm | 9.0
CAPRI | CAP322805 | EC001175 | EF005474 | EV006422 | 9.0
CAPRI | CAP322805 | EC001175 | EF005660 | EV000995 | 9.0
CAPRI | CAP322805 | EC001175 | EF007517 | Non | 9.0
CAPRI | CAP322805 | EC001175 | EF007856 | Oui | 9.0
CAPRI | CAP322805 | EC001175 | EF007909 | Non | 9.0
CAPRI | CAP322805 | EC001175 | EF008105 | Non | 9.0
CAPRI | CAP322805 | EC001175 | EF008144 | Oui | 9.0
CAPRI | CAP322805 | EC001175 | EF008145 | Non | 9.0
CAPRI | CAP322805 | EC001175 | EF009416 | Non | 9.0
CAPRI | CAP322805 | EC001175 | EF009689 | 220 mm | 9.0
CAPRI | CAP322805 | EC001175 | EFDE0026 | Non | 9.0
CAPRI | CAP322805 | EC001175 | EFDE0027 | Non | 9.0
CAPRI | CAP322900 | EC001179 | EF000007 | EV000270 | 9.0
CAPRI | CAP322900 | EC001179 | EF000015 | 37,0 | 9.0
CAPRI | CAP322900 | EC001179 | EF000065 | 31,2 | 9.0
CAPRI | CAP322900 | EC001179 | EF000139 | EV000193 | 9.0
CAPRI | CAP322900 | EC001179 | EF000167 | 0,586 | 9.0
CAPRI | CAP322900 | EC001179 | EF000229 | 2,9 | 9.0
CAPRI | CAP322900 | EC001179 | EF001347 | 1250 | 9.0
CAPRI | CAP322900 | EC001179 | EF001742 | -5 | 9.0
CAPRI | CAP322900 | EC001179 | EF001742 | 60 | 9.0
CAPRI | CAP322900 | EC001179 | EF001744 | 50 | 9.0
CAPRI | CAP322900 | EC001179 | EF001746 | Non | 9.0
CAPRI | CAP322900 | EC001179 | EF001776 | EV000154 | 9.0
CAPRI | CAP322900 | EC001179 | EF001777 | 500 | 9.0
CAPRI | CAP322900 | EC001179 | EF001778 | EV004517 | 9.0
CAPRI | CAP322900 | EC001179 | EF001779 | Non | 9.0
CAPRI | CAP322900 | EC001179 | EF001783 | Non | 9.0
CAPRI | CAP322900 | EC001179 | EF002169 | EV000179 | 9.0
CAPRI | CAP322900 | EC001179 | EF002782 | 500 | 9.0
CAPRI | CAP322900 | EC001179 | EF003660 | EV004433 | 9.0
CAPRI | CAP322900 | EC001179 | EF003661 | EV000163 | 9.0
CAPRI | CAP322900 | EC001179 | EF005114 | 37 | 9.0
CAPRI | CAP322900 | EC001179 | EF005474 | EV006422 | 9.0
CAPRI | CAP322900 | EC001179 | EF005660 | EV000995 | 9.0
CAPRI | CAP322905 | EC001175 | EF000007 | EV000206 | 9.0
CAPRI | CAP322905 | EC001175 | EF000015 | 38 mm | 9.0
CAPRI | CAP322905 | EC001175 | EF000022 | Oui | 9.0
CAPRI | CAP322905 | EC001175 | EF000024 | Oui | 9.0
CAPRI | CAP322905 | EC001175 | EF000025 | Non | 9.0
CAPRI | CAP322905 | EC001175 | EF000065 | 32 mm | 9.0
CAPRI | CAP322905 | EC001175 | EF001347 | 350 N | 9.0
CAPRI | CAP322905 | EC001175 | EF001742 | -5 °C | 9.0
CAPRI | CAP322905 | EC001175 | EF001742 | 60 °C | 9.0
CAPRI | CAP322905 | EC001175 | EF001743 | EV004431 | 9.0
CAPRI | CAP322905 | EC001175 | EF001744 | 248 mm | 9.0
CAPRI | CAP322905 | EC001175 | EF001745 | EV004433 | 9.0
CAPRI | CAP322905 | EC001175 | EF001746 | Non | 9.0
CAPRI | CAP322905 | EC001175 | EF001772 | Non | 9.0
CAPRI | CAP322905 | EC001175 | EF001784 | Non | 9.0
CAPRI | CAP322905 | EC001175 | EF002169 | EV000163 | 9.0
CAPRI | CAP322905 | EC001175 | EF003656 | Non | 9.0
CAPRI | CAP322905 | EC001175 | EF003657 | Non | 9.0
CAPRI | CAP322905 | EC001175 | EF003658 | Non | 9.0
CAPRI | CAP322905 | EC001175 | EF003681 | Non | 9.0
CAPRI | CAP322905 | EC001175 | EF005114 | 38 mm | 9.0
CAPRI | CAP322905 | EC001175 | EF005474 | EV006422 | 9.0
CAPRI | CAP322905 | EC001175 | EF005660 | EV000995 | 9.0
CAPRI | CAP322905 | EC001175 | EF007517 | Non | 9.0
CAPRI | CAP322905 | EC001175 | EF007856 | Oui | 9.0
CAPRI | CAP322905 | EC001175 | EF007909 | Non | 9.0
CAPRI | CAP322905 | EC001175 | EF008105 | Non | 9.0
CAPRI | CAP322905 | EC001175 | EF008144 | Oui | 9.0
CAPRI | CAP322905 | EC001175 | EF008145 | Non | 9.0
CAPRI | CAP322905 | EC001175 | EF009416 | Non | 9.0
CAPRI | CAP322905 | EC001175 | EF009689 | 248 mm | 9.0
CAPRI | CAP322905 | EC001175 | EFDE0026 | Non | 9.0
CAPRI | CAP322905 | EC001175 | EFDE0027 | Non | 9.0
CAPRI | CAP322909 | EC001179 | EF000007 | EV000270 | 9.0
CAPRI | CAP322909 | EC001179 | EF000015 | 37,0 | 9.0
CAPRI | CAP322909 | EC001179 | EF000065 | 31,2 | 9.0
CAPRI | CAP322909 | EC001179 | EF000139 | EV006034 | 9.0
CAPRI | CAP322909 | EC001179 | EF000167 | 0,604 | 9.0
CAPRI | CAP322909 | EC001179 | EF000229 | 2,9 | 9.0
CAPRI | CAP322909 | EC001179 | EF001347 | 1250 | 9.0
CAPRI | CAP322909 | EC001179 | EF001742 | -5 | 9.0
CAPRI | CAP322909 | EC001179 | EF001742 | 60 | 9.0
CAPRI | CAP322909 | EC001179 | EF001744 | 50 | 9.0
CAPRI | CAP322909 | EC001179 | EF001746 | Non | 9.0
CAPRI | CAP322909 | EC001179 | EF001776 | EV000154 | 9.0
CAPRI | CAP322909 | EC001179 | EF001777 | 500 | 9.0
CAPRI | CAP322909 | EC001179 | EF001778 | EV004517 | 9.0
CAPRI | CAP322909 | EC001179 | EF001779 | Non | 9.0
CAPRI | CAP322909 | EC001179 | EF001783 | Non | 9.0
CAPRI | CAP322909 | EC001179 | EF002169 | EV000166 | 9.0
CAPRI | CAP322909 | EC001179 | EF002782 | 500 | 9.0
CAPRI | CAP322909 | EC001179 | EF003660 | EV004433 | 9.0
CAPRI | CAP322909 | EC001179 | EF003661 | EV000163 | 9.0
CAPRI | CAP322909 | EC001179 | EF005114 | 37 | 9.0
CAPRI | CAP322909 | EC001179 | EF005474 | EV006422 | 9.0
CAPRI | CAP322909 | EC001179 | EF005660 | EV000995 | 9.0
CAPRI | CAP323206 | EC001179 | EF000007 | EV006723 | 9.0
CAPRI | CAP323206 | EC001179 | EF000015 | 35,2 | 9.0
CAPRI | CAP323206 | EC001179 | EF000065 | 28,1 | 9.0
CAPRI | CAP323206 | EC001179 | EF000139 | EV000193 | 9.0
CAPRI | CAP323206 | EC001179 | EF000229 | 7,1 | 9.0
CAPRI | CAP323206 | EC001179 | EF001347 | 3500 | 9.0
CAPRI | CAP323206 | EC001179 | EF001742 | -15 | 9.0
CAPRI | CAP323206 | EC001179 | EF001742 | 70 | 9.0
CAPRI | CAP323206 | EC001179 | EF001744 | 70 | 9.0
CAPRI | CAP323206 | EC001179 | EF001746 | Non | 9.0
CAPRI | CAP323206 | EC001179 | EF001776 | EV000154 | 9.0
CAPRI | CAP323206 | EC001179 | EF001777 | 1200 | 9.0
CAPRI | CAP323206 | EC001179 | EF001778 | EV004517 | 9.0
CAPRI | CAP323206 | EC001179 | EF001779 | Non | 9.0
CAPRI | CAP323206 | EC001179 | EF001783 | Non | 9.0
CAPRI | CAP323206 | EC001179 | EF002169 | EV000179 | 9.0
CAPRI | CAP323206 | EC001179 | EF002782 | 1200 | 9.0
CAPRI | CAP323206 | EC001179 | EF003660 | EV000163 | 9.0
CAPRI | CAP323206 | EC001179 | EF003661 | EV008783 | 9.0
CAPRI | CAP323206 | EC001179 | EF005114 | 32 | 9.0
CAPRI | CAP323206 | EC001179 | EF005474 | EV006421 | 9.0
CAPRI | CAP323206 | EC001179 | EF005660 | EV003916 | 9.0
CAPRI | CAP323210 | EC001179 | EF000007 | EV000206 | 9.0
CAPRI | CAP323210 | EC001179 | EF000015 | 33,1 | 9.0
CAPRI | CAP323210 | EC001179 | EF000065 | 26,5 | 9.0
CAPRI | CAP323210 | EC001179 | EF000139 | EV000193 | 9.0
CAPRI | CAP323210 | EC001179 | EF000229 | 6,6 | 9.0
CAPRI | CAP323210 | EC001179 | EF001347 | 4000 | 9.0
CAPRI | CAP323210 | EC001179 | EF001742 | 105 | 9.0
CAPRI | CAP323210 | EC001179 | EF001742 | -20 | 9.0
CAPRI | CAP323210 | EC001179 | EF001744 | 135 | 9.0
CAPRI | CAP323210 | EC001179 | EF001746 | Non | 9.0
CAPRI | CAP323210 | EC001179 | EF001776 | EV000154 | 9.0
CAPRI | CAP323210 | EC001179 | EF001777 | 1300 | 9.0
CAPRI | CAP323210 | EC001179 | EF001778 | EV004517 | 9.0
CAPRI | CAP323210 | EC001179 | EF001779 | Non | 9.0
CAPRI | CAP323210 | EC001179 | EF001783 | Non | 9.0
CAPRI | CAP323210 | EC001179 | EF002169 | EV000179 | 9.0
CAPRI | CAP323210 | EC001179 | EF002782 | 1300 | 9.0
CAPRI | CAP323210 | EC001179 | EF003660 | EV004433 | 9.0
CAPRI | CAP323210 | EC001179 | EF003661 | EV000163 | 9.0
CAPRI | CAP323210 | EC001179 | EF005114 | 32 | 9.0
CAPRI | CAP323210 | EC001179 | EF005474 | EV006423 | 9.0
CAPRI | CAP323210 | EC001179 | EF005660 | EV003916 | 9.0
CAPRI | CAP323244 | EC001180 | EF000010 | EV000164 | 9.0
CAPRI | CAP323244 | EC001180 | EF000139 | EV000191 | 9.0
CAPRI | CAP323244 | EC001180 | EF000368 | 13 | 9.0
CAPRI | CAP323244 | EC001180 | EF000369 | 52,6 | 9.0
CAPRI | CAP323244 | EC001180 | EF000767 | EV004441 | 9.0
CAPRI | CAP323244 | EC001180 | EF001596 | EV000149 | 9.0
CAPRI | CAP323244 | EC001180 | EF001742 | -15 | 9.0
CAPRI | CAP323244 | EC001180 | EF001742 | 90 | 9.0
CAPRI | CAP323244 | EC001180 | EF001757 | Oui | 9.0
CAPRI | CAP323244 | EC001180 | EF001758 | EV003712 | 9.0
CAPRI | CAP323244 | EC001180 | EF001760 | 28,1 | 9.0
CAPRI | CAP323244 | EC001180 | EF001761 | 38 | 9.0
CAPRI | CAP323244 | EC001180 | EF001774 | Non | 9.0
CAPRI | CAP323244 | EC001180 | EF001786 | 54 | 9.0
CAPRI | CAP323244 | EC001180 | EF002504 | 35,2 | 9.0
CAPRI | CAP323244 | EC001180 | EF003593 | 1 | 9.0
CAPRI | CAP323244 | EC001180 | EF005114 | 32 | 9.0
CAPRI | CAP323244 | EC001180 | EF006304 | Oui | 9.0
CAPRI | CAP323244 | EC001180 | EF007834 | EV005901 | 9.0
CAPRI | CAP323244 | EC001180 | EF008847 | EV003906 | 9.0
CAPRI | CAP323254 | EC001180 | EF000010 | EV000164 | 9.0
CAPRI | CAP323254 | EC001180 | EF000139 | EV000191 | 9.0
CAPRI | CAP323254 | EC001180 | EF000368 | 13 | 9.0
CAPRI | CAP323254 | EC001180 | EF000369 | 39,3 | 9.0
CAPRI | CAP323254 | EC001180 | EF000767 | EV004441 | 9.0
CAPRI | CAP323254 | EC001180 | EF001596 | EV000149 | 9.0
CAPRI | CAP323254 | EC001180 | EF001742 | -100 | 9.0
CAPRI | CAP323254 | EC001180 | EF001742 | 300 | 9.0
CAPRI | CAP323254 | EC001180 | EF001757 | Non | 9.0
CAPRI | CAP323254 | EC001180 | EF001758 | EV003712 | 9.0
CAPRI | CAP323254 | EC001180 | EF001760 | 28,1 | 9.0
CAPRI | CAP323254 | EC001180 | EF001761 | 52,6 | 9.0
CAPRI | CAP323254 | EC001180 | EF001774 | Non | 9.0
CAPRI | CAP323254 | EC001180 | EF001786 | 54 | 9.0
CAPRI | CAP323254 | EC001180 | EF002504 | 35,2 | 9.0
CAPRI | CAP323254 | EC001180 | EF003593 | 1 | 9.0
CAPRI | CAP323254 | EC001180 | EF005114 | 32 | 9.0
CAPRI | CAP323254 | EC001180 | EF006304 | Oui | 9.0
CAPRI | CAP323254 | EC001180 | EF007834 | EV005901 | 9.0
CAPRI | CAP323254 | EC001180 | EF008847 | EV003906 | 9.0
CAPRI | CAP323505 | EC001175 | EF000007 | EV000206 | 9.0
CAPRI | CAP323505 | EC001175 | EF000015 | 41 mm | 9.0
CAPRI | CAP323505 | EC001175 | EF000022 | Oui | 9.0
CAPRI | CAP323505 | EC001175 | EF000024 | Oui | 9.0
CAPRI | CAP323505 | EC001175 | EF000025 | Non | 9.0
CAPRI | CAP323505 | EC001175 | EF000065 | 35 mm | 9.0
CAPRI | CAP323505 | EC001175 | EF001347 | 350 N | 9.0
CAPRI | CAP323505 | EC001175 | EF001742 | -5 °C | 9.0
CAPRI | CAP323505 | EC001175 | EF001742 | 60 °C | 9.0
CAPRI | CAP323505 | EC001175 | EF001743 | EV004431 | 9.0
CAPRI | CAP323505 | EC001175 | EF001744 | 284 mm | 9.0
CAPRI | CAP323505 | EC001175 | EF001745 | EV004433 | 9.0
CAPRI | CAP323505 | EC001175 | EF001746 | Non | 9.0
CAPRI | CAP323505 | EC001175 | EF001772 | Non | 9.0
CAPRI | CAP323505 | EC001175 | EF001784 | Non | 9.0
CAPRI | CAP323505 | EC001175 | EF002169 | EV000163 | 9.0
CAPRI | CAP323505 | EC001175 | EF003656 | Non | 9.0
CAPRI | CAP323505 | EC001175 | EF003657 | Non | 9.0
CAPRI | CAP323505 | EC001175 | EF003658 | Non | 9.0
CAPRI | CAP323505 | EC001175 | EF003681 | Non | 9.0
CAPRI | CAP323505 | EC001175 | EF005114 | 41 mm | 9.0
CAPRI | CAP323505 | EC001175 | EF005474 | EV006422 | 9.0
CAPRI | CAP323505 | EC001175 | EF005660 | EV000995 | 9.0
CAPRI | CAP323505 | EC001175 | EF007517 | Non | 9.0
CAPRI | CAP323505 | EC001175 | EF007856 | Oui | 9.0
CAPRI | CAP323505 | EC001175 | EF007909 | Non | 9.0
CAPRI | CAP323505 | EC001175 | EF008105 | Non | 9.0
CAPRI | CAP323505 | EC001175 | EF008144 | Oui | 9.0
CAPRI | CAP323505 | EC001175 | EF008145 | Non | 9.0
CAPRI | CAP323505 | EC001175 | EF009416 | Non | 9.0
CAPRI | CAP323505 | EC001175 | EF009689 | 284 mm | 9.0
CAPRI | CAP323505 | EC001175 | EFDE0026 | Non | 9.0
CAPRI | CAP323505 | EC001175 | EFDE0027 | Non | 9.0
CAPRI | CAP323600 | EC001179 | EF000007 | EV000270 | 9.0
CAPRI | CAP323600 | EC001179 | EF000015 | 47,0 | 9.0
CAPRI | CAP323600 | EC001179 | EF000065 | 40 | 9.0
CAPRI | CAP323600 | EC001179 | EF000139 | EV000193 | 9.0
CAPRI | CAP323600 | EC001179 | EF000167 | 0,760 | 9.0
CAPRI | CAP323600 | EC001179 | EF000229 | 3,5 | 9.0
CAPRI | CAP323600 | EC001179 | EF001347 | 1250 | 9.0
CAPRI | CAP323600 | EC001179 | EF001742 | -5 | 9.0
CAPRI | CAP323600 | EC001179 | EF001742 | 60 | 9.0
CAPRI | CAP323600 | EC001179 | EF001744 | 50 | 9.0
CAPRI | CAP323600 | EC001179 | EF001746 | Non | 9.0
CAPRI | CAP323600 | EC001179 | EF001776 | EV000154 | 9.0
CAPRI | CAP323600 | EC001179 | EF001777 | 500 | 9.0
CAPRI | CAP323600 | EC001179 | EF001778 | EV004517 | 9.0
CAPRI | CAP323600 | EC001179 | EF001779 | Non | 9.0
CAPRI | CAP323600 | EC001179 | EF001783 | Non | 9.0
CAPRI | CAP323600 | EC001179 | EF002169 | EV000179 | 9.0
CAPRI | CAP323600 | EC001179 | EF002782 | 500 | 9.0
CAPRI | CAP323600 | EC001179 | EF003660 | EV004433 | 9.0
CAPRI | CAP323600 | EC001179 | EF003661 | EV000163 | 9.0
CAPRI | CAP323600 | EC001179 | EF005114 | 47 | 9.0
CAPRI | CAP323600 | EC001179 | EF005474 | EV006422 | 9.0
CAPRI | CAP323600 | EC001179 | EF005660 | EV000995 | 9.0
CAPRI | CAP323605 | EC001175 | EF000007 | EV000206 | 9.0
CAPRI | CAP323605 | EC001175 | EF000015 | 46,4 mm | 9.0
CAPRI | CAP323605 | EC001175 | EF000022 | Oui | 9.0
CAPRI | CAP323605 | EC001175 | EF000024 | Oui | 9.0
CAPRI | CAP323605 | EC001175 | EF000025 | Non | 9.0
CAPRI | CAP323605 | EC001175 | EF000065 | 40 mm | 9.0
CAPRI | CAP323605 | EC001175 | EF001347 | 350 N | 9.0
CAPRI | CAP323605 | EC001175 | EF001742 | -5 °C | 9.0
CAPRI | CAP323605 | EC001175 | EF001742 | 60 °C | 9.0
CAPRI | CAP323605 | EC001175 | EF001743 | EV004431 | 9.0
CAPRI | CAP323605 | EC001175 | EF001744 | 360 mm | 9.0
CAPRI | CAP323605 | EC001175 | EF001745 | EV004433 | 9.0
CAPRI | CAP323605 | EC001175 | EF001746 | Non | 9.0
CAPRI | CAP323605 | EC001175 | EF001772 | Non | 9.0
CAPRI | CAP323605 | EC001175 | EF001784 | Non | 9.0
CAPRI | CAP323605 | EC001175 | EF002169 | EV000163 | 9.0
CAPRI | CAP323605 | EC001175 | EF003656 | Non | 9.0
CAPRI | CAP323605 | EC001175 | EF003657 | Non | 9.0
CAPRI | CAP323605 | EC001175 | EF003658 | Non | 9.0
CAPRI | CAP323605 | EC001175 | EF003681 | Non | 9.0
CAPRI | CAP323605 | EC001175 | EF005114 | 46 mm | 9.0
CAPRI | CAP323605 | EC001175 | EF005474 | EV006422 | 9.0
CAPRI | CAP323605 | EC001175 | EF005660 | EV000995 | 9.0
CAPRI | CAP323605 | EC001175 | EF007517 | Non | 9.0
CAPRI | CAP323605 | EC001175 | EF007856 | Oui | 9.0
CAPRI | CAP323605 | EC001175 | EF007909 | Non | 9.0
CAPRI | CAP323605 | EC001175 | EF008105 | Non | 9.0
CAPRI | CAP323605 | EC001175 | EF008144 | Oui | 9.0
CAPRI | CAP323605 | EC001175 | EF008145 | Non | 9.0
CAPRI | CAP323605 | EC001175 | EF009416 | Non | 9.0
CAPRI | CAP323605 | EC001175 | EF009689 | 360 mm | 9.0
CAPRI | CAP323605 | EC001175 | EFDE0026 | Non | 9.0
CAPRI | CAP323605 | EC001175 | EFDE0027 | Non | 9.0
CAPRI | CAP323609 | EC001179 | EF000007 | EV000270 | 9.0
CAPRI | CAP323609 | EC001179 | EF000015 | 47,0 | 9.0
CAPRI | CAP323609 | EC001179 | EF000065 | 40 | 9.0
CAPRI | CAP323609 | EC001179 | EF000139 | EV006034 | 9.0
CAPRI | CAP323609 | EC001179 | EF000167 | 0,784 | 9.0
CAPRI | CAP323609 | EC001179 | EF000229 | 3,5 | 9.0
CAPRI | CAP323609 | EC001179 | EF001347 | 1250 | 9.0
CAPRI | CAP323609 | EC001179 | EF001742 | -5 | 9.0
CAPRI | CAP323609 | EC001179 | EF001742 | 60 | 9.0
CAPRI | CAP323609 | EC001179 | EF001744 | 50 | 9.0
CAPRI | CAP323609 | EC001179 | EF001746 | Non | 9.0
CAPRI | CAP323609 | EC001179 | EF001776 | EV000154 | 9.0
CAPRI | CAP323609 | EC001179 | EF001777 | 500 | 9.0
CAPRI | CAP323609 | EC001179 | EF001778 | EV004517 | 9.0
CAPRI | CAP323609 | EC001179 | EF001779 | Non | 9.0
CAPRI | CAP323609 | EC001179 | EF001783 | Non | 9.0
CAPRI | CAP323609 | EC001179 | EF002169 | EV000166 | 9.0
CAPRI | CAP323609 | EC001179 | EF002782 | 500 | 9.0
CAPRI | CAP323609 | EC001179 | EF003660 | EV004433 | 9.0
CAPRI | CAP323609 | EC001179 | EF003661 | EV000163 | 9.0
CAPRI | CAP323609 | EC001179 | EF005114 | 47 | 9.0
CAPRI | CAP323609 | EC001179 | EF005474 | EV006422 | 9.0
CAPRI | CAP323609 | EC001179 | EF005660 | EV000995 | 9.0
CAPRI | CAP324006 | EC001179 | EF000007 | EV006723 | 9.0
CAPRI | CAP324006 | EC001179 | EF000015 | 45,7 | 9.0
CAPRI | CAP324006 | EC001179 | EF000065 | 37,6 | 9.0
CAPRI | CAP324006 | EC001179 | EF000139 | EV000193 | 9.0
CAPRI | CAP324006 | EC001179 | EF000229 | 8,1 | 9.0
CAPRI | CAP324006 | EC001179 | EF001347 | 3500 | 9.0
CAPRI | CAP324006 | EC001179 | EF001742 | -15 | 9.0
CAPRI | CAP324006 | EC001179 | EF001742 | 70 | 9.0
CAPRI | CAP324006 | EC001179 | EF001744 | 80 | 9.0
CAPRI | CAP324006 | EC001179 | EF001746 | Non | 9.0
CAPRI | CAP324006 | EC001179 | EF001776 | EV000154 | 9.0
CAPRI | CAP324006 | EC001179 | EF001777 | 1200 | 9.0
CAPRI | CAP324006 | EC001179 | EF001778 | EV004517 | 9.0
CAPRI | CAP324006 | EC001179 | EF001779 | Non | 9.0
CAPRI | CAP324006 | EC001179 | EF001783 | Non | 9.0
CAPRI | CAP324006 | EC001179 | EF002169 | EV000179 | 9.0
CAPRI | CAP324006 | EC001179 | EF002782 | 1200 | 9.0
CAPRI | CAP324006 | EC001179 | EF003660 | EV000163 | 9.0
CAPRI | CAP324006 | EC001179 | EF003661 | EV008783 | 9.0
CAPRI | CAP324006 | EC001179 | EF005114 | 40 | 9.0
CAPRI | CAP324006 | EC001179 | EF005474 | EV006421 | 9.0
CAPRI | CAP324006 | EC001179 | EF005660 | EV003916 | 9.0
CAPRI | CAP324010 | EC001179 | EF000007 | EV000206 | 9.0
CAPRI | CAP324010 | EC001179 | EF000015 | 41,8 | 9.0
CAPRI | CAP324010 | EC001179 | EF000065 | 35,4 | 9.0
CAPRI | CAP324010 | EC001179 | EF000139 | EV000193 | 9.0
CAPRI | CAP324010 | EC001179 | EF000229 | 6,4 | 9.0
CAPRI | CAP324010 | EC001179 | EF001347 | 4000 | 9.0
CAPRI | CAP324010 | EC001179 | EF001742 | 105 | 9.0
CAPRI | CAP324010 | EC001179 | EF001742 | -20 | 9.0
CAPRI | CAP324010 | EC001179 | EF001744 | 175 | 9.0
CAPRI | CAP324010 | EC001179 | EF001746 | Non | 9.0
CAPRI | CAP324010 | EC001179 | EF001776 | EV000154 | 9.0
CAPRI | CAP324010 | EC001179 | EF001777 | 1300 | 9.0
CAPRI | CAP324010 | EC001179 | EF001778 | EV004517 | 9.0
CAPRI | CAP324010 | EC001179 | EF001779 | Non | 9.0
CAPRI | CAP324010 | EC001179 | EF001783 | Non | 9.0
CAPRI | CAP324010 | EC001179 | EF002169 | EV000179 | 9.0
CAPRI | CAP324010 | EC001179 | EF002782 | 1300 | 9.0
CAPRI | CAP324010 | EC001179 | EF003660 | EV004433 | 9.0
CAPRI | CAP324010 | EC001179 | EF003661 | EV000163 | 9.0
CAPRI | CAP324010 | EC001179 | EF005114 | 40 | 9.0
CAPRI | CAP324010 | EC001179 | EF005474 | EV006423 | 9.0
CAPRI | CAP324010 | EC001179 | EF005660 | EV003916 | 9.0
CAPRI | CAP324044 | EC001180 | EF000010 | EV000164 | 9.0
CAPRI | CAP324044 | EC001180 | EF000139 | EV000191 | 9.0
CAPRI | CAP324044 | EC001180 | EF000368 | 14 | 9.0
CAPRI | CAP324044 | EC001180 | EF000369 | 57,8 | 9.0
CAPRI | CAP324044 | EC001180 | EF000767 | EV004441 | 9.0
CAPRI | CAP324044 | EC001180 | EF001596 | EV000149 | 9.0
CAPRI | CAP324044 | EC001180 | EF001742 | -15 | 9.0
CAPRI | CAP324044 | EC001180 | EF001742 | 90 | 9.0
CAPRI | CAP324044 | EC001180 | EF001757 | Oui | 9.0
CAPRI | CAP324044 | EC001180 | EF001758 | EV003712 | 9.0
CAPRI | CAP324044 | EC001180 | EF001760 | 37,6 | 9.0
CAPRI | CAP324044 | EC001180 | EF001761 | 48 | 9.0
CAPRI | CAP324044 | EC001180 | EF001774 | Non | 9.0
CAPRI | CAP324044 | EC001180 | EF001786 | 54 | 9.0
CAPRI | CAP324044 | EC001180 | EF002504 | 45,7 | 9.0
CAPRI | CAP324044 | EC001180 | EF003593 | 1 | 9.0
CAPRI | CAP324044 | EC001180 | EF005114 | 40 | 9.0
CAPRI | CAP324044 | EC001180 | EF006304 | Oui | 9.0
CAPRI | CAP324044 | EC001180 | EF007834 | EV005902 | 9.0
CAPRI | CAP324044 | EC001180 | EF008847 | EV003906 | 9.0
CAPRI | CAP324054 | EC001180 | EF000010 | EV000164 | 9.0
CAPRI | CAP324054 | EC001180 | EF000139 | EV000191 | 9.0
CAPRI | CAP324054 | EC001180 | EF000368 | 14 | 9.0
CAPRI | CAP324054 | EC001180 | EF000369 | 42,8 | 9.0
CAPRI | CAP324054 | EC001180 | EF000767 | EV004441 | 9.0
CAPRI | CAP324054 | EC001180 | EF001596 | EV000149 | 9.0
CAPRI | CAP324054 | EC001180 | EF001742 | -100 | 9.0
CAPRI | CAP324054 | EC001180 | EF001742 | 300 | 9.0
CAPRI | CAP324054 | EC001180 | EF001757 | Non | 9.0
CAPRI | CAP324054 | EC001180 | EF001758 | EV003712 | 9.0
CAPRI | CAP324054 | EC001180 | EF001760 | 37,6 | 9.0
CAPRI | CAP324054 | EC001180 | EF001761 | 57,8 | 9.0
CAPRI | CAP324054 | EC001180 | EF001774 | Non | 9.0
CAPRI | CAP324054 | EC001180 | EF001786 | 54 | 9.0
CAPRI | CAP324054 | EC001180 | EF002504 | 45,7 | 9.0
CAPRI | CAP324054 | EC001180 | EF003593 | 1 | 9.0
CAPRI | CAP324054 | EC001180 | EF005114 | 40 | 9.0
CAPRI | CAP324054 | EC001180 | EF006304 | Oui | 9.0
CAPRI | CAP324054 | EC001180 | EF007834 | EV005902 | 9.0
CAPRI | CAP324054 | EC001180 | EF008847 | EV003906 | 9.0
CAPRI | CAP324800 | EC001179 | EF000007 | EV000270 | 9.0
CAPRI | CAP324800 | EC001179 | EF000015 | 60,0 | 9.0
CAPRI | CAP324800 | EC001179 | EF000065 | 51,4 | 9.0
CAPRI | CAP324800 | EC001179 | EF000139 | EV000193 | 9.0
CAPRI | CAP324800 | EC001179 | EF000167 | 1,020 | 9.0
CAPRI | CAP324800 | EC001179 | EF000229 | 4,3 | 9.0
CAPRI | CAP324800 | EC001179 | EF001347 | 1250 | 9.0
CAPRI | CAP324800 | EC001179 | EF001742 | -5 | 9.0
CAPRI | CAP324800 | EC001179 | EF001742 | 60 | 9.0
CAPRI | CAP324800 | EC001179 | EF001744 | 50 | 9.0
CAPRI | CAP324800 | EC001179 | EF001746 | Non | 9.0
CAPRI | CAP324800 | EC001179 | EF001776 | EV000154 | 9.0
CAPRI | CAP324800 | EC001179 | EF001777 | 500 | 9.0
CAPRI | CAP324800 | EC001179 | EF001778 | EV004517 | 9.0
CAPRI | CAP324800 | EC001179 | EF001779 | Non | 9.0
CAPRI | CAP324800 | EC001179 | EF001783 | Non | 9.0
CAPRI | CAP324800 | EC001179 | EF002169 | EV000179 | 9.0
CAPRI | CAP324800 | EC001179 | EF002782 | 500 | 9.0
CAPRI | CAP324800 | EC001179 | EF003660 | EV004433 | 9.0
CAPRI | CAP324800 | EC001179 | EF003661 | EV000163 | 9.0
CAPRI | CAP324800 | EC001179 | EF005114 | 60 | 9.0
CAPRI | CAP324800 | EC001179 | EF005474 | EV006422 | 9.0
CAPRI | CAP324800 | EC001179 | EF005660 | EV000995 | 9.0
CAPRI | CAP324805 | EC001175 | EF000007 | EV000206 | 9.0
CAPRI | CAP324805 | EC001175 | EF000015 | 57,2 mm | 9.0
CAPRI | CAP324805 | EC001175 | EF000022 | Oui | 9.0
CAPRI | CAP324805 | EC001175 | EF000024 | Oui | 9.0
CAPRI | CAP324805 | EC001175 | EF000025 | Non | 9.0
CAPRI | CAP324805 | EC001175 | EF000065 | 50 mm | 9.0
CAPRI | CAP324805 | EC001175 | EF001347 | 350 N | 9.0
CAPRI | CAP324805 | EC001175 | EF001742 | -5 °C | 9.0
CAPRI | CAP324805 | EC001175 | EF001742 | 60 °C | 9.0
CAPRI | CAP324805 | EC001175 | EF001743 | EV004431 | 9.0
CAPRI | CAP324805 | EC001175 | EF001744 | 487 mm | 9.0
CAPRI | CAP324805 | EC001175 | EF001745 | EV004433 | 9.0
CAPRI | CAP324805 | EC001175 | EF001746 | Non | 9.0
CAPRI | CAP324805 | EC001175 | EF001772 | Non | 9.0
CAPRI | CAP324805 | EC001175 | EF001784 | Non | 9.0
CAPRI | CAP324805 | EC001175 | EF002169 | EV000163 | 9.0
CAPRI | CAP324805 | EC001175 | EF003656 | Non | 9.0
CAPRI | CAP324805 | EC001175 | EF003657 | Non | 9.0
CAPRI | CAP324805 | EC001175 | EF003658 | Non | 9.0
CAPRI | CAP324805 | EC001175 | EF003681 | Non | 9.0
CAPRI | CAP324805 | EC001175 | EF005114 | 57 mm | 9.0
CAPRI | CAP324805 | EC001175 | EF005474 | EV006422 | 9.0
CAPRI | CAP324805 | EC001175 | EF005660 | EV000995 | 9.0
CAPRI | CAP324805 | EC001175 | EF007517 | Non | 9.0
CAPRI | CAP324805 | EC001175 | EF007856 | Oui | 9.0
CAPRI | CAP324805 | EC001175 | EF007909 | Non | 9.0
CAPRI | CAP324805 | EC001175 | EF008105 | Non | 9.0
CAPRI | CAP324805 | EC001175 | EF008144 | Oui | 9.0
CAPRI | CAP324805 | EC001175 | EF008145 | Non | 9.0
CAPRI | CAP324805 | EC001175 | EF009416 | Non | 9.0
CAPRI | CAP324805 | EC001175 | EF009689 | 487 mm | 9.0
CAPRI | CAP324805 | EC001175 | EFDE0026 | Non | 9.0
CAPRI | CAP324805 | EC001175 | EFDE0027 | Non | 9.0
CAPRI | CAP324809 | EC001179 | EF000007 | EV000270 | 9.0
CAPRI | CAP324809 | EC001179 | EF000015 | 60,0 | 9.0
CAPRI | CAP324809 | EC001179 | EF000065 | 51,4 | 9.0
CAPRI | CAP324809 | EC001179 | EF000139 | EV006034 | 9.0
CAPRI | CAP324809 | EC001179 | EF000167 | 1,051 | 9.0
CAPRI | CAP324809 | EC001179 | EF000229 | 4,3 | 9.0
CAPRI | CAP324809 | EC001179 | EF001347 | 1250 | 9.0
CAPRI | CAP324809 | EC001179 | EF001742 | -5 | 9.0
CAPRI | CAP324809 | EC001179 | EF001742 | 60 | 9.0
CAPRI | CAP324809 | EC001179 | EF001744 | 50 | 9.0
CAPRI | CAP324809 | EC001179 | EF001746 | Non | 9.0
CAPRI | CAP324809 | EC001179 | EF001776 | EV000154 | 9.0
CAPRI | CAP324809 | EC001179 | EF001777 | 500 | 9.0
CAPRI | CAP324809 | EC001179 | EF001778 | EV004517 | 9.0
CAPRI | CAP324809 | EC001179 | EF001779 | Non | 9.0
CAPRI | CAP324809 | EC001179 | EF001783 | Non | 9.0
CAPRI | CAP324809 | EC001179 | EF002169 | EV000166 | 9.0
CAPRI | CAP324809 | EC001179 | EF002782 | 500 | 9.0
CAPRI | CAP324809 | EC001179 | EF003660 | EV004433 | 9.0
CAPRI | CAP324809 | EC001179 | EF003661 | EV000163 | 9.0
CAPRI | CAP324809 | EC001179 | EF005114 | 60 | 9.0
CAPRI | CAP324809 | EC001179 | EF005474 | EV006422 | 9.0
CAPRI | CAP324809 | EC001179 | EF005660 | EV000995 | 9.0
CAPRI | CAP325006 | EC001179 | EF000007 | EV006723 | 9.0
CAPRI | CAP325006 | EC001179 | EF000015 | 57,7 | 9.0
CAPRI | CAP325006 | EC001179 | EF000065 | 48,4 | 9.0
CAPRI | CAP325006 | EC001179 | EF000139 | EV000193 | 9.0
CAPRI | CAP325006 | EC001179 | EF000229 | 9,3 | 9.0
CAPRI | CAP325006 | EC001179 | EF001347 | 3500 | 9.0
CAPRI | CAP325006 | EC001179 | EF001742 | -15 | 9.0
CAPRI | CAP325006 | EC001179 | EF001742 | 70 | 9.0
CAPRI | CAP325006 | EC001179 | EF001744 | 90 | 9.0
CAPRI | CAP325006 | EC001179 | EF001746 | Non | 9.0
CAPRI | CAP325006 | EC001179 | EF001776 | EV000154 | 9.0
CAPRI | CAP325006 | EC001179 | EF001777 | 1200 | 9.0
CAPRI | CAP325006 | EC001179 | EF001778 | EV004517 | 9.0
CAPRI | CAP325006 | EC001179 | EF001779 | Non | 9.0
CAPRI | CAP325006 | EC001179 | EF001783 | Non | 9.0
CAPRI | CAP325006 | EC001179 | EF002169 | EV000179 | 9.0
CAPRI | CAP325006 | EC001179 | EF002782 | 1200 | 9.0
CAPRI | CAP325006 | EC001179 | EF003660 | EV000163 | 9.0
CAPRI | CAP325006 | EC001179 | EF003661 | EV008783 | 9.0
CAPRI | CAP325006 | EC001179 | EF005114 | 50 | 9.0
CAPRI | CAP325006 | EC001179 | EF005474 | EV006421 | 9.0
CAPRI | CAP325006 | EC001179 | EF005660 | EV003916 | 9.0
CAPRI | CAP325010 | EC001179 | EF000007 | EV000206 | 9.0
CAPRI | CAP325010 | EC001179 | EF000015 | 47,9 | 9.0
CAPRI | CAP325010 | EC001179 | EF000065 | 40,4 | 9.0
CAPRI | CAP325010 | EC001179 | EF000139 | EV000193 | 9.0
CAPRI | CAP325010 | EC001179 | EF000229 | 7,5 | 9.0
CAPRI | CAP325010 | EC001179 | EF001347 | 4000 | 9.0
CAPRI | CAP325010 | EC001179 | EF001742 | 105 | 9.0
CAPRI | CAP325010 | EC001179 | EF001742 | -20 | 9.0
CAPRI | CAP325010 | EC001179 | EF001744 | 230 | 9.0
CAPRI | CAP325010 | EC001179 | EF001746 | Non | 9.0
CAPRI | CAP325010 | EC001179 | EF001776 | EV000154 | 9.0
CAPRI | CAP325010 | EC001179 | EF001777 | 1300 | 9.0
CAPRI | CAP325010 | EC001179 | EF001778 | EV004517 | 9.0
CAPRI | CAP325010 | EC001179 | EF001779 | Non | 9.0
CAPRI | CAP325010 | EC001179 | EF001783 | Non | 9.0
CAPRI | CAP325010 | EC001179 | EF002169 | EV000179 | 9.0
CAPRI | CAP325010 | EC001179 | EF002782 | 1300 | 9.0
CAPRI | CAP325010 | EC001179 | EF003660 | EV004433 | 9.0
CAPRI | CAP325010 | EC001179 | EF003661 | EV000163 | 9.0
CAPRI | CAP325010 | EC001179 | EF005114 | 50 | 9.0
CAPRI | CAP325010 | EC001179 | EF005474 | EV006423 | 9.0
CAPRI | CAP325010 | EC001179 | EF005660 | EV003916 | 9.0
CAPRI | CAP325044 | EC001180 | EF000010 | EV000164 | 9.0
CAPRI | CAP325044 | EC001180 | EF000139 | EV000191 | 9.0
CAPRI | CAP325044 | EC001180 | EF000368 | 15 | 9.0
CAPRI | CAP325044 | EC001180 | EF000369 | 60,2 | 9.0
CAPRI | CAP325044 | EC001180 | EF000767 | EV004441 | 9.0
CAPRI | CAP325044 | EC001180 | EF001596 | EV000149 | 9.0
CAPRI | CAP325044 | EC001180 | EF001742 | -15 | 9.0
CAPRI | CAP325044 | EC001180 | EF001742 | 90 | 9.0
CAPRI | CAP325044 | EC001180 | EF001757 | Oui | 9.0
CAPRI | CAP325044 | EC001180 | EF001758 | EV003712 | 9.0
CAPRI | CAP325044 | EC001180 | EF001760 | 48,4 | 9.0
CAPRI | CAP325044 | EC001180 | EF001761 | 58 | 9.0
CAPRI | CAP325044 | EC001180 | EF001774 | Non | 9.0
CAPRI | CAP325044 | EC001180 | EF001786 | 54 | 9.0
CAPRI | CAP325044 | EC001180 | EF002504 | 57,7 | 9.0
CAPRI | CAP325044 | EC001180 | EF003593 | 1 | 9.0
CAPRI | CAP325044 | EC001180 | EF005114 | 50 | 9.0
CAPRI | CAP325044 | EC001180 | EF006304 | Oui | 9.0
CAPRI | CAP325044 | EC001180 | EF007834 | EV005903 | 9.0
CAPRI | CAP325044 | EC001180 | EF008847 | EV003906 | 9.0
CAPRI | CAP325054 | EC001180 | EF000010 | EV000164 | 9.0
CAPRI | CAP325054 | EC001180 | EF000139 | EV000191 | 9.0
CAPRI | CAP325054 | EC001180 | EF000368 | 15 | 9.0
CAPRI | CAP325054 | EC001180 | EF000369 | 48 | 9.0
CAPRI | CAP325054 | EC001180 | EF000767 | EV004441 | 9.0
CAPRI | CAP325054 | EC001180 | EF001596 | EV000149 | 9.0
CAPRI | CAP325054 | EC001180 | EF001742 | -100 | 9.0
CAPRI | CAP325054 | EC001180 | EF001742 | 300 | 9.0
CAPRI | CAP325054 | EC001180 | EF001757 | Non | 9.0
CAPRI | CAP325054 | EC001180 | EF001758 | EV003712 | 9.0
CAPRI | CAP325054 | EC001180 | EF001760 | 48,4 | 9.0
CAPRI | CAP325054 | EC001180 | EF001761 | 60,2 | 9.0
CAPRI | CAP325054 | EC001180 | EF001774 | Non | 9.0
CAPRI | CAP325054 | EC001180 | EF001786 | 54 | 9.0
CAPRI | CAP325054 | EC001180 | EF002504 | 57,7 | 9.0
CAPRI | CAP325054 | EC001180 | EF003593 | 1 | 9.0
CAPRI | CAP325054 | EC001180 | EF005114 | 50 | 9.0
CAPRI | CAP325054 | EC001180 | EF006304 | Oui | 9.0
CAPRI | CAP325054 | EC001180 | EF007834 | EV005903 | 9.0
CAPRI | CAP325054 | EC001180 | EF008847 | EV003906 | 9.0
CAPRI | CAP325300 | EC001179 | EF000007 | EV000270 | 9.0
CAPRI | CAP325300 | EC001179 | EF000015 | 85,5 | 9.0
CAPRI | CAP325300 | EC001179 | EF000065 | 76,5 | 9.0
CAPRI | CAP325300 | EC001179 | EF000139 | EV000193 | 9.0
CAPRI | CAP325300 | EC001179 | EF000167 | 1,200 | 9.0
CAPRI | CAP325300 | EC001179 | EF000229 | 4,5 | 9.0
CAPRI | CAP325300 | EC001179 | EF001347 | 1250 | 9.0
CAPRI | CAP325300 | EC001179 | EF001742 | -5 | 9.0
CAPRI | CAP325300 | EC001179 | EF001742 | 60 | 9.0
CAPRI | CAP325300 | EC001179 | EF001744 | 50 | 9.0
CAPRI | CAP325300 | EC001179 | EF001746 | Non | 9.0
CAPRI | CAP325300 | EC001179 | EF001776 | EV000154 | 9.0
CAPRI | CAP325300 | EC001179 | EF001777 | 500 | 9.0
CAPRI | CAP325300 | EC001179 | EF001778 | EV004517 | 9.0
CAPRI | CAP325300 | EC001179 | EF001779 | Non | 9.0
CAPRI | CAP325300 | EC001179 | EF001783 | Non | 9.0
CAPRI | CAP325300 | EC001179 | EF002169 | EV000179 | 9.0
CAPRI | CAP325300 | EC001179 | EF002782 | 500 | 9.0
CAPRI | CAP325300 | EC001179 | EF003660 | EV004433 | 9.0
CAPRI | CAP325300 | EC001179 | EF003661 | EV000163 | 9.0
CAPRI | CAP325300 | EC001179 | EF005114 | 85 | 9.0
CAPRI | CAP325300 | EC001179 | EF005474 | EV006422 | 9.0
CAPRI | CAP325300 | EC001179 | EF005660 | EV000995 | 9.0
CAPRI | CAP325400 | EC001179 | EF000007 | EV000270 | 9.0
CAPRI | CAP325400 | EC001179 | EF000015 | 112,5 | 9.0
CAPRI | CAP325400 | EC001179 | EF000065 | 102,0 | 9.0
CAPRI | CAP325400 | EC001179 | EF000139 | EV000193 | 9.0
CAPRI | CAP325400 | EC001179 | EF000167 | 2,000 | 9.0
CAPRI | CAP325400 | EC001179 | EF000229 | 5,25 | 9.0
CAPRI | CAP325400 | EC001179 | EF001347 | 1250 | 9.0
CAPRI | CAP325400 | EC001179 | EF001742 | -5 | 9.0
CAPRI | CAP325400 | EC001179 | EF001742 | 60 | 9.0
CAPRI | CAP325400 | EC001179 | EF001744 | 50 | 9.0
CAPRI | CAP325400 | EC001179 | EF001746 | Non | 9.0
CAPRI | CAP325400 | EC001179 | EF001776 | EV000154 | 9.0
CAPRI | CAP325400 | EC001179 | EF001777 | 500 | 9.0
CAPRI | CAP325400 | EC001179 | EF001778 | EV004517 | 9.0
CAPRI | CAP325400 | EC001179 | EF001779 | Non | 9.0
CAPRI | CAP325400 | EC001179 | EF001783 | Non | 9.0
CAPRI | CAP325400 | EC001179 | EF002169 | EV000179 | 9.0
CAPRI | CAP325400 | EC001179 | EF002782 | 500 | 9.0
CAPRI | CAP325400 | EC001179 | EF003660 | EV004433 | 9.0
CAPRI | CAP325400 | EC001179 | EF003661 | EV000163 | 9.0
CAPRI | CAP325400 | EC001179 | EF005114 | 112 | 9.0
CAPRI | CAP325400 | EC001179 | EF005474 | EV006422 | 9.0
CAPRI | CAP325400 | EC001179 | EF005660 | EV000995 | 9.0
CAPRI | CAP326310 | EC001179 | EF000007 | EV000206 | 9.0
CAPRI | CAP326310 | EC001179 | EF000015 | 59,7 | 9.0
CAPRI | CAP326310 | EC001179 | EF000065 | 51,6 | 9.0
CAPRI | CAP326310 | EC001179 | EF000139 | EV000193 | 9.0
CAPRI | CAP326310 | EC001179 | EF000229 | 8,1 | 9.0
CAPRI | CAP326310 | EC001179 | EF001347 | 4000 | 9.0
CAPRI | CAP326310 | EC001179 | EF001742 | 105 | 9.0
CAPRI | CAP326310 | EC001179 | EF001742 | -20 | 9.0
CAPRI | CAP326310 | EC001179 | EF001744 | 280 | 9.0
CAPRI | CAP326310 | EC001179 | EF001746 | Non | 9.0
CAPRI | CAP326310 | EC001179 | EF001776 | EV000154 | 9.0
CAPRI | CAP326310 | EC001179 | EF001777 | 1300 | 9.0
CAPRI | CAP326310 | EC001179 | EF001778 | EV004517 | 9.0
CAPRI | CAP326310 | EC001179 | EF001779 | Non | 9.0
CAPRI | CAP326310 | EC001179 | EF001783 | Non | 9.0
CAPRI | CAP326310 | EC001179 | EF002169 | EV000179 | 9.0
CAPRI | CAP326310 | EC001179 | EF002782 | 1300 | 9.0
CAPRI | CAP326310 | EC001179 | EF003660 | EV004433 | 9.0
CAPRI | CAP326310 | EC001179 | EF003661 | EV000163 | 9.0
CAPRI | CAP326310 | EC001179 | EF005114 | 63 | 9.0
CAPRI | CAP326310 | EC001179 | EF005474 | EV006423 | 9.0
CAPRI | CAP326310 | EC001179 | EF005660 | EV003916 | 9.0
CAPRI | CAP330704 | EC001180 | EF000010 | EV000164 | 9.0
CAPRI | CAP330704 | EC001180 | EF000139 | EV000191 | 9.0
CAPRI | CAP330704 | EC001180 | EF000368 | 6 | 9.0
CAPRI | CAP330704 | EC001180 | EF000369 | 16 | 9.0
CAPRI | CAP330704 | EC001180 | EF000767 | EV004441 | 9.0
CAPRI | CAP330704 | EC001180 | EF001596 | EV000149 | 9.0
CAPRI | CAP330704 | EC001180 | EF001742 | -5 | 9.0
CAPRI | CAP330704 | EC001180 | EF001742 | 80 | 9.0
CAPRI | CAP330704 | EC001180 | EF001757 | Oui | 9.0
CAPRI | CAP330704 | EC001180 | EF001758 | EV000154 | 9.0
CAPRI | CAP330704 | EC001180 | EF001760 | 9,5 | 9.0
CAPRI | CAP330704 | EC001180 | EF001761 | 19 | 9.0
CAPRI | CAP330704 | EC001180 | EF001774 | Non | 9.0
CAPRI | CAP330704 | EC001180 | EF001786 | 66 | 9.0
CAPRI | CAP330704 | EC001180 | EF002504 | 12,5 | 9.0
CAPRI | CAP330704 | EC001180 | EF003593 | 1 | 9.0
CAPRI | CAP330704 | EC001180 | EF006304 | Non | 9.0
CAPRI | CAP330704 | EC001180 | EF007834 | EV004464 | 9.0
CAPRI | CAP330704 | EC001180 | EF008847 | EV003906 | 9.0
CAPRI | CAP330709 | EC001180 | EF000010 | EV000164 | 9.0
CAPRI | CAP330709 | EC001180 | EF000139 | EV006034 | 9.0
CAPRI | CAP330709 | EC001180 | EF000368 | 6 | 9.0
CAPRI | CAP330709 | EC001180 | EF000369 | 16 | 9.0
CAPRI | CAP330709 | EC001180 | EF000767 | EV004441 | 9.0
CAPRI | CAP330709 | EC001180 | EF001596 | EV000294 | 9.0
CAPRI | CAP330709 | EC001180 | EF001742 | -5 | 9.0
CAPRI | CAP330709 | EC001180 | EF001742 | 80 | 9.0
CAPRI | CAP330709 | EC001180 | EF001757 | Oui | 9.0
CAPRI | CAP330709 | EC001180 | EF001758 | EV000154 | 9.0
CAPRI | CAP330709 | EC001180 | EF001760 | 9,5 | 9.0
CAPRI | CAP330709 | EC001180 | EF001761 | 19 | 9.0
CAPRI | CAP330709 | EC001180 | EF001774 | Non | 9.0
CAPRI | CAP330709 | EC001180 | EF001786 | 66 | 9.0
CAPRI | CAP330709 | EC001180 | EF002504 | 12,5 | 9.0
CAPRI | CAP330709 | EC001180 | EF003593 | 1 | 9.0
CAPRI | CAP330709 | EC001180 | EF006304 | Non | 9.0
CAPRI | CAP330709 | EC001180 | EF007834 | EV004464 | 9.0
CAPRI | CAP330709 | EC001180 | EF008847 | EV003906 | 9.0
CAPRI | CAP330730 | EC001180 | EF000010 | EV000164 | 9.0
CAPRI | CAP330730 | EC001180 | EF000139 | EV006034 | 9.0
CAPRI | CAP330730 | EC001180 | EF000767 | EV004440 | 9.0
CAPRI | CAP330730 | EC001180 | EF001596 | EV000149 | 9.0
CAPRI | CAP330730 | EC001180 | EF001742 | -5 | 9.0
CAPRI | CAP330730 | EC001180 | EF001742 | 80 | 9.0
CAPRI | CAP330730 | EC001180 | EF001757 | Non | 9.0
CAPRI | CAP330730 | EC001180 | EF001760 | 9,5 | 9.0
CAPRI | CAP330730 | EC001180 | EF001774 | Non | 9.0
CAPRI | CAP330730 | EC001180 | EF002504 | 12,5 | 9.0
CAPRI | CAP330730 | EC001180 | EF003593 | Non | 9.0
CAPRI | CAP330730 | EC001180 | EF006304 | Oui | 9.0
CAPRI | CAP330737 | EC001180 | EF000010 | EV000164 | 9.0
CAPRI | CAP330737 | EC001180 | EF000139 | EV006034 | 9.0
CAPRI | CAP330737 | EC001180 | EF000767 | EV004440 | 9.0
CAPRI | CAP330737 | EC001180 | EF001596 | EV000154 | 9.0
CAPRI | CAP330737 | EC001180 | EF001742 | -5 | 9.0
CAPRI | CAP330737 | EC001180 | EF001742 | 80 | 9.0
CAPRI | CAP330737 | EC001180 | EF001757 | Non | 9.0
CAPRI | CAP330737 | EC001180 | EF001760 | 9,5 | 9.0
CAPRI | CAP330737 | EC001180 | EF001774 | Oui | 9.0
CAPRI | CAP330737 | EC001180 | EF002504 | 12,5 | 9.0
CAPRI | CAP330737 | EC001180 | EF003593 | 1 | 9.0
CAPRI | CAP330737 | EC001180 | EF006304 | Non | 9.0
CAPRI | CAP330744 | EC001180 | EF000010 | EV000164 | 9.0
CAPRI | CAP330744 | EC001180 | EF000139 | EV000191 | 9.0
CAPRI | CAP330744 | EC001180 | EF000767 | EV004440 | 9.0
CAPRI | CAP330744 | EC001180 | EF001596 | EV000149 | 9.0
CAPRI | CAP330744 | EC001180 | EF001742 | -5 | 9.0
CAPRI | CAP330744 | EC001180 | EF001742 | 80 | 9.0
CAPRI | CAP330744 | EC001180 | EF001757 | Non | 9.0
CAPRI | CAP330744 | EC001180 | EF001760 | 9,5 | 9.0
CAPRI | CAP330744 | EC001180 | EF001774 | Non | 9.0
CAPRI | CAP330744 | EC001180 | EF002504 | 12,5 | 9.0
CAPRI | CAP330744 | EC001180 | EF003593 | 1 | 9.0
CAPRI | CAP330744 | EC001180 | EF006304 | Non | 9.0
CAPRI | CAP330904 | EC001180 | EF000010 | EV000164 | 9.0
CAPRI | CAP330904 | EC001180 | EF000139 | EV000191 | 9.0
CAPRI | CAP330904 | EC001180 | EF000368 | 6 | 9.0
CAPRI | CAP330904 | EC001180 | EF000369 | 18,5 | 9.0
CAPRI | CAP330904 | EC001180 | EF000767 | EV004441 | 9.0
CAPRI | CAP330904 | EC001180 | EF001596 | EV000149 | 9.0
CAPRI | CAP330904 | EC001180 | EF001742 | -5 | 9.0
CAPRI | CAP330904 | EC001180 | EF001742 | 80 | 9.0
CAPRI | CAP330904 | EC001180 | EF001757 | Oui | 9.0
CAPRI | CAP330904 | EC001180 | EF001758 | EV000154 | 9.0
CAPRI | CAP330904 | EC001180 | EF001760 | 11,9 | 9.0
CAPRI | CAP330904 | EC001180 | EF001761 | 22 | 9.0
CAPRI | CAP330904 | EC001180 | EF001774 | Non | 9.0
CAPRI | CAP330904 | EC001180 | EF001786 | 66 | 9.0
CAPRI | CAP330904 | EC001180 | EF002504 | 14,8 | 9.0
CAPRI | CAP330904 | EC001180 | EF003593 | 1 | 9.0
CAPRI | CAP330904 | EC001180 | EF006304 | Non | 9.0
CAPRI | CAP330904 | EC001180 | EF007834 | EV004465 | 9.0
CAPRI | CAP330904 | EC001180 | EF008847 | EV003906 | 9.0
CAPRI | CAP330909 | EC001180 | EF000010 | EV000164 | 9.0
CAPRI | CAP330909 | EC001180 | EF000139 | EV006034 | 9.0
CAPRI | CAP330909 | EC001180 | EF000368 | 6 | 9.0
CAPRI | CAP330909 | EC001180 | EF000369 | 18,5 | 9.0
CAPRI | CAP330909 | EC001180 | EF000767 | EV004441 | 9.0
CAPRI | CAP330909 | EC001180 | EF001596 | EV000294 | 9.0
CAPRI | CAP330909 | EC001180 | EF001742 | -5 | 9.0
CAPRI | CAP330909 | EC001180 | EF001742 | 80 | 9.0
CAPRI | CAP330909 | EC001180 | EF001757 | Oui | 9.0
CAPRI | CAP330909 | EC001180 | EF001758 | EV000154 | 9.0
CAPRI | CAP330909 | EC001180 | EF001760 | 11,9 | 9.0
CAPRI | CAP330909 | EC001180 | EF001761 | 22 | 9.0
CAPRI | CAP330909 | EC001180 | EF001774 | Non | 9.0
CAPRI | CAP330909 | EC001180 | EF001786 | 66 | 9.0
CAPRI | CAP330909 | EC001180 | EF002504 | 14,8 | 9.0
CAPRI | CAP330909 | EC001180 | EF003593 | 1 | 9.0
CAPRI | CAP330909 | EC001180 | EF006304 | Non | 9.0
CAPRI | CAP330909 | EC001180 | EF007834 | EV004465 | 9.0
CAPRI | CAP330909 | EC001180 | EF008847 | EV003906 | 9.0
CAPRI | CAP330930 | EC001180 | EF000010 | EV000164 | 9.0
CAPRI | CAP330930 | EC001180 | EF000139 | EV006034 | 9.0
CAPRI | CAP330930 | EC001180 | EF000767 | EV004440 | 9.0
CAPRI | CAP330930 | EC001180 | EF001596 | EV000149 | 9.0
CAPRI | CAP330930 | EC001180 | EF001742 | -5 | 9.0
CAPRI | CAP330930 | EC001180 | EF001742 | 80 | 9.0
CAPRI | CAP330930 | EC001180 | EF001757 | Non | 9.0
CAPRI | CAP330930 | EC001180 | EF001760 | 11,9 | 9.0
CAPRI | CAP330930 | EC001180 | EF001774 | Non | 9.0
CAPRI | CAP330930 | EC001180 | EF002504 | 14,8 | 9.0
CAPRI | CAP330930 | EC001180 | EF003593 | Non | 9.0
CAPRI | CAP330930 | EC001180 | EF006304 | Oui | 9.0
CAPRI | CAP330937 | EC001180 | EF000010 | EV000164 | 9.0
CAPRI | CAP330937 | EC001180 | EF000139 | EV006034 | 9.0
CAPRI | CAP330937 | EC001180 | EF000767 | EV004440 | 9.0
CAPRI | CAP330937 | EC001180 | EF001596 | EV000154 | 9.0
CAPRI | CAP330937 | EC001180 | EF001742 | -5 | 9.0
CAPRI | CAP330937 | EC001180 | EF001742 | 80 | 9.0
CAPRI | CAP330937 | EC001180 | EF001757 | Non | 9.0
CAPRI | CAP330937 | EC001180 | EF001760 | 11,9 | 9.0
CAPRI | CAP330937 | EC001180 | EF001774 | Oui | 9.0
CAPRI | CAP330937 | EC001180 | EF002504 | 14,8 | 9.0
CAPRI | CAP330937 | EC001180 | EF003593 | 1 | 9.0
CAPRI | CAP330937 | EC001180 | EF006304 | Non | 9.0
CAPRI | CAP330944 | EC001180 | EF000010 | EV000164 | 9.0
CAPRI | CAP330944 | EC001180 | EF000139 | EV000191 | 9.0
CAPRI | CAP330944 | EC001180 | EF000767 | EV004440 | 9.0
CAPRI | CAP330944 | EC001180 | EF001596 | EV000149 | 9.0
CAPRI | CAP330944 | EC001180 | EF001742 | -5 | 9.0
CAPRI | CAP330944 | EC001180 | EF001742 | 80 | 9.0
CAPRI | CAP330944 | EC001180 | EF001757 | Non | 9.0
CAPRI | CAP330944 | EC001180 | EF001760 | 11,9 | 9.0
CAPRI | CAP330944 | EC001180 | EF001774 | Non | 9.0
CAPRI | CAP330944 | EC001180 | EF002504 | 14,8 | 9.0
CAPRI | CAP330944 | EC001180 | EF003593 | 1 | 9.0
CAPRI | CAP330944 | EC001180 | EF006304 | Non | 9.0
CAPRI | CAP331014 | EC001180 | EF000010 | EV000164 | 9.0
CAPRI | CAP331014 | EC001180 | EF000139 | EV000191 | 9.0
CAPRI | CAP331014 | EC001180 | EF000767 | EV004440 | 9.0
CAPRI | CAP331014 | EC001180 | EF001596 | EV000149 | 9.0
CAPRI | CAP331014 | EC001180 | EF001742 | 135 | 9.0
CAPRI | CAP331014 | EC001180 | EF001742 | -50 | 9.0
CAPRI | CAP331014 | EC001180 | EF001757 | Non | 9.0
CAPRI | CAP331014 | EC001180 | EF001760 | 7 | 9.0
CAPRI | CAP331014 | EC001180 | EF001765 | Oui | 9.0
CAPRI | CAP331014 | EC001180 | EF001774 | Oui | 9.0
CAPRI | CAP331014 | EC001180 | EF001786 | 67 | 9.0
CAPRI | CAP331014 | EC001180 | EF001787 | Oui | 9.0
CAPRI | CAP331014 | EC001180 | EF002504 | 11,8 | 9.0
CAPRI | CAP331014 | EC001180 | EF003593 | 1 | 9.0
CAPRI | CAP331014 | EC001180 | EF005114 | 10 | 9.0
CAPRI | CAP331014 | EC001180 | EF006304 | Oui | 9.0
CAPRI | CAP331014 | EC001180 | EF008142 | Oui | 9.0
CAPRI | CAP331104 | EC001180 | EF000010 | EV000164 | 9.0
CAPRI | CAP331104 | EC001180 | EF000139 | EV000191 | 9.0
CAPRI | CAP331104 | EC001180 | EF000368 | 7 | 9.0
CAPRI | CAP331104 | EC001180 | EF000369 | 20 | 9.0
CAPRI | CAP331104 | EC001180 | EF000767 | EV004441 | 9.0
CAPRI | CAP331104 | EC001180 | EF001596 | EV000149 | 9.0
CAPRI | CAP331104 | EC001180 | EF001742 | -5 | 9.0
CAPRI | CAP331104 | EC001180 | EF001742 | 80 | 9.0
CAPRI | CAP331104 | EC001180 | EF001757 | Oui | 9.0
CAPRI | CAP331104 | EC001180 | EF001758 | EV000154 | 9.0
CAPRI | CAP331104 | EC001180 | EF001760 | 15 | 9.0
CAPRI | CAP331104 | EC001180 | EF001761 | 26 | 9.0
CAPRI | CAP331104 | EC001180 | EF001774 | Non | 9.0
CAPRI | CAP331104 | EC001180 | EF001786 | 66 | 9.0
CAPRI | CAP331104 | EC001180 | EF002504 | 18,4 | 9.0
CAPRI | CAP331104 | EC001180 | EF003593 | 1 | 9.0
CAPRI | CAP331104 | EC001180 | EF006304 | Non | 9.0
CAPRI | CAP331104 | EC001180 | EF007834 | EV004457 | 9.0
CAPRI | CAP331104 | EC001180 | EF008847 | EV003906 | 9.0
CAPRI | CAP331109 | EC001180 | EF000010 | EV000164 | 9.0
CAPRI | CAP331109 | EC001180 | EF000139 | EV006034 | 9.0
CAPRI | CAP331109 | EC001180 | EF000368 | 7 | 9.0
CAPRI | CAP331109 | EC001180 | EF000369 | 20 | 9.0
CAPRI | CAP331109 | EC001180 | EF000767 | EV004441 | 9.0
CAPRI | CAP331109 | EC001180 | EF001596 | EV000294 | 9.0
CAPRI | CAP331109 | EC001180 | EF001742 | -5 | 9.0
CAPRI | CAP331109 | EC001180 | EF001742 | 80 | 9.0
CAPRI | CAP331109 | EC001180 | EF001757 | Oui | 9.0
CAPRI | CAP331109 | EC001180 | EF001758 | EV000154 | 9.0
CAPRI | CAP331109 | EC001180 | EF001760 | 15 | 9.0
CAPRI | CAP331109 | EC001180 | EF001761 | 26 | 9.0
CAPRI | CAP331109 | EC001180 | EF001774 | Non | 9.0
CAPRI | CAP331109 | EC001180 | EF001786 | 66 | 9.0
CAPRI | CAP331109 | EC001180 | EF002504 | 18,4 | 9.0
CAPRI | CAP331109 | EC001180 | EF003593 | 1 | 9.0
CAPRI | CAP331109 | EC001180 | EF006304 | Non | 9.0
CAPRI | CAP331109 | EC001180 | EF007834 | EV004457 | 9.0
CAPRI | CAP331109 | EC001180 | EF008847 | EV003906 | 9.0
CAPRI | CAP331130 | EC001180 | EF000010 | EV000164 | 9.0
CAPRI | CAP331130 | EC001180 | EF000139 | EV006034 | 9.0
CAPRI | CAP331130 | EC001180 | EF000767 | EV004440 | 9.0
CAPRI | CAP331130 | EC001180 | EF001596 | EV000149 | 9.0
CAPRI | CAP331130 | EC001180 | EF001742 | -5 | 9.0
CAPRI | CAP331130 | EC001180 | EF001742 | 80 | 9.0
CAPRI | CAP331130 | EC001180 | EF001757 | Non | 9.0
CAPRI | CAP331130 | EC001180 | EF001760 | 15 | 9.0
CAPRI | CAP331130 | EC001180 | EF001774 | Non | 9.0
CAPRI | CAP331130 | EC001180 | EF002504 | 18,4 | 9.0
CAPRI | CAP331130 | EC001180 | EF003593 | Non | 9.0
CAPRI | CAP331130 | EC001180 | EF006304 | Oui | 9.0
CAPRI | CAP331137 | EC001180 | EF000010 | EV000164 | 9.0
CAPRI | CAP331137 | EC001180 | EF000139 | EV006034 | 9.0
CAPRI | CAP331137 | EC001180 | EF000767 | EV004440 | 9.0
CAPRI | CAP331137 | EC001180 | EF001596 | EV000154 | 9.0
CAPRI | CAP331137 | EC001180 | EF001742 | -5 | 9.0
CAPRI | CAP331137 | EC001180 | EF001742 | 80 | 9.0
CAPRI | CAP331137 | EC001180 | EF001757 | Non | 9.0
CAPRI | CAP331137 | EC001180 | EF001760 | 15 | 9.0
CAPRI | CAP331137 | EC001180 | EF001774 | Oui | 9.0
CAPRI | CAP331137 | EC001180 | EF002504 | 18,4 | 9.0
CAPRI | CAP331137 | EC001180 | EF003593 | 1 | 9.0
CAPRI | CAP331137 | EC001180 | EF006304 | Non | 9.0
CAPRI | CAP331144 | EC001180 | EF000010 | EV000164 | 9.0
CAPRI | CAP331144 | EC001180 | EF000139 | EV000191 | 9.0
CAPRI | CAP331144 | EC001180 | EF000767 | EV004440 | 9.0
CAPRI | CAP331144 | EC001180 | EF001596 | EV000149 | 9.0
CAPRI | CAP331144 | EC001180 | EF001742 | -5 | 9.0
CAPRI | CAP331144 | EC001180 | EF001742 | 80 | 9.0
CAPRI | CAP331144 | EC001180 | EF001757 | Non | 9.0
CAPRI | CAP331144 | EC001180 | EF001760 | 15 | 9.0
CAPRI | CAP331144 | EC001180 | EF001774 | Non | 9.0
CAPRI | CAP331144 | EC001180 | EF002504 | 18,4 | 9.0
CAPRI | CAP331144 | EC001180 | EF003593 | 1 | 9.0
CAPRI | CAP331144 | EC001180 | EF006304 | Non | 9.0
CAPRI | CAP331214 | EC001180 | EF000010 | EV000164 | 9.0
CAPRI | CAP331214 | EC001180 | EF000139 | EV000191 | 9.0
CAPRI | CAP331214 | EC001180 | EF000767 | EV004440 | 9.0
CAPRI | CAP331214 | EC001180 | EF001596 | EV000149 | 9.0
CAPRI | CAP331214 | EC001180 | EF001742 | 135 | 9.0
CAPRI | CAP331214 | EC001180 | EF001742 | -50 | 9.0
CAPRI | CAP331214 | EC001180 | EF001757 | Non | 9.0
CAPRI | CAP331214 | EC001180 | EF001760 | 10 | 9.0
CAPRI | CAP331214 | EC001180 | EF001774 | Oui | 9.0
CAPRI | CAP331214 | EC001180 | EF001786 | 67 | 9.0
CAPRI | CAP331214 | EC001180 | EF002504 | 14,2 | 9.0
CAPRI | CAP331214 | EC001180 | EF003593 | 1 | 9.0
CAPRI | CAP331214 | EC001180 | EF005114 | 12 | 9.0
CAPRI | CAP331214 | EC001180 | EF006304 | Oui | 9.0
CAPRI | CAP331304 | EC001180 | EF000010 | EV000164 | 9.0
CAPRI | CAP331304 | EC001180 | EF000139 | EV000191 | 9.0
CAPRI | CAP331304 | EC001180 | EF000368 | 7 | 9.0
CAPRI | CAP331304 | EC001180 | EF000369 | 20 | 9.0
CAPRI | CAP331304 | EC001180 | EF000767 | EV004441 | 9.0
CAPRI | CAP331304 | EC001180 | EF001596 | EV000149 | 9.0
CAPRI | CAP331304 | EC001180 | EF001742 | -5 | 9.0
CAPRI | CAP331304 | EC001180 | EF001742 | 80 | 9.0
CAPRI | CAP331304 | EC001180 | EF001757 | Oui | 9.0
CAPRI | CAP331304 | EC001180 | EF001758 | EV000154 | 9.0
CAPRI | CAP331304 | EC001180 | EF001760 | 16,6 | 9.0
CAPRI | CAP331304 | EC001180 | EF001761 | 28 | 9.0
CAPRI | CAP331304 | EC001180 | EF001774 | Non | 9.0
CAPRI | CAP331304 | EC001180 | EF001786 | 66 | 9.0
CAPRI | CAP331304 | EC001180 | EF002504 | 20,3 | 9.0
CAPRI | CAP331304 | EC001180 | EF003593 | 1 | 9.0
CAPRI | CAP331304 | EC001180 | EF006304 | Non | 9.0
CAPRI | CAP331304 | EC001180 | EF007834 | EV004466 | 9.0
CAPRI | CAP331304 | EC001180 | EF008847 | EV003906 | 9.0
CAPRI | CAP331309 | EC001180 | EF000010 | EV000164 | 9.0
CAPRI | CAP331309 | EC001180 | EF000139 | EV006034 | 9.0
CAPRI | CAP331309 | EC001180 | EF000368 | 7 | 9.0
CAPRI | CAP331309 | EC001180 | EF000369 | 20 | 9.0
CAPRI | CAP331309 | EC001180 | EF000767 | EV004441 | 9.0
CAPRI | CAP331309 | EC001180 | EF001596 | EV000294 | 9.0
CAPRI | CAP331309 | EC001180 | EF001742 | -5 | 9.0
CAPRI | CAP331309 | EC001180 | EF001742 | 80 | 9.0
CAPRI | CAP331309 | EC001180 | EF001757 | Oui | 9.0
CAPRI | CAP331309 | EC001180 | EF001758 | EV000154 | 9.0
CAPRI | CAP331309 | EC001180 | EF001760 | 16,6 | 9.0
CAPRI | CAP331309 | EC001180 | EF001761 | 28 | 9.0
CAPRI | CAP331309 | EC001180 | EF001774 | Non | 9.0
CAPRI | CAP331309 | EC001180 | EF001786 | 66 | 9.0
CAPRI | CAP331309 | EC001180 | EF002504 | 20,3 | 9.0
CAPRI | CAP331309 | EC001180 | EF003593 | 1 | 9.0
CAPRI | CAP331309 | EC001180 | EF006304 | Non | 9.0
CAPRI | CAP331309 | EC001180 | EF007834 | EV004466 | 9.0
CAPRI | CAP331309 | EC001180 | EF008847 | EV003906 | 9.0
CAPRI | CAP331330 | EC001180 | EF000010 | EV000164 | 9.0
CAPRI | CAP331330 | EC001180 | EF000139 | EV006034 | 9.0
CAPRI | CAP331330 | EC001180 | EF000767 | EV004440 | 9.0
CAPRI | CAP331330 | EC001180 | EF001596 | EV000149 | 9.0
CAPRI | CAP331330 | EC001180 | EF001742 | -5 | 9.0
CAPRI | CAP331330 | EC001180 | EF001742 | 80 | 9.0
CAPRI | CAP331330 | EC001180 | EF001757 | Non | 9.0
CAPRI | CAP331330 | EC001180 | EF001760 | 16,6 | 9.0
CAPRI | CAP331330 | EC001180 | EF001774 | Non | 9.0
CAPRI | CAP331330 | EC001180 | EF002504 | 20,3 | 9.0
CAPRI | CAP331330 | EC001180 | EF003593 | Non | 9.0
CAPRI | CAP331330 | EC001180 | EF006304 | Oui | 9.0
CAPRI | CAP331337 | EC001180 | EF000010 | EV000164 | 9.0
CAPRI | CAP331337 | EC001180 | EF000139 | EV006034 | 9.0
CAPRI | CAP331337 | EC001180 | EF000767 | EV004440 | 9.0
CAPRI | CAP331337 | EC001180 | EF001596 | EV000154 | 9.0
CAPRI | CAP331337 | EC001180 | EF001742 | -5 | 9.0
CAPRI | CAP331337 | EC001180 | EF001742 | 80 | 9.0
CAPRI | CAP331337 | EC001180 | EF001757 | Non | 9.0
CAPRI | CAP331337 | EC001180 | EF001760 | 16,6 | 9.0
CAPRI | CAP331337 | EC001180 | EF001774 | Oui | 9.0
CAPRI | CAP331337 | EC001180 | EF002504 | 20,3 | 9.0
CAPRI | CAP331337 | EC001180 | EF003593 | 1 | 9.0
CAPRI | CAP331337 | EC001180 | EF006304 | Non | 9.0
CAPRI | CAP331344 | EC001180 | EF000010 | EV000164 | 9.0
CAPRI | CAP331344 | EC001180 | EF000139 | EV000191 | 9.0
CAPRI | CAP331344 | EC001180 | EF000767 | EV004440 | 9.0
CAPRI | CAP331344 | EC001180 | EF001596 | EV000149 | 9.0
CAPRI | CAP331344 | EC001180 | EF001742 | -5 | 9.0
CAPRI | CAP331344 | EC001180 | EF001742 | 80 | 9.0
CAPRI | CAP331344 | EC001180 | EF001757 | Non | 9.0
CAPRI | CAP331344 | EC001180 | EF001760 | 16,6 | 9.0
CAPRI | CAP331344 | EC001180 | EF001774 | Non | 9.0
CAPRI | CAP331344 | EC001180 | EF002504 | 20,3 | 9.0
CAPRI | CAP331344 | EC001180 | EF003593 | 1 | 9.0
CAPRI | CAP331344 | EC001180 | EF006304 | Non | 9.0
CAPRI | CAP331604 | EC001180 | EF000010 | EV000164 | 9.0
CAPRI | CAP331604 | EC001180 | EF000139 | EV000191 | 9.0
CAPRI | CAP331604 | EC001180 | EF000368 | 8 | 9.0
CAPRI | CAP331604 | EC001180 | EF000369 | 22 | 9.0
CAPRI | CAP331604 | EC001180 | EF000767 | EV004441 | 9.0
CAPRI | CAP331604 | EC001180 | EF001596 | EV000149 | 9.0
CAPRI | CAP331604 | EC001180 | EF001742 | -5 | 9.0
CAPRI | CAP331604 | EC001180 | EF001742 | 80 | 9.0
CAPRI | CAP331604 | EC001180 | EF001757 | Oui | 9.0
CAPRI | CAP331604 | EC001180 | EF001758 | EV000154 | 9.0
CAPRI | CAP331604 | EC001180 | EF001760 | 18,4 | 9.0
CAPRI | CAP331604 | EC001180 | EF001761 | 30 | 9.0
CAPRI | CAP331604 | EC001180 | EF001774 | Non | 9.0
CAPRI | CAP331604 | EC001180 | EF001786 | 66 | 9.0
CAPRI | CAP331604 | EC001180 | EF002504 | 22,2 | 9.0
CAPRI | CAP331604 | EC001180 | EF003593 | 1 | 9.0
CAPRI | CAP331604 | EC001180 | EF006304 | Non | 9.0
CAPRI | CAP331604 | EC001180 | EF007834 | EV004458 | 9.0
CAPRI | CAP331604 | EC001180 | EF008847 | EV003906 | 9.0
CAPRI | CAP331609 | EC001180 | EF000010 | EV000164 | 9.0
CAPRI | CAP331609 | EC001180 | EF000139 | EV006034 | 9.0
CAPRI | CAP331609 | EC001180 | EF000368 | 8 | 9.0
CAPRI | CAP331609 | EC001180 | EF000369 | 22 | 9.0
CAPRI | CAP331609 | EC001180 | EF000767 | EV004441 | 9.0
CAPRI | CAP331609 | EC001180 | EF001596 | EV000294 | 9.0
CAPRI | CAP331609 | EC001180 | EF001742 | -5 | 9.0
CAPRI | CAP331609 | EC001180 | EF001742 | 80 | 9.0
CAPRI | CAP331609 | EC001180 | EF001757 | Oui | 9.0
CAPRI | CAP331609 | EC001180 | EF001758 | EV000154 | 9.0
CAPRI | CAP331609 | EC001180 | EF001760 | 18,4 | 9.0
CAPRI | CAP331609 | EC001180 | EF001761 | 30 | 9.0
CAPRI | CAP331609 | EC001180 | EF001774 | Non | 9.0
CAPRI | CAP331609 | EC001180 | EF001786 | 66 | 9.0
CAPRI | CAP331609 | EC001180 | EF002504 | 22,2 | 9.0
CAPRI | CAP331609 | EC001180 | EF003593 | 1 | 9.0
CAPRI | CAP331609 | EC001180 | EF006304 | Non | 9.0
CAPRI | CAP331609 | EC001180 | EF007834 | EV004458 | 9.0
CAPRI | CAP331609 | EC001180 | EF008847 | EV003906 | 9.0
CAPRI | CAP331614 | EC001180 | EF000010 | EV000164 | 9.0
CAPRI | CAP331614 | EC001180 | EF000139 | EV000191 | 9.0
CAPRI | CAP331614 | EC001180 | EF000767 | EV004440 | 9.0
CAPRI | CAP331614 | EC001180 | EF001596 | EV000149 | 9.0
CAPRI | CAP331614 | EC001180 | EF001742 | 135 | 9.0
CAPRI | CAP331614 | EC001180 | EF001742 | -50 | 9.0
CAPRI | CAP331614 | EC001180 | EF001757 | Non | 9.0
CAPRI | CAP331614 | EC001180 | EF001760 | 12,6 | 9.0
CAPRI | CAP331614 | EC001180 | EF001774 | Oui | 9.0
CAPRI | CAP331614 | EC001180 | EF001786 | 67 | 9.0
CAPRI | CAP331614 | EC001180 | EF002504 | 17,8 | 9.0
CAPRI | CAP331614 | EC001180 | EF003593 | 1 | 9.0
CAPRI | CAP331614 | EC001180 | EF005114 | 16 | 9.0
CAPRI | CAP331614 | EC001180 | EF006304 | Oui | 9.0
CAPRI | CAP331630 | EC001180 | EF000010 | EV000164 | 9.0
CAPRI | CAP331630 | EC001180 | EF000139 | EV006034 | 9.0
CAPRI | CAP331630 | EC001180 | EF000767 | EV004440 | 9.0
CAPRI | CAP331630 | EC001180 | EF001596 | EV000149 | 9.0
CAPRI | CAP331630 | EC001180 | EF001742 | -5 | 9.0
CAPRI | CAP331630 | EC001180 | EF001742 | 80 | 9.0
CAPRI | CAP331630 | EC001180 | EF001757 | Non | 9.0
CAPRI | CAP331630 | EC001180 | EF001760 | 18,4 | 9.0
CAPRI | CAP331630 | EC001180 | EF001774 | Non | 9.0
CAPRI | CAP331630 | EC001180 | EF002504 | 22,2 | 9.0
CAPRI | CAP331630 | EC001180 | EF003593 | Non | 9.0
CAPRI | CAP331630 | EC001180 | EF006304 | Oui | 9.0
CAPRI | CAP331637 | EC001180 | EF000010 | EV000164 | 9.0
CAPRI | CAP331637 | EC001180 | EF000139 | EV006034 | 9.0
CAPRI | CAP331637 | EC001180 | EF000767 | EV004440 | 9.0
CAPRI | CAP331637 | EC001180 | EF001596 | EV000154 | 9.0
CAPRI | CAP331637 | EC001180 | EF001742 | -5 | 9.0
CAPRI | CAP331637 | EC001180 | EF001742 | 80 | 9.0
CAPRI | CAP331637 | EC001180 | EF001757 | Non | 9.0
CAPRI | CAP331637 | EC001180 | EF001760 | 18,4 | 9.0
CAPRI | CAP331637 | EC001180 | EF001774 | Oui | 9.0
CAPRI | CAP331637 | EC001180 | EF002504 | 22,2 | 9.0
CAPRI | CAP331637 | EC001180 | EF003593 | 1 | 9.0
CAPRI | CAP331637 | EC001180 | EF006304 | Non | 9.0
CAPRI | CAP331644 | EC001180 | EF000010 | EV000164 | 9.0
CAPRI | CAP331644 | EC001180 | EF000139 | EV000191 | 9.0
CAPRI | CAP331644 | EC001180 | EF000767 | EV004440 | 9.0
CAPRI | CAP331644 | EC001180 | EF001596 | EV000149 | 9.0
CAPRI | CAP331644 | EC001180 | EF001742 | -5 | 9.0
CAPRI | CAP331644 | EC001180 | EF001742 | 80 | 9.0
CAPRI | CAP331644 | EC001180 | EF001757 | Non | 9.0
CAPRI | CAP331644 | EC001180 | EF001760 | 18,4 | 9.0
CAPRI | CAP331644 | EC001180 | EF001774 | Non | 9.0
CAPRI | CAP331644 | EC001180 | EF002504 | 22,2 | 9.0
CAPRI | CAP331644 | EC001180 | EF003593 | 1 | 9.0
CAPRI | CAP331644 | EC001180 | EF006304 | Non | 9.0
CAPRI | CAP332014 | EC001180 | EF000010 | EV000164 | 9.0
CAPRI | CAP332014 | EC001180 | EF000139 | EV000191 | 9.0
CAPRI | CAP332014 | EC001180 | EF000767 | EV004440 | 9.0
CAPRI | CAP332014 | EC001180 | EF001596 | EV000149 | 9.0
CAPRI | CAP332014 | EC001180 | EF001742 | 135 | 9.0
CAPRI | CAP332014 | EC001180 | EF001742 | -50 | 9.0
CAPRI | CAP332014 | EC001180 | EF001757 | Non | 9.0
CAPRI | CAP332014 | EC001180 | EF001760 | 16 | 9.0
CAPRI | CAP332014 | EC001180 | EF001774 | Oui | 9.0
CAPRI | CAP332014 | EC001180 | EF001786 | 67 | 9.0
CAPRI | CAP332014 | EC001180 | EF002504 | 21,1 | 9.0
CAPRI | CAP332014 | EC001180 | EF003593 | 1 | 9.0
CAPRI | CAP332014 | EC001180 | EF005114 | 20 | 9.0
CAPRI | CAP332014 | EC001180 | EF006304 | Oui | 9.0
CAPRI | CAP332104 | EC001180 | EF000010 | EV000164 | 9.0
CAPRI | CAP332104 | EC001180 | EF000139 | EV000191 | 9.0
CAPRI | CAP332104 | EC001180 | EF000368 | 8 | 9.0
CAPRI | CAP332104 | EC001180 | EF000369 | 24,5 | 9.0
CAPRI | CAP332104 | EC001180 | EF000767 | EV004441 | 9.0
CAPRI | CAP332104 | EC001180 | EF001596 | EV000149 | 9.0
CAPRI | CAP332104 | EC001180 | EF001742 | -5 | 9.0
CAPRI | CAP332104 | EC001180 | EF001742 | 80 | 9.0
CAPRI | CAP332104 | EC001180 | EF001757 | Oui | 9.0
CAPRI | CAP332104 | EC001180 | EF001758 | EV000154 | 9.0
CAPRI | CAP332104 | EC001180 | EF001760 | 23,7 | 9.0
CAPRI | CAP332104 | EC001180 | EF001761 | 36 | 9.0
CAPRI | CAP332104 | EC001180 | EF001774 | Non | 9.0
CAPRI | CAP332104 | EC001180 | EF001786 | 66 | 9.0
CAPRI | CAP332104 | EC001180 | EF002504 | 27,6 | 9.0
CAPRI | CAP332104 | EC001180 | EF003593 | 1 | 9.0
CAPRI | CAP332104 | EC001180 | EF006304 | Non | 9.0
CAPRI | CAP332104 | EC001180 | EF007834 | EV004459 | 9.0
CAPRI | CAP332104 | EC001180 | EF008847 | EV003906 | 9.0
CAPRI | CAP332109 | EC001180 | EF000010 | EV000164 | 9.0
CAPRI | CAP332109 | EC001180 | EF000139 | EV006034 | 9.0
CAPRI | CAP332109 | EC001180 | EF000368 | 8 | 9.0
CAPRI | CAP332109 | EC001180 | EF000369 | 24,5 | 9.0
CAPRI | CAP332109 | EC001180 | EF000767 | EV004441 | 9.0
CAPRI | CAP332109 | EC001180 | EF001596 | EV000294 | 9.0
CAPRI | CAP332109 | EC001180 | EF001742 | -5 | 9.0
CAPRI | CAP332109 | EC001180 | EF001742 | 80 | 9.0
CAPRI | CAP332109 | EC001180 | EF001757 | Oui | 9.0
CAPRI | CAP332109 | EC001180 | EF001758 | EV000154 | 9.0
CAPRI | CAP332109 | EC001180 | EF001760 | 23,7 | 9.0
CAPRI | CAP332109 | EC001180 | EF001761 | 36 | 9.0
CAPRI | CAP332109 | EC001180 | EF001774 | Non | 9.0
CAPRI | CAP332109 | EC001180 | EF001786 | 66 | 9.0
CAPRI | CAP332109 | EC001180 | EF002504 | 27,6 | 9.0
CAPRI | CAP332109 | EC001180 | EF003593 | 1 | 9.0
CAPRI | CAP332109 | EC001180 | EF006304 | Non | 9.0
CAPRI | CAP332109 | EC001180 | EF007834 | EV004459 | 9.0
CAPRI | CAP332109 | EC001180 | EF008847 | EV003906 | 9.0
CAPRI | CAP332130 | EC001180 | EF000010 | EV000164 | 9.0
CAPRI | CAP332130 | EC001180 | EF000139 | EV006034 | 9.0
CAPRI | CAP332130 | EC001180 | EF000767 | EV004440 | 9.0
CAPRI | CAP332130 | EC001180 | EF001596 | EV000149 | 9.0
CAPRI | CAP332130 | EC001180 | EF001742 | -5 | 9.0
CAPRI | CAP332130 | EC001180 | EF001742 | 80 | 9.0
CAPRI | CAP332130 | EC001180 | EF001757 | Non | 9.0
CAPRI | CAP332130 | EC001180 | EF001760 | 23,7 | 9.0
CAPRI | CAP332130 | EC001180 | EF001774 | Non | 9.0
CAPRI | CAP332130 | EC001180 | EF002504 | 27,6 | 9.0
CAPRI | CAP332130 | EC001180 | EF003593 | Non | 9.0
CAPRI | CAP332130 | EC001180 | EF006304 | Oui | 9.0
CAPRI | CAP332137 | EC001180 | EF000010 | EV000164 | 9.0
CAPRI | CAP332137 | EC001180 | EF000139 | EV006034 | 9.0
CAPRI | CAP332137 | EC001180 | EF000767 | EV004440 | 9.0
CAPRI | CAP332137 | EC001180 | EF001596 | EV000154 | 9.0
CAPRI | CAP332137 | EC001180 | EF001742 | -5 | 9.0
CAPRI | CAP332137 | EC001180 | EF001742 | 80 | 9.0
CAPRI | CAP332137 | EC001180 | EF001757 | Non | 9.0
CAPRI | CAP332137 | EC001180 | EF001760 | 23,7 | 9.0
CAPRI | CAP332137 | EC001180 | EF001774 | Oui | 9.0
CAPRI | CAP332137 | EC001180 | EF002504 | 27,6 | 9.0
CAPRI | CAP332137 | EC001180 | EF003593 | 1 | 9.0
CAPRI | CAP332137 | EC001180 | EF006304 | Non | 9.0
CAPRI | CAP332144 | EC001180 | EF000010 | EV000164 | 9.0
CAPRI | CAP332144 | EC001180 | EF000139 | EV000191 | 9.0
CAPRI | CAP332144 | EC001180 | EF000767 | EV004440 | 9.0
CAPRI | CAP332144 | EC001180 | EF001596 | EV000149 | 9.0
CAPRI | CAP332144 | EC001180 | EF001742 | -5 | 9.0
CAPRI | CAP332144 | EC001180 | EF001742 | 80 | 9.0
CAPRI | CAP332144 | EC001180 | EF001757 | Non | 9.0
CAPRI | CAP332144 | EC001180 | EF001760 | 23,7 | 9.0
CAPRI | CAP332144 | EC001180 | EF001774 | Non | 9.0
CAPRI | CAP332144 | EC001180 | EF002504 | 27,6 | 9.0
CAPRI | CAP332144 | EC001180 | EF003593 | 1 | 9.0
CAPRI | CAP332144 | EC001180 | EF006304 | Non | 9.0
CAPRI | CAP332514 | EC001180 | EF000010 | EV000164 | 9.0
CAPRI | CAP332514 | EC001180 | EF000139 | EV000191 | 9.0
CAPRI | CAP332514 | EC001180 | EF000767 | EV004440 | 9.0
CAPRI | CAP332514 | EC001180 | EF001596 | EV000149 | 9.0
CAPRI | CAP332514 | EC001180 | EF001742 | 135 | 9.0
CAPRI | CAP332514 | EC001180 | EF001742 | -50 | 9.0
CAPRI | CAP332514 | EC001180 | EF001757 | Non | 9.0
CAPRI | CAP332514 | EC001180 | EF001760 | 21 | 9.0
CAPRI | CAP332514 | EC001180 | EF001774 | Oui | 9.0
CAPRI | CAP332514 | EC001180 | EF001786 | 67 | 9.0
CAPRI | CAP332514 | EC001180 | EF002504 | 26,4 | 9.0
CAPRI | CAP332514 | EC001180 | EF003593 | 1 | 9.0
CAPRI | CAP332514 | EC001180 | EF005114 | 25 | 9.0
CAPRI | CAP332514 | EC001180 | EF006304 | Oui | 9.0
CAPRI | CAP332904 | EC001180 | EF000010 | EV000164 | 9.0
CAPRI | CAP332904 | EC001180 | EF000139 | EV000191 | 9.0
CAPRI | CAP332904 | EC001180 | EF000368 | 8 | 9.0
CAPRI | CAP332904 | EC001180 | EF000369 | 27,5 | 9.0
CAPRI | CAP332904 | EC001180 | EF000767 | EV004441 | 9.0
CAPRI | CAP332904 | EC001180 | EF001596 | EV000149 | 9.0
CAPRI | CAP332904 | EC001180 | EF001742 | -5 | 9.0
CAPRI | CAP332904 | EC001180 | EF001742 | 80 | 9.0
CAPRI | CAP332904 | EC001180 | EF001757 | Oui | 9.0
CAPRI | CAP332904 | EC001180 | EF001758 | EV000154 | 9.0
CAPRI | CAP332904 | EC001180 | EF001760 | 32,6 | 9.0
CAPRI | CAP332904 | EC001180 | EF001761 | 47 | 9.0
CAPRI | CAP332904 | EC001180 | EF001774 | Non | 9.0
CAPRI | CAP332904 | EC001180 | EF001786 | 66 | 9.0
CAPRI | CAP332904 | EC001180 | EF002504 | 36,5 | 9.0
CAPRI | CAP332904 | EC001180 | EF003593 | 1 | 9.0
CAPRI | CAP332904 | EC001180 | EF006304 | Non | 9.0
CAPRI | CAP332904 | EC001180 | EF007834 | EV004460 | 9.0
CAPRI | CAP332904 | EC001180 | EF008847 | EV003906 | 9.0
CAPRI | CAP332909 | EC001180 | EF000010 | EV000164 | 9.0
CAPRI | CAP332909 | EC001180 | EF000139 | EV006034 | 9.0
CAPRI | CAP332909 | EC001180 | EF000368 | 8 | 9.0
CAPRI | CAP332909 | EC001180 | EF000369 | 27,5 | 9.0
CAPRI | CAP332909 | EC001180 | EF000767 | EV004441 | 9.0
CAPRI | CAP332909 | EC001180 | EF001596 | EV000294 | 9.0
CAPRI | CAP332909 | EC001180 | EF001742 | -5 | 9.0
CAPRI | CAP332909 | EC001180 | EF001742 | 80 | 9.0
CAPRI | CAP332909 | EC001180 | EF001757 | Oui | 9.0
CAPRI | CAP332909 | EC001180 | EF001758 | EV000154 | 9.0
CAPRI | CAP332909 | EC001180 | EF001760 | 32,6 | 9.0
CAPRI | CAP332909 | EC001180 | EF001761 | 47 | 9.0
CAPRI | CAP332909 | EC001180 | EF001774 | Non | 9.0
CAPRI | CAP332909 | EC001180 | EF001786 | 66 | 9.0
CAPRI | CAP332909 | EC001180 | EF002504 | 36,5 | 9.0
CAPRI | CAP332909 | EC001180 | EF003593 | 1 | 9.0
CAPRI | CAP332909 | EC001180 | EF006304 | Non | 9.0
CAPRI | CAP332909 | EC001180 | EF007834 | EV004460 | 9.0
CAPRI | CAP332909 | EC001180 | EF008847 | EV003906 | 9.0
CAPRI | CAP332930 | EC001180 | EF000010 | EV000164 | 9.0
CAPRI | CAP332930 | EC001180 | EF000139 | EV006034 | 9.0
CAPRI | CAP332930 | EC001180 | EF000767 | EV004440 | 9.0
CAPRI | CAP332930 | EC001180 | EF001596 | EV000149 | 9.0
CAPRI | CAP332930 | EC001180 | EF001742 | -5 | 9.0
CAPRI | CAP332930 | EC001180 | EF001742 | 80 | 9.0
CAPRI | CAP332930 | EC001180 | EF001757 | Non | 9.0
CAPRI | CAP332930 | EC001180 | EF001760 | 32,6 | 9.0
CAPRI | CAP332930 | EC001180 | EF001774 | Non | 9.0
CAPRI | CAP332930 | EC001180 | EF002504 | 36,5 | 9.0
CAPRI | CAP332930 | EC001180 | EF003593 | Non | 9.0
CAPRI | CAP332930 | EC001180 | EF006304 | Oui | 9.0
CAPRI | CAP332937 | EC001180 | EF000010 | EV000164 | 9.0
CAPRI | CAP332937 | EC001180 | EF000139 | EV006034 | 9.0
CAPRI | CAP332937 | EC001180 | EF000767 | EV004440 | 9.0
CAPRI | CAP332937 | EC001180 | EF001596 | EV000154 | 9.0
CAPRI | CAP332937 | EC001180 | EF001742 | -5 | 9.0
CAPRI | CAP332937 | EC001180 | EF001742 | 80 | 9.0
CAPRI | CAP332937 | EC001180 | EF001757 | Non | 9.0
CAPRI | CAP332937 | EC001180 | EF001760 | 32,6 | 9.0
CAPRI | CAP332937 | EC001180 | EF001774 | Oui | 9.0
CAPRI | CAP332937 | EC001180 | EF002504 | 36,5 | 9.0
CAPRI | CAP332937 | EC001180 | EF003593 | 1 | 9.0
CAPRI | CAP332937 | EC001180 | EF006304 | Non | 9.0
CAPRI | CAP332944 | EC001180 | EF000010 | EV000164 | 9.0
CAPRI | CAP332944 | EC001180 | EF000139 | EV000191 | 9.0
CAPRI | CAP332944 | EC001180 | EF000767 | EV004440 | 9.0
CAPRI | CAP332944 | EC001180 | EF001596 | EV000149 | 9.0
CAPRI | CAP332944 | EC001180 | EF001742 | -5 | 9.0
CAPRI | CAP332944 | EC001180 | EF001742 | 80 | 9.0
CAPRI | CAP332944 | EC001180 | EF001757 | Non | 9.0
CAPRI | CAP332944 | EC001180 | EF001760 | 32,6 | 9.0
CAPRI | CAP332944 | EC001180 | EF001774 | Non | 9.0
CAPRI | CAP332944 | EC001180 | EF002504 | 36,5 | 9.0
CAPRI | CAP332944 | EC001180 | EF003593 | 1 | 9.0
CAPRI | CAP332944 | EC001180 | EF006304 | Non | 9.0
CAPRI | CAP333214 | EC001180 | EF000010 | EV000164 | 9.0
CAPRI | CAP333214 | EC001180 | EF000139 | EV000191 | 9.0
CAPRI | CAP333214 | EC001180 | EF000767 | EV004440 | 9.0
CAPRI | CAP333214 | EC001180 | EF001596 | EV000149 | 9.0
CAPRI | CAP333214 | EC001180 | EF001742 | 135 | 9.0
CAPRI | CAP333214 | EC001180 | EF001742 | -50 | 9.0
CAPRI | CAP333214 | EC001180 | EF001757 | Non | 9.0
CAPRI | CAP333214 | EC001180 | EF001760 | 26,5 | 9.0
CAPRI | CAP333214 | EC001180 | EF001774 | Oui | 9.0
CAPRI | CAP333214 | EC001180 | EF001786 | 67 | 9.0
CAPRI | CAP333214 | EC001180 | EF002504 | 33,1 | 9.0
CAPRI | CAP333214 | EC001180 | EF003593 | 1 | 9.0
CAPRI | CAP333214 | EC001180 | EF005114 | 32 | 9.0
CAPRI | CAP333214 | EC001180 | EF006304 | Oui | 9.0
CAPRI | CAP333604 | EC001180 | EF000010 | EV000164 | 9.0
CAPRI | CAP333604 | EC001180 | EF000139 | EV000191 | 9.0
CAPRI | CAP333604 | EC001180 | EF000368 | 8 | 9.0
CAPRI | CAP333604 | EC001180 | EF000369 | 34,5 | 9.0
CAPRI | CAP333604 | EC001180 | EF000767 | EV004441 | 9.0
CAPRI | CAP333604 | EC001180 | EF001596 | EV000149 | 9.0
CAPRI | CAP333604 | EC001180 | EF001742 | -5 | 9.0
CAPRI | CAP333604 | EC001180 | EF001742 | 80 | 9.0
CAPRI | CAP333604 | EC001180 | EF001757 | Oui | 9.0
CAPRI | CAP333604 | EC001180 | EF001758 | EV000154 | 9.0
CAPRI | CAP333604 | EC001180 | EF001760 | 41 | 9.0
CAPRI | CAP333604 | EC001180 | EF001761 | 60 | 9.0
CAPRI | CAP333604 | EC001180 | EF001774 | Non | 9.0
CAPRI | CAP333604 | EC001180 | EF001786 | 66 | 9.0
CAPRI | CAP333604 | EC001180 | EF002504 | 47 | 9.0
CAPRI | CAP333604 | EC001180 | EF003593 | 1 | 9.0
CAPRI | CAP333604 | EC001180 | EF006304 | Non | 9.0
CAPRI | CAP333604 | EC001180 | EF007834 | EV004461 | 9.0
CAPRI | CAP333604 | EC001180 | EF008847 | EV003906 | 9.0
CAPRI | CAP333609 | EC001180 | EF000010 | EV000164 | 9.0
CAPRI | CAP333609 | EC001180 | EF000139 | EV006034 | 9.0
CAPRI | CAP333609 | EC001180 | EF000368 | 8 | 9.0
CAPRI | CAP333609 | EC001180 | EF000369 | 34,5 | 9.0
CAPRI | CAP333609 | EC001180 | EF000767 | EV004441 | 9.0
CAPRI | CAP333609 | EC001180 | EF001596 | EV000294 | 9.0
CAPRI | CAP333609 | EC001180 | EF001742 | -5 | 9.0
CAPRI | CAP333609 | EC001180 | EF001742 | 80 | 9.0
CAPRI | CAP333609 | EC001180 | EF001757 | Oui | 9.0
CAPRI | CAP333609 | EC001180 | EF001758 | EV000154 | 9.0
CAPRI | CAP333609 | EC001180 | EF001760 | 41 | 9.0
CAPRI | CAP333609 | EC001180 | EF001761 | 60 | 9.0
CAPRI | CAP333609 | EC001180 | EF001774 | Non | 9.0
CAPRI | CAP333609 | EC001180 | EF001786 | 66 | 9.0
CAPRI | CAP333609 | EC001180 | EF002504 | 47 | 9.0
CAPRI | CAP333609 | EC001180 | EF003593 | 1 | 9.0
CAPRI | CAP333609 | EC001180 | EF006304 | Non | 9.0
CAPRI | CAP333609 | EC001180 | EF007834 | EV004461 | 9.0
CAPRI | CAP333609 | EC001180 | EF008847 | EV003906 | 9.0
CAPRI | CAP333630 | EC001180 | EF000010 | EV000164 | 9.0
CAPRI | CAP333630 | EC001180 | EF000139 | EV006034 | 9.0
CAPRI | CAP333630 | EC001180 | EF000767 | EV004440 | 9.0
CAPRI | CAP333630 | EC001180 | EF001596 | EV000149 | 9.0
CAPRI | CAP333630 | EC001180 | EF001742 | -5 | 9.0
CAPRI | CAP333630 | EC001180 | EF001742 | 80 | 9.0
CAPRI | CAP333630 | EC001180 | EF001757 | Non | 9.0
CAPRI | CAP333630 | EC001180 | EF001760 | 41 | 9.0
CAPRI | CAP333630 | EC001180 | EF001774 | Non | 9.0
CAPRI | CAP333630 | EC001180 | EF002504 | 47 | 9.0
CAPRI | CAP333630 | EC001180 | EF003593 | Non | 9.0
CAPRI | CAP333630 | EC001180 | EF006304 | Oui | 9.0
CAPRI | CAP333637 | EC001180 | EF000010 | EV000164 | 9.0
CAPRI | CAP333637 | EC001180 | EF000139 | EV006034 | 9.0
CAPRI | CAP333637 | EC001180 | EF000767 | EV004440 | 9.0
CAPRI | CAP333637 | EC001180 | EF001596 | EV000154 | 9.0
CAPRI | CAP333637 | EC001180 | EF001742 | -5 | 9.0
CAPRI | CAP333637 | EC001180 | EF001742 | 80 | 9.0
CAPRI | CAP333637 | EC001180 | EF001757 | Non | 9.0
CAPRI | CAP333637 | EC001180 | EF001760 | 41 | 9.0
CAPRI | CAP333637 | EC001180 | EF001774 | Oui | 9.0
CAPRI | CAP333637 | EC001180 | EF002504 | 47 | 9.0
CAPRI | CAP333637 | EC001180 | EF003593 | 1 | 9.0
CAPRI | CAP333637 | EC001180 | EF006304 | Non | 9.0
CAPRI | CAP333644 | EC001180 | EF000010 | EV000164 | 9.0
CAPRI | CAP333644 | EC001180 | EF000139 | EV000191 | 9.0
CAPRI | CAP333644 | EC001180 | EF000767 | EV004440 | 9.0
CAPRI | CAP333644 | EC001180 | EF001596 | EV000149 | 9.0
CAPRI | CAP333644 | EC001180 | EF001742 | -5 | 9.0
CAPRI | CAP333644 | EC001180 | EF001742 | 80 | 9.0
CAPRI | CAP333644 | EC001180 | EF001757 | Non | 9.0
CAPRI | CAP333644 | EC001180 | EF001760 | 41 | 9.0
CAPRI | CAP333644 | EC001180 | EF001774 | Non | 9.0
CAPRI | CAP333644 | EC001180 | EF002504 | 47 | 9.0
CAPRI | CAP333644 | EC001180 | EF003593 | 1 | 9.0
CAPRI | CAP333644 | EC001180 | EF006304 | Non | 9.0
CAPRI | CAP334014 | EC001180 | EF000010 | EV000164 | 9.0
CAPRI | CAP334014 | EC001180 | EF000139 | EV000191 | 9.0
CAPRI | CAP334014 | EC001180 | EF000767 | EV004440 | 9.0
CAPRI | CAP334014 | EC001180 | EF001596 | EV000149 | 9.0
CAPRI | CAP334014 | EC001180 | EF001742 | 135 | 9.0
CAPRI | CAP334014 | EC001180 | EF001742 | -50 | 9.0
CAPRI | CAP334014 | EC001180 | EF001757 | Non | 9.0
CAPRI | CAP334014 | EC001180 | EF001760 | 35,4 | 9.0
CAPRI | CAP334014 | EC001180 | EF001774 | Oui | 9.0
CAPRI | CAP334014 | EC001180 | EF001786 | 67 | 9.0
CAPRI | CAP334014 | EC001180 | EF002504 | 41,8 | 9.0
CAPRI | CAP334014 | EC001180 | EF003593 | 1 | 9.0
CAPRI | CAP334014 | EC001180 | EF005114 | 40 | 9.0
CAPRI | CAP334014 | EC001180 | EF006304 | Oui | 9.0
CAPRI | CAP334804 | EC001180 | EF000010 | EV000164 | 9.0
CAPRI | CAP334804 | EC001180 | EF000139 | EV000191 | 9.0
CAPRI | CAP334804 | EC001180 | EF000368 | 10 | 9.0
CAPRI | CAP334804 | EC001180 | EF000369 | 43 | 9.0
CAPRI | CAP334804 | EC001180 | EF000767 | EV004441 | 9.0
CAPRI | CAP334804 | EC001180 | EF001596 | EV000149 | 9.0
CAPRI | CAP334804 | EC001180 | EF001742 | -5 | 9.0
CAPRI | CAP334804 | EC001180 | EF001742 | 80 | 9.0
CAPRI | CAP334804 | EC001180 | EF001757 | Oui | 9.0
CAPRI | CAP334804 | EC001180 | EF001758 | EV000154 | 9.0
CAPRI | CAP334804 | EC001180 | EF001760 | 53 | 9.0
CAPRI | CAP334804 | EC001180 | EF001761 | 74 | 9.0
CAPRI | CAP334804 | EC001180 | EF001774 | Non | 9.0
CAPRI | CAP334804 | EC001180 | EF001786 | 66 | 9.0
CAPRI | CAP334804 | EC001180 | EF002504 | 59 | 9.0
CAPRI | CAP334804 | EC001180 | EF003593 | 1 | 9.0
CAPRI | CAP334804 | EC001180 | EF006304 | Non | 9.0
CAPRI | CAP334804 | EC001180 | EF007834 | EV004463 | 9.0
CAPRI | CAP334804 | EC001180 | EF008847 | EV003906 | 9.0
CAPRI | CAP334809 | EC001180 | EF000010 | EV000164 | 9.0
CAPRI | CAP334809 | EC001180 | EF000139 | EV006034 | 9.0
CAPRI | CAP334809 | EC001180 | EF000368 | 10 | 9.0
CAPRI | CAP334809 | EC001180 | EF000369 | 43 | 9.0
CAPRI | CAP334809 | EC001180 | EF000767 | EV004441 | 9.0
CAPRI | CAP334809 | EC001180 | EF001596 | EV000294 | 9.0
CAPRI | CAP334809 | EC001180 | EF001742 | -5 | 9.0
CAPRI | CAP334809 | EC001180 | EF001742 | 80 | 9.0
CAPRI | CAP334809 | EC001180 | EF001757 | Oui | 9.0
CAPRI | CAP334809 | EC001180 | EF001758 | EV000154 | 9.0
CAPRI | CAP334809 | EC001180 | EF001760 | 53 | 9.0
CAPRI | CAP334809 | EC001180 | EF001761 | 74 | 9.0
CAPRI | CAP334809 | EC001180 | EF001774 | Non | 9.0
CAPRI | CAP334809 | EC001180 | EF001786 | 66 | 9.0
CAPRI | CAP334809 | EC001180 | EF002504 | 59 | 9.0
CAPRI | CAP334809 | EC001180 | EF003593 | 1 | 9.0
CAPRI | CAP334809 | EC001180 | EF006304 | Non | 9.0
CAPRI | CAP334809 | EC001180 | EF007834 | EV004463 | 9.0
CAPRI | CAP334809 | EC001180 | EF008847 | EV003906 | 9.0
CAPRI | CAP334830 | EC001180 | EF000010 | EV000164 | 9.0
CAPRI | CAP334830 | EC001180 | EF000139 | EV006034 | 9.0
CAPRI | CAP334830 | EC001180 | EF000767 | EV004440 | 9.0
CAPRI | CAP334830 | EC001180 | EF001596 | EV000149 | 9.0
CAPRI | CAP334830 | EC001180 | EF001742 | -5 | 9.0
CAPRI | CAP334830 | EC001180 | EF001742 | 80 | 9.0
CAPRI | CAP334830 | EC001180 | EF001757 | Non | 9.0
CAPRI | CAP334830 | EC001180 | EF001760 | 53 | 9.0
CAPRI | CAP334830 | EC001180 | EF001774 | Non | 9.0
CAPRI | CAP334830 | EC001180 | EF002504 | 59 | 9.0
CAPRI | CAP334830 | EC001180 | EF003593 | Non | 9.0
CAPRI | CAP334830 | EC001180 | EF006304 | Oui | 9.0
CAPRI | CAP334837 | EC001180 | EF000010 | EV000164 | 9.0
CAPRI | CAP334837 | EC001180 | EF000139 | EV006034 | 9.0
CAPRI | CAP334837 | EC001180 | EF000767 | EV004440 | 9.0
CAPRI | CAP334837 | EC001180 | EF001596 | EV000154 | 9.0
CAPRI | CAP334837 | EC001180 | EF001742 | -5 | 9.0
CAPRI | CAP334837 | EC001180 | EF001742 | 80 | 9.0
CAPRI | CAP334837 | EC001180 | EF001757 | Non | 9.0
CAPRI | CAP334837 | EC001180 | EF001760 | 53 | 9.0
CAPRI | CAP334837 | EC001180 | EF001774 | Oui | 9.0
CAPRI | CAP334837 | EC001180 | EF002504 | 59 | 9.0
CAPRI | CAP334837 | EC001180 | EF003593 | 1 | 9.0
CAPRI | CAP334837 | EC001180 | EF006304 | Non | 9.0
CAPRI | CAP334844 | EC001180 | EF000010 | EV000164 | 9.0
CAPRI | CAP334844 | EC001180 | EF000139 | EV000191 | 9.0
CAPRI | CAP334844 | EC001180 | EF000767 | EV004440 | 9.0
CAPRI | CAP334844 | EC001180 | EF001596 | EV000149 | 9.0
CAPRI | CAP334844 | EC001180 | EF001742 | -5 | 9.0
CAPRI | CAP334844 | EC001180 | EF001742 | 80 | 9.0
CAPRI | CAP334844 | EC001180 | EF001757 | Non | 9.0
CAPRI | CAP334844 | EC001180 | EF001760 | 53 | 9.0
CAPRI | CAP334844 | EC001180 | EF001774 | Non | 9.0
CAPRI | CAP334844 | EC001180 | EF002504 | 59 | 9.0
CAPRI | CAP334844 | EC001180 | EF003593 | 1 | 9.0
CAPRI | CAP334844 | EC001180 | EF006304 | Non | 9.0
CAPRI | CAP334884 | EC001180 | EF000010 | EV000164 | 9.0
CAPRI | CAP334884 | EC001180 | EF000139 | EV000191 | 9.0
CAPRI | CAP334884 | EC001180 | EF000368 | 10 | 9.0
CAPRI | CAP334884 | EC001180 | EF000369 | 43 | 9.0
CAPRI | CAP334884 | EC001180 | EF000767 | EV004441 | 9.0
CAPRI | CAP334884 | EC001180 | EF001596 | EV000149 | 9.0
CAPRI | CAP334884 | EC001180 | EF001742 | -5 | 9.0
CAPRI | CAP334884 | EC001180 | EF001742 | 80 | 9.0
CAPRI | CAP334884 | EC001180 | EF001757 | Oui | 9.0
CAPRI | CAP334884 | EC001180 | EF001758 | EV000154 | 9.0
CAPRI | CAP334884 | EC001180 | EF001760 | 53 | 9.0
CAPRI | CAP334884 | EC001180 | EF001761 | 74 | 9.0
CAPRI | CAP334884 | EC001180 | EF001774 | Non | 9.0
CAPRI | CAP334884 | EC001180 | EF001786 | 66 | 9.0
CAPRI | CAP334884 | EC001180 | EF002504 | 59 | 9.0
CAPRI | CAP334884 | EC001180 | EF003593 | 1 | 9.0
CAPRI | CAP334884 | EC001180 | EF006304 | Non | 9.0
CAPRI | CAP334884 | EC001180 | EF007834 | EV004463 | 9.0
CAPRI | CAP334884 | EC001180 | EF008847 | EV003906 | 9.0
CAPRI | CAP335014 | EC001180 | EF000010 | EV000164 | 9.0
CAPRI | CAP335014 | EC001180 | EF000139 | EV000191 | 9.0
CAPRI | CAP335014 | EC001180 | EF000767 | EV004440 | 9.0
CAPRI | CAP335014 | EC001180 | EF001596 | EV000149 | 9.0
CAPRI | CAP335014 | EC001180 | EF001742 | 135 | 9.0
CAPRI | CAP335014 | EC001180 | EF001742 | -50 | 9.0
CAPRI | CAP335014 | EC001180 | EF001757 | Non | 9.0
CAPRI | CAP335014 | EC001180 | EF001760 | 40,4 | 9.0
CAPRI | CAP335014 | EC001180 | EF001774 | Oui | 9.0
CAPRI | CAP335014 | EC001180 | EF001786 | 67 | 9.0
CAPRI | CAP335014 | EC001180 | EF002504 | 47,9 | 9.0
CAPRI | CAP335014 | EC001180 | EF003593 | 1 | 9.0
CAPRI | CAP335014 | EC001180 | EF005114 | 50 | 9.0
CAPRI | CAP335014 | EC001180 | EF006304 | Oui | 9.0
CAPRI | CAP335304 | EC001180 | EF000010 | EV000164 | 9.0
CAPRI | CAP335304 | EC001180 | EF000139 | EV000191 | 9.0
CAPRI | CAP335304 | EC001180 | EF000368 | 11 | 9.0
CAPRI | CAP335304 | EC001180 | EF000369 | 71 | 9.0
CAPRI | CAP335304 | EC001180 | EF000767 | EV004441 | 9.0
CAPRI | CAP335304 | EC001180 | EF001596 | EV000149 | 9.0
CAPRI | CAP335304 | EC001180 | EF001742 | -5 | 9.0
CAPRI | CAP335304 | EC001180 | EF001742 | 80 | 9.0
CAPRI | CAP335304 | EC001180 | EF001757 | Oui | 9.0
CAPRI | CAP335304 | EC001180 | EF001758 | EV000154 | 9.0
CAPRI | CAP335304 | EC001180 | EF001760 | 76,5 | 9.0
CAPRI | CAP335304 | EC001180 | EF001761 | 120 | 9.0
CAPRI | CAP335304 | EC001180 | EF001774 | Non | 9.0
CAPRI | CAP335304 | EC001180 | EF001786 | 66 | 9.0
CAPRI | CAP335304 | EC001180 | EF002504 | 83 | 9.0
CAPRI | CAP335304 | EC001180 | EF003593 | 1 | 9.0
CAPRI | CAP335304 | EC001180 | EF006304 | Non | 9.0
CAPRI | CAP335304 | EC001180 | EF007834 | EV000154 | 9.0
CAPRI | CAP335304 | EC001180 | EF008847 | EV003906 | 9.0
CAPRI | CAP335337 | EC001180 | EF000010 | EV000164 | 9.0
CAPRI | CAP335337 | EC001180 | EF000139 | EV006034 | 9.0
CAPRI | CAP335337 | EC001180 | EF000767 | EV004440 | 9.0
CAPRI | CAP335337 | EC001180 | EF001596 | EV000154 | 9.0
CAPRI | CAP335337 | EC001180 | EF001742 | -5 | 9.0
CAPRI | CAP335337 | EC001180 | EF001742 | 80 | 9.0
CAPRI | CAP335337 | EC001180 | EF001757 | Non | 9.0
CAPRI | CAP335337 | EC001180 | EF001760 | 76,5 | 9.0
CAPRI | CAP335337 | EC001180 | EF001774 | Oui | 9.0
CAPRI | CAP335337 | EC001180 | EF002504 | 83 | 9.0
CAPRI | CAP335337 | EC001180 | EF003593 | 1 | 9.0
CAPRI | CAP335337 | EC001180 | EF006304 | Non | 9.0
CAPRI | CAP335404 | EC001180 | EF000010 | EV000164 | 9.0
CAPRI | CAP335404 | EC001180 | EF000139 | EV000191 | 9.0
CAPRI | CAP335404 | EC001180 | EF000368 | 22 | 9.0
CAPRI | CAP335404 | EC001180 | EF000369 | 82 | 9.0
CAPRI | CAP335404 | EC001180 | EF000767 | EV004441 | 9.0
CAPRI | CAP335404 | EC001180 | EF001596 | EV000149 | 9.0
CAPRI | CAP335404 | EC001180 | EF001742 | -5 | 9.0
CAPRI | CAP335404 | EC001180 | EF001742 | 80 | 9.0
CAPRI | CAP335404 | EC001180 | EF001757 | Oui | 9.0
CAPRI | CAP335404 | EC001180 | EF001758 | EV000154 | 9.0
CAPRI | CAP335404 | EC001180 | EF001760 | 102 | 9.0
CAPRI | CAP335404 | EC001180 | EF001761 | 150 | 9.0
CAPRI | CAP335404 | EC001180 | EF001774 | Non | 9.0
CAPRI | CAP335404 | EC001180 | EF001786 | 66 | 9.0
CAPRI | CAP335404 | EC001180 | EF002504 | 110 | 9.0
CAPRI | CAP335404 | EC001180 | EF003593 | 1 | 9.0
CAPRI | CAP335404 | EC001180 | EF006304 | Non | 9.0
CAPRI | CAP335404 | EC001180 | EF007834 | EV000154 | 9.0
CAPRI | CAP335404 | EC001180 | EF008847 | EV003906 | 9.0
CAPRI | CAP335437 | EC001180 | EF000010 | EV000164 | 9.0
CAPRI | CAP335437 | EC001180 | EF000139 | EV006034 | 9.0
CAPRI | CAP335437 | EC001180 | EF000767 | EV004440 | 9.0
CAPRI | CAP335437 | EC001180 | EF001596 | EV000154 | 9.0
CAPRI | CAP335437 | EC001180 | EF001742 | -5 | 9.0
CAPRI | CAP335437 | EC001180 | EF001742 | 80 | 9.0
CAPRI | CAP335437 | EC001180 | EF001757 | Non | 9.0
CAPRI | CAP335437 | EC001180 | EF001760 | 102 | 9.0
CAPRI | CAP335437 | EC001180 | EF001774 | Oui | 9.0
CAPRI | CAP335437 | EC001180 | EF002504 | 110 | 9.0
CAPRI | CAP335437 | EC001180 | EF003593 | 1 | 9.0
CAPRI | CAP335437 | EC001180 | EF006304 | Non | 9.0
CAPRI | CAP339124 | EC001180 | EF000010 | EV000164 | 9.0
CAPRI | CAP339124 | EC001180 | EF000139 | EV000191 | 9.0
CAPRI | CAP339124 | EC001180 | EF000368 | 6 | 9.0
CAPRI | CAP339124 | EC001180 | EF000369 | 16 | 9.0
CAPRI | CAP339124 | EC001180 | EF000767 | EV004441 | 9.0
CAPRI | CAP339124 | EC001180 | EF001596 | EV000149 | 9.0
CAPRI | CAP339124 | EC001180 | EF001742 | -5 | 9.0
CAPRI | CAP339124 | EC001180 | EF001742 | 80 | 9.0
CAPRI | CAP339124 | EC001180 | EF001757 | Oui | 9.0
CAPRI | CAP339124 | EC001180 | EF001758 | EV003712 | 9.0
CAPRI | CAP339124 | EC001180 | EF001760 | 9,5 | 9.0
CAPRI | CAP339124 | EC001180 | EF001761 | 19 | 9.0
CAPRI | CAP339124 | EC001180 | EF001774 | Non | 9.0
CAPRI | CAP339124 | EC001180 | EF001786 | 66 | 9.0
CAPRI | CAP339124 | EC001180 | EF002504 | 12,5 | 9.0
CAPRI | CAP339124 | EC001180 | EF003593 | 1 | 9.0
CAPRI | CAP339124 | EC001180 | EF006304 | Non | 9.0
CAPRI | CAP339124 | EC001180 | EF007834 | EV005897 | 9.0
CAPRI | CAP339124 | EC001180 | EF008847 | EV003906 | 9.0
CAPRI | CAP339164 | EC001180 | EF000010 | EV000164 | 9.0
CAPRI | CAP339164 | EC001180 | EF000139 | EV000191 | 9.0
CAPRI | CAP339164 | EC001180 | EF000368 | 6 | 9.0
CAPRI | CAP339164 | EC001180 | EF000369 | 18,5 | 9.0
CAPRI | CAP339164 | EC001180 | EF000767 | EV004441 | 9.0
CAPRI | CAP339164 | EC001180 | EF001596 | EV000149 | 9.0
CAPRI | CAP339164 | EC001180 | EF001742 | -5 | 9.0
CAPRI | CAP339164 | EC001180 | EF001742 | 80 | 9.0
CAPRI | CAP339164 | EC001180 | EF001757 | Oui | 9.0
CAPRI | CAP339164 | EC001180 | EF001758 | EV003712 | 9.0
CAPRI | CAP339164 | EC001180 | EF001760 | 11,9 | 9.0
CAPRI | CAP339164 | EC001180 | EF001761 | 22 | 9.0
CAPRI | CAP339164 | EC001180 | EF001774 | Non | 9.0
CAPRI | CAP339164 | EC001180 | EF001786 | 66 | 9.0
CAPRI | CAP339164 | EC001180 | EF002504 | 14,8 | 9.0
CAPRI | CAP339164 | EC001180 | EF003593 | 1 | 9.0
CAPRI | CAP339164 | EC001180 | EF006304 | Non | 9.0
CAPRI | CAP339164 | EC001180 | EF007834 | EV005898 | 9.0
CAPRI | CAP339164 | EC001180 | EF008847 | EV003906 | 9.0
CAPRI | CAP339204 | EC001180 | EF000010 | EV000164 | 9.0
CAPRI | CAP339204 | EC001180 | EF000139 | EV000191 | 9.0
CAPRI | CAP339204 | EC001180 | EF000368 | 7 | 9.0
CAPRI | CAP339204 | EC001180 | EF000369 | 20 | 9.0
CAPRI | CAP339204 | EC001180 | EF000767 | EV004441 | 9.0
CAPRI | CAP339204 | EC001180 | EF001596 | EV000149 | 9.0
CAPRI | CAP339204 | EC001180 | EF001742 | -5 | 9.0
CAPRI | CAP339204 | EC001180 | EF001742 | 80 | 9.0
CAPRI | CAP339204 | EC001180 | EF001757 | Oui | 9.0
CAPRI | CAP339204 | EC001180 | EF001758 | EV003712 | 9.0
CAPRI | CAP339204 | EC001180 | EF001760 | 16,6 | 9.0
CAPRI | CAP339204 | EC001180 | EF001761 | 28 | 9.0
CAPRI | CAP339204 | EC001180 | EF001774 | Non | 9.0
CAPRI | CAP339204 | EC001180 | EF001786 | 66 | 9.0
CAPRI | CAP339204 | EC001180 | EF002504 | 20,3 | 9.0
CAPRI | CAP339204 | EC001180 | EF003593 | 1 | 9.0
CAPRI | CAP339204 | EC001180 | EF006304 | Non | 9.0
CAPRI | CAP339204 | EC001180 | EF007834 | EV005899 | 9.0
CAPRI | CAP339204 | EC001180 | EF008847 | EV003906 | 9.0
CAPRI | CAP339224 | EC001180 | EF000010 | EV000164 | 9.0
CAPRI | CAP339224 | EC001180 | EF000139 | EV000191 | 9.0
CAPRI | CAP339224 | EC001180 | EF000368 | 7 | 9.0
CAPRI | CAP339224 | EC001180 | EF000369 | 20 | 9.0
CAPRI | CAP339224 | EC001180 | EF000767 | EV004441 | 9.0
CAPRI | CAP339224 | EC001180 | EF001596 | EV000149 | 9.0
CAPRI | CAP339224 | EC001180 | EF001742 | -5 | 9.0
CAPRI | CAP339224 | EC001180 | EF001742 | 80 | 9.0
CAPRI | CAP339224 | EC001180 | EF001757 | Oui | 9.0
CAPRI | CAP339224 | EC001180 | EF001758 | EV003712 | 9.0
CAPRI | CAP339224 | EC001180 | EF001760 | 15 | 9.0
CAPRI | CAP339224 | EC001180 | EF001761 | 26 | 9.0
CAPRI | CAP339224 | EC001180 | EF001774 | Non | 9.0
CAPRI | CAP339224 | EC001180 | EF001786 | 66 | 9.0
CAPRI | CAP339224 | EC001180 | EF002504 | 18,4 | 9.0
CAPRI | CAP339224 | EC001180 | EF003593 | 1 | 9.0
CAPRI | CAP339224 | EC001180 | EF006304 | Non | 9.0
CAPRI | CAP339224 | EC001180 | EF007834 | EV005899 | 9.0
CAPRI | CAP339224 | EC001180 | EF008847 | EV003906 | 9.0
CAPRI | CAP339254 | EC001180 | EF000010 | EV000164 | 9.0
CAPRI | CAP339254 | EC001180 | EF000139 | EV000191 | 9.0
CAPRI | CAP339254 | EC001180 | EF000368 | 8 | 9.0
CAPRI | CAP339254 | EC001180 | EF000369 | 22 | 9.0
CAPRI | CAP339254 | EC001180 | EF000767 | EV004441 | 9.0
CAPRI | CAP339254 | EC001180 | EF001596 | EV000149 | 9.0
CAPRI | CAP339254 | EC001180 | EF001742 | -5 | 9.0
CAPRI | CAP339254 | EC001180 | EF001742 | 80 | 9.0
CAPRI | CAP339254 | EC001180 | EF001757 | Oui | 9.0
CAPRI | CAP339254 | EC001180 | EF001758 | EV003712 | 9.0
CAPRI | CAP339254 | EC001180 | EF001760 | 18,4 | 9.0
CAPRI | CAP339254 | EC001180 | EF001761 | 30 | 9.0
CAPRI | CAP339254 | EC001180 | EF001774 | Non | 9.0
CAPRI | CAP339254 | EC001180 | EF001786 | 66 | 9.0
CAPRI | CAP339254 | EC001180 | EF002504 | 22,2 | 9.0
CAPRI | CAP339254 | EC001180 | EF003593 | 1 | 9.0
CAPRI | CAP339254 | EC001180 | EF006304 | Non | 9.0
CAPRI | CAP339254 | EC001180 | EF007834 | EV005900 | 9.0
CAPRI | CAP339254 | EC001180 | EF008847 | EV003906 | 9.0
CAPRI | CAP339264 | EC001180 | EF000010 | EV000164 | 9.0
CAPRI | CAP339264 | EC001180 | EF000139 | EV000191 | 9.0
CAPRI | CAP339264 | EC001180 | EF000368 | 8 | 9.0
CAPRI | CAP339264 | EC001180 | EF000369 | 24,5 | 9.0
CAPRI | CAP339264 | EC001180 | EF000767 | EV004441 | 9.0
CAPRI | CAP339264 | EC001180 | EF001596 | EV000149 | 9.0
CAPRI | CAP339264 | EC001180 | EF001742 | -5 | 9.0
CAPRI | CAP339264 | EC001180 | EF001742 | 80 | 9.0
CAPRI | CAP339264 | EC001180 | EF001757 | Oui | 9.0
CAPRI | CAP339264 | EC001180 | EF001758 | EV003712 | 9.0
CAPRI | CAP339264 | EC001180 | EF001760 | 23,7 | 9.0
CAPRI | CAP339264 | EC001180 | EF001761 | 36 | 9.0
CAPRI | CAP339264 | EC001180 | EF001774 | Non | 9.0
CAPRI | CAP339264 | EC001180 | EF001786 | 66 | 9.0
CAPRI | CAP339264 | EC001180 | EF002504 | 27,6 | 9.0
CAPRI | CAP339264 | EC001180 | EF003593 | 1 | 9.0
CAPRI | CAP339264 | EC001180 | EF006304 | Non | 9.0
CAPRI | CAP339264 | EC001180 | EF007834 | EV005900 | 9.0
CAPRI | CAP339264 | EC001180 | EF008847 | EV003906 | 9.0
CAPRI | CAP339324 | EC001180 | EF000010 | EV000164 | 9.0
CAPRI | CAP339324 | EC001180 | EF000139 | EV000191 | 9.0
CAPRI | CAP339324 | EC001180 | EF000368 | 8 | 9.0
CAPRI | CAP339324 | EC001180 | EF000369 | 24,5 | 9.0
CAPRI | CAP339324 | EC001180 | EF000767 | EV004441 | 9.0
CAPRI | CAP339324 | EC001180 | EF001596 | EV000149 | 9.0
CAPRI | CAP339324 | EC001180 | EF001742 | -5 | 9.0
CAPRI | CAP339324 | EC001180 | EF001742 | 80 | 9.0
CAPRI | CAP339324 | EC001180 | EF001757 | Oui | 9.0
CAPRI | CAP339324 | EC001180 | EF001758 | EV003712 | 9.0
CAPRI | CAP339324 | EC001180 | EF001760 | 23,7 | 9.0
CAPRI | CAP339324 | EC001180 | EF001761 | 36 | 9.0
CAPRI | CAP339324 | EC001180 | EF001774 | Non | 9.0
CAPRI | CAP339324 | EC001180 | EF001786 | 66 | 9.0
CAPRI | CAP339324 | EC001180 | EF002504 | 27,6 | 9.0
CAPRI | CAP339324 | EC001180 | EF003593 | 1 | 9.0
CAPRI | CAP339324 | EC001180 | EF006304 | Non | 9.0
CAPRI | CAP339324 | EC001180 | EF007834 | EV005901 | 9.0
CAPRI | CAP339324 | EC001180 | EF008847 | EV003906 | 9.0
CAPRI | CAP339334 | EC001180 | EF000010 | EV000164 | 9.0
CAPRI | CAP339334 | EC001180 | EF000139 | EV000191 | 9.0
CAPRI | CAP339334 | EC001180 | EF000368 | 8 | 9.0
CAPRI | CAP339334 | EC001180 | EF000369 | 27,5 | 9.0
CAPRI | CAP339334 | EC001180 | EF000767 | EV004441 | 9.0
CAPRI | CAP339334 | EC001180 | EF001596 | EV000149 | 9.0
CAPRI | CAP339334 | EC001180 | EF001742 | -5 | 9.0
CAPRI | CAP339334 | EC001180 | EF001742 | 80 | 9.0
CAPRI | CAP339334 | EC001180 | EF001757 | Oui | 9.0
CAPRI | CAP339334 | EC001180 | EF001758 | EV003712 | 9.0
CAPRI | CAP339334 | EC001180 | EF001760 | 32,6 | 9.0
CAPRI | CAP339334 | EC001180 | EF001761 | 47 | 9.0
CAPRI | CAP339334 | EC001180 | EF001774 | Non | 9.0
CAPRI | CAP339334 | EC001180 | EF001786 | 66 | 9.0
CAPRI | CAP339334 | EC001180 | EF002504 | 36,5 | 9.0
CAPRI | CAP339334 | EC001180 | EF003593 | 1 | 9.0
CAPRI | CAP339334 | EC001180 | EF006304 | Non | 9.0
CAPRI | CAP339334 | EC001180 | EF007834 | EV005901 | 9.0
CAPRI | CAP339334 | EC001180 | EF008847 | EV003906 | 9.0
CAPRI | CAP339404 | EC001180 | EF000010 | EV000164 | 9.0
CAPRI | CAP339404 | EC001180 | EF000139 | EV000191 | 9.0
CAPRI | CAP339404 | EC001180 | EF000368 | 10 | 9.0
CAPRI | CAP339404 | EC001180 | EF000369 | 29,5 | 9.0
CAPRI | CAP339404 | EC001180 | EF000767 | EV004441 | 9.0
CAPRI | CAP339404 | EC001180 | EF001596 | EV000149 | 9.0
CAPRI | CAP339404 | EC001180 | EF001742 | -5 | 9.0
CAPRI | CAP339404 | EC001180 | EF001742 | 80 | 9.0
CAPRI | CAP339404 | EC001180 | EF001757 | Oui | 9.0
CAPRI | CAP339404 | EC001180 | EF001758 | EV003712 | 9.0
CAPRI | CAP339404 | EC001180 | EF001760 | 32,6 | 9.0
CAPRI | CAP339404 | EC001180 | EF001761 | 47 | 9.0
CAPRI | CAP339404 | EC001180 | EF001774 | Non | 9.0
CAPRI | CAP339404 | EC001180 | EF001786 | 66 | 9.0
CAPRI | CAP339404 | EC001180 | EF002504 | 36,5 | 9.0
CAPRI | CAP339404 | EC001180 | EF003593 | 1 | 9.0
CAPRI | CAP339404 | EC001180 | EF006304 | Non | 9.0
CAPRI | CAP339404 | EC001180 | EF007834 | EV005902 | 9.0
CAPRI | CAP339404 | EC001180 | EF008847 | EV003906 | 9.0
CAPRI | CAP339414 | EC001180 | EF000010 | EV000164 | 9.0
CAPRI | CAP339414 | EC001180 | EF000139 | EV000191 | 9.0
CAPRI | CAP339414 | EC001180 | EF000368 | 10 | 9.0
CAPRI | CAP339414 | EC001180 | EF000369 | 36 | 9.0
CAPRI | CAP339414 | EC001180 | EF000767 | EV004441 | 9.0
CAPRI | CAP339414 | EC001180 | EF001596 | EV000149 | 9.0
CAPRI | CAP339414 | EC001180 | EF001742 | -5 | 9.0
CAPRI | CAP339414 | EC001180 | EF001742 | 80 | 9.0
CAPRI | CAP339414 | EC001180 | EF001757 | Oui | 9.0
CAPRI | CAP339414 | EC001180 | EF001758 | EV003712 | 9.0
CAPRI | CAP339414 | EC001180 | EF001760 | 41 | 9.0
CAPRI | CAP339414 | EC001180 | EF001761 | 60 | 9.0
CAPRI | CAP339414 | EC001180 | EF001774 | Non | 9.0
CAPRI | CAP339414 | EC001180 | EF001786 | 66 | 9.0
CAPRI | CAP339414 | EC001180 | EF002504 | 47 | 9.0
CAPRI | CAP339414 | EC001180 | EF003593 | 1 | 9.0
CAPRI | CAP339414 | EC001180 | EF006304 | Non | 9.0
CAPRI | CAP339414 | EC001180 | EF007834 | EV005902 | 9.0
CAPRI | CAP339414 | EC001180 | EF008847 | EV003906 | 9.0
CAPRI | CAP339504 | EC001180 | EF000010 | EV000164 | 9.0
CAPRI | CAP339504 | EC001180 | EF000139 | EV000191 | 9.0
CAPRI | CAP339504 | EC001180 | EF000368 | 11 | 9.0
CAPRI | CAP339504 | EC001180 | EF000369 | 37 | 9.0
CAPRI | CAP339504 | EC001180 | EF000767 | EV004441 | 9.0
CAPRI | CAP339504 | EC001180 | EF001596 | EV000149 | 9.0
CAPRI | CAP339504 | EC001180 | EF001742 | -5 | 9.0
CAPRI | CAP339504 | EC001180 | EF001742 | 80 | 9.0
CAPRI | CAP339504 | EC001180 | EF001757 | Oui | 9.0
CAPRI | CAP339504 | EC001180 | EF001758 | EV003712 | 9.0
CAPRI | CAP339504 | EC001180 | EF001760 | 41 | 9.0
CAPRI | CAP339504 | EC001180 | EF001761 | 60 | 9.0
CAPRI | CAP339504 | EC001180 | EF001774 | Non | 9.0
CAPRI | CAP339504 | EC001180 | EF001786 | 66 | 9.0
CAPRI | CAP339504 | EC001180 | EF002504 | 47 | 9.0
CAPRI | CAP339504 | EC001180 | EF003593 | 1 | 9.0
CAPRI | CAP339504 | EC001180 | EF006304 | Non | 9.0
CAPRI | CAP339504 | EC001180 | EF007834 | EV005903 | 9.0
CAPRI | CAP339504 | EC001180 | EF008847 | EV003906 | 9.0
CAPRI | CAP339634 | EC001180 | EF000010 | EV000164 | 9.0
CAPRI | CAP339634 | EC001180 | EF000139 | EV000191 | 9.0
CAPRI | CAP339634 | EC001180 | EF000368 | 11 | 9.0
CAPRI | CAP339634 | EC001180 | EF000369 | 43,5 | 9.0
CAPRI | CAP339634 | EC001180 | EF000767 | EV004441 | 9.0
CAPRI | CAP339634 | EC001180 | EF001596 | EV000149 | 9.0
CAPRI | CAP339634 | EC001180 | EF001742 | -5 | 9.0
CAPRI | CAP339634 | EC001180 | EF001742 | 80 | 9.0
CAPRI | CAP339634 | EC001180 | EF001757 | Oui | 9.0
CAPRI | CAP339634 | EC001180 | EF001758 | EV003712 | 9.0
CAPRI | CAP339634 | EC001180 | EF001760 | 53 | 9.0
CAPRI | CAP339634 | EC001180 | EF001761 | 74 | 9.0
CAPRI | CAP339634 | EC001180 | EF001774 | Non | 9.0
CAPRI | CAP339634 | EC001180 | EF001786 | 66 | 9.0
CAPRI | CAP339634 | EC001180 | EF002504 | 59 | 9.0
CAPRI | CAP339634 | EC001180 | EF003593 | 1 | 9.0
CAPRI | CAP339634 | EC001180 | EF006304 | Non | 9.0
CAPRI | CAP339634 | EC001180 | EF007834 | EV011973 | 9.0
CAPRI | CAP339634 | EC001180 | EF008847 | EV003906 | 9.0
CAPRI | CAP339904 | EC001180 | EF000010 | EV000164 | 9.0
CAPRI | CAP339904 | EC001180 | EF000139 | EV000191 | 9.0
CAPRI | CAP339904 | EC001180 | EF000368 | 22 | 9.0
CAPRI | CAP339904 | EC001180 | EF000369 | 73 | 9.0
CAPRI | CAP339904 | EC001180 | EF000767 | EV004441 | 9.0
CAPRI | CAP339904 | EC001180 | EF001596 | EV000149 | 9.0
CAPRI | CAP339904 | EC001180 | EF001742 | -5 | 9.0
CAPRI | CAP339904 | EC001180 | EF001742 | 80 | 9.0
CAPRI | CAP339904 | EC001180 | EF001757 | Oui | 9.0
CAPRI | CAP339904 | EC001180 | EF001758 | EV003712 | 9.0
CAPRI | CAP339904 | EC001180 | EF001760 | 76,5 | 9.0
CAPRI | CAP339904 | EC001180 | EF001761 | 120 | 9.0
CAPRI | CAP339904 | EC001180 | EF001774 | Non | 9.0
CAPRI | CAP339904 | EC001180 | EF001786 | 66 | 9.0
CAPRI | CAP339904 | EC001180 | EF002504 | 83 | 9.0
CAPRI | CAP339904 | EC001180 | EF003593 | 1 | 9.0
CAPRI | CAP339904 | EC001180 | EF006304 | Non | 9.0
CAPRI | CAP339904 | EC001180 | EF007834 | EV000154 | 9.0
CAPRI | CAP339904 | EC001180 | EF008847 | EV003906 | 9.0
CAPRI | CAP362104 | EC000938 | EF001206 | Oui | 9.0
CAPRI | CAP362104 | EC000938 | EF001257 | EV000154 | 9.0
CAPRI | CAP362104 | EC000938 | EF002169 | EV000149 | 9.0
CAPRI | CAP362104 | EC000938 | EF004663 | Non | 9.0
CAPRI | CAP362104 | EC000938 | EF005703 | EV003695 | 9.0
CAPRI | CAP362104 | EC000938 | EF005704 | EV003695 | 9.0
CAPRI | CAP362104 | EC000938 | EF006443 | 21 | 9.0
CAPRI | CAP362104 | EC000938 | EF006447 | 36 | 9.0
CAPRI | CAP362904 | EC000938 | EF001206 | Oui | 9.0
CAPRI | CAP362904 | EC000938 | EF001257 | EV000154 | 9.0
CAPRI | CAP362904 | EC000938 | EF002169 | EV000149 | 9.0
CAPRI | CAP362904 | EC000938 | EF004663 | Non | 9.0
CAPRI | CAP362904 | EC000938 | EF005703 | EV003695 | 9.0
CAPRI | CAP362904 | EC000938 | EF005704 | EV003695 | 9.0
CAPRI | CAP362904 | EC000938 | EF006443 | 29 | 9.0
CAPRI | CAP362904 | EC000938 | EF006447 | 36 | 9.0
CAPRI | CAP362909 | EC000938 | EF001206 | Non | 9.0
CAPRI | CAP362909 | EC000938 | EF001257 | EV006908 | 9.0
CAPRI | CAP362909 | EC000938 | EF002169 | EV000166 | 9.0
CAPRI | CAP362909 | EC000938 | EF004663 | Non | 9.0
CAPRI | CAP362909 | EC000938 | EF005703 | EV003695 | 9.0
CAPRI | CAP362909 | EC000938 | EF005704 | EV003695 | 9.0
CAPRI | CAP362909 | EC000938 | EF006443 | 29 | 9.0
CAPRI | CAP362909 | EC000938 | EF006447 | 36 | 9.0
CAPRI | CAP362970 | EC000938 | EF001206 | Non | 9.0
CAPRI | CAP362970 | EC000938 | EF001257 | EV000402 | 9.0
CAPRI | CAP362970 | EC000938 | EF002169 | EV000139 | 9.0
CAPRI | CAP362970 | EC000938 | EF004663 | Non | 9.0
CAPRI | CAP362970 | EC000938 | EF005703 | EV003695 | 9.0
CAPRI | CAP362970 | EC000938 | EF005704 | EV003695 | 9.0
CAPRI | CAP362970 | EC000938 | EF006443 | 29 | 9.0
CAPRI | CAP362970 | EC000938 | EF006447 | 36 | 9.0
CAPRI | CAP364204 | EC000938 | EF001206 | Oui | 9.0
CAPRI | CAP364204 | EC000938 | EF001257 | EV000154 | 9.0
CAPRI | CAP364204 | EC000938 | EF002169 | EV000149 | 9.0
CAPRI | CAP364204 | EC000938 | EF004663 | Non | 9.0
CAPRI | CAP364204 | EC000938 | EF005703 | EV003695 | 9.0
CAPRI | CAP364204 | EC000938 | EF005704 | EV003695 | 9.0
CAPRI | CAP364204 | EC000938 | EF006443 | 42 | 9.0
CAPRI | CAP364204 | EC000938 | EF006447 | 36 | 9.0
CAPRI | CAP364270 | EC000938 | EF001206 | Non | 9.0
CAPRI | CAP364270 | EC000938 | EF001257 | EV000402 | 9.0
CAPRI | CAP364270 | EC000938 | EF002169 | EV000139 | 9.0
CAPRI | CAP364270 | EC000938 | EF004663 | Non | 9.0
CAPRI | CAP364270 | EC000938 | EF005703 | EV003695 | 9.0
CAPRI | CAP364270 | EC000938 | EF005704 | EV003695 | 9.0
CAPRI | CAP364270 | EC000938 | EF006443 | 42 | 9.0
CAPRI | CAP364270 | EC000938 | EF006447 | 36 | 9.0
CAPRI | CAP364804 | EC000938 | EF001206 | Oui | 9.0
CAPRI | CAP364804 | EC000938 | EF001257 | EV000154 | 9.0
CAPRI | CAP364804 | EC000938 | EF002169 | EV000149 | 9.0
CAPRI | CAP364804 | EC000938 | EF004663 | Non | 9.0
CAPRI | CAP364804 | EC000938 | EF005703 | EV003695 | 9.0
CAPRI | CAP364804 | EC000938 | EF005704 | EV003695 | 9.0
CAPRI | CAP364804 | EC000938 | EF006443 | 48 NFC | 9.0
CAPRI | CAP364804 | EC000938 | EF006447 | 36 | 9.0
CAPRI | CAP364884 | EC000938 | EF001206 | Non | 9.0
CAPRI | CAP364884 | EC000938 | EF002169 | EV000149 | 9.0
CAPRI | CAP364884 | EC000938 | EF004663 | Non | 9.0
CAPRI | CAP401260 | EC000441 | EF000007 | EV000270 | 9.0
CAPRI | CAP401260 | EC000441 | EF000010 | EV000164 | 9.0
CAPRI | CAP401260 | EC000441 | EF000025 | Oui | 9.0
CAPRI | CAP401260 | EC000441 | EF000084 | Oui | 9.0
CAPRI | CAP401260 | EC000441 | EF000116 | 9005 | 9.0
CAPRI | CAP401260 | EC000441 | EF000139 | EV006034 | 9.0
CAPRI | CAP401260 | EC000441 | EF000177 | 15 | 9.0
CAPRI | CAP401260 | EC000441 | EF000368 | 8 | 9.0
CAPRI | CAP401260 | EC000441 | EF000734 | Non | 9.0
CAPRI | CAP401260 | EC000441 | EF000878 | Oui | 9.0
CAPRI | CAP401260 | EC000441 | EF000881 | Non | 9.0
CAPRI | CAP401260 | EC000441 | EF001062 | Non | 9.0
CAPRI | CAP401260 | EC000441 | EF001210 | Non | 9.0
CAPRI | CAP401260 | EC000441 | EF001217 | EV009696 | 9.0
CAPRI | CAP401260 | EC000441 | EF001257 | EV000402 | 9.0
CAPRI | CAP401260 | EC000441 | EF001742 | 100 | 9.0
CAPRI | CAP401260 | EC000441 | EF001742 | -40 | 9.0
CAPRI | CAP401260 | EC000441 | EF001758 | EV003712 | 9.0
CAPRI | CAP401260 | EC000441 | EF002169 | EV000139 | 9.0
CAPRI | CAP401260 | EC000441 | EF003712 | 1,5 | 9.0
CAPRI | CAP401260 | EC000441 | EF004191 | Non | 9.0
CAPRI | CAP401260 | EC000441 | EF004685 | Non | 9.0
CAPRI | CAP401260 | EC000441 | EF005004 | Non | 9.0
CAPRI | CAP401260 | EC000441 | EF005049 | Non | 9.0
CAPRI | CAP401260 | EC000441 | EF005268 | 16,5 | 9.0
CAPRI | CAP401260 | EC000441 | EF005337 | Non | 9.0
CAPRI | CAP401260 | EC000441 | EF005466 | 3,5 | 9.0
CAPRI | CAP401260 | EC000441 | EF005466 | 6,5 | 9.0
CAPRI | CAP401260 | EC000441 | EF005474 | EV006619 | 9.0
CAPRI | CAP401260 | EC000441 | EF005728 | EV000494 | 9.0
CAPRI | CAP401260 | EC000441 | EF007839 | 12 | 9.0
CAPRI | CAP401260 | EC000441 | EF008404 | EV000494 | 9.0
CAPRI | CAP401260 | EC000441 | EF012184 | Non | 9.0
CAPRI | CAP401260 | EC000441 | EF012547 | Non | 9.0
CAPRI | CAP401260 | EC000441 | EF024919 | Non | 9.0
CAPRI | CAP401270 | EC000441 | EF000007 | EV000270 | 9.0
CAPRI | CAP401270 | EC000441 | EF000010 | EV000164 | 9.0
CAPRI | CAP401270 | EC000441 | EF000025 | Oui | 9.0
CAPRI | CAP401270 | EC000441 | EF000084 | Oui | 9.0
CAPRI | CAP401270 | EC000441 | EF000116 | 7035 | 9.0
CAPRI | CAP401270 | EC000441 | EF000139 | EV006034 | 9.0
CAPRI | CAP401270 | EC000441 | EF000177 | 15 | 9.0
CAPRI | CAP401270 | EC000441 | EF000368 | 8 | 9.0
CAPRI | CAP401270 | EC000441 | EF000734 | Non | 9.0
CAPRI | CAP401270 | EC000441 | EF000878 | Oui | 9.0
CAPRI | CAP401270 | EC000441 | EF000881 | Non | 9.0
CAPRI | CAP401270 | EC000441 | EF001062 | Non | 9.0
CAPRI | CAP401270 | EC000441 | EF001210 | Non | 9.0
CAPRI | CAP401270 | EC000441 | EF001217 | EV009696 | 9.0
CAPRI | CAP401270 | EC000441 | EF001257 | EV000402 | 9.0
CAPRI | CAP401270 | EC000441 | EF001742 | 100 | 9.0
CAPRI | CAP401270 | EC000441 | EF001742 | -40 | 9.0
CAPRI | CAP401270 | EC000441 | EF001758 | EV003712 | 9.0
CAPRI | CAP401270 | EC000441 | EF002169 | EV000139 | 9.0
CAPRI | CAP401270 | EC000441 | EF003712 | 1,5 | 9.0
CAPRI | CAP401270 | EC000441 | EF004191 | Non | 9.0
CAPRI | CAP401270 | EC000441 | EF004685 | Non | 9.0
CAPRI | CAP401270 | EC000441 | EF005004 | Non | 9.0
CAPRI | CAP401270 | EC000441 | EF005049 | Non | 9.0
CAPRI | CAP401270 | EC000441 | EF005268 | 16,5 | 9.0
CAPRI | CAP401270 | EC000441 | EF005337 | Non | 9.0
CAPRI | CAP401270 | EC000441 | EF005466 | 3,5 | 9.0
CAPRI | CAP401270 | EC000441 | EF005466 | 6,5 | 9.0
CAPRI | CAP401270 | EC000441 | EF005474 | EV006619 | 9.0
CAPRI | CAP401270 | EC000441 | EF005728 | EV000494 | 9.0
CAPRI | CAP401270 | EC000441 | EF007839 | 12 | 9.0
CAPRI | CAP401270 | EC000441 | EF008404 | EV000494 | 9.0
CAPRI | CAP401270 | EC000441 | EF012184 | Non | 9.0
CAPRI | CAP401270 | EC000441 | EF012547 | Non | 9.0
CAPRI | CAP401270 | EC000441 | EF024919 | Non | 9.0
CAPRI | CAP401660 | EC000441 | EF000007 | EV000206 | 9.0
CAPRI | CAP401660 | EC000441 | EF000010 | EV000164 | 9.0
CAPRI | CAP401660 | EC000441 | EF000025 | Oui | 9.0
CAPRI | CAP401660 | EC000441 | EF000084 | Oui | 9.0
CAPRI | CAP401660 | EC000441 | EF000116 | 9005 | 9.0
CAPRI | CAP401660 | EC000441 | EF000139 | EV006034 | 9.0
CAPRI | CAP401660 | EC000441 | EF000177 | 19 | 9.0
CAPRI | CAP401660 | EC000441 | EF000368 | 8 | 9.0
CAPRI | CAP401660 | EC000441 | EF000734 | Non | 9.0
CAPRI | CAP401660 | EC000441 | EF000878 | Oui | 9.0
CAPRI | CAP401660 | EC000441 | EF000881 | Non | 9.0
CAPRI | CAP401660 | EC000441 | EF001062 | Non | 9.0
CAPRI | CAP401660 | EC000441 | EF001210 | Non | 9.0
CAPRI | CAP401660 | EC000441 | EF001217 | EV009696 | 9.0
CAPRI | CAP401660 | EC000441 | EF001257 | EV000402 | 9.0
CAPRI | CAP401660 | EC000441 | EF001742 | 100 | 9.0
CAPRI | CAP401660 | EC000441 | EF001742 | -40 | 9.0
CAPRI | CAP401660 | EC000441 | EF001758 | EV003712 | 9.0
CAPRI | CAP401660 | EC000441 | EF002169 | EV000139 | 9.0
CAPRI | CAP401660 | EC000441 | EF003712 | 1,5 | 9.0
CAPRI | CAP401660 | EC000441 | EF004191 | Non | 9.0
CAPRI | CAP401660 | EC000441 | EF004685 | Non | 9.0
CAPRI | CAP401660 | EC000441 | EF005004 | Non | 9.0
CAPRI | CAP401660 | EC000441 | EF005049 | Non | 9.0
CAPRI | CAP401660 | EC000441 | EF005268 | 20,9 | 9.0
CAPRI | CAP401660 | EC000441 | EF005337 | Non | 9.0
CAPRI | CAP401660 | EC000441 | EF005466 | 4 | 9.0
CAPRI | CAP401660 | EC000441 | EF005466 | 8 | 9.0
CAPRI | CAP401660 | EC000441 | EF005474 | EV006619 | 9.0
CAPRI | CAP401660 | EC000441 | EF005728 | EV000494 | 9.0
CAPRI | CAP401660 | EC000441 | EF007839 | 16 | 9.0
CAPRI | CAP401660 | EC000441 | EF008404 | EV000494 | 9.0
CAPRI | CAP401660 | EC000441 | EF012184 | Non | 9.0
CAPRI | CAP401660 | EC000441 | EF012547 | Non | 9.0
CAPRI | CAP401660 | EC000441 | EF024919 | Non | 9.0
CAPRI | CAP401670 | EC000441 | EF000007 | EV000270 | 9.0
CAPRI | CAP401670 | EC000441 | EF000010 | EV000164 | 9.0
CAPRI | CAP401670 | EC000441 | EF000025 | Oui | 9.0
CAPRI | CAP401670 | EC000441 | EF000084 | Oui | 9.0
CAPRI | CAP401670 | EC000441 | EF000116 | 7035 | 9.0
CAPRI | CAP401670 | EC000441 | EF000139 | EV006034 | 9.0
CAPRI | CAP401670 | EC000441 | EF000177 | 19 | 9.0
CAPRI | CAP401670 | EC000441 | EF000368 | 8 | 9.0
CAPRI | CAP401670 | EC000441 | EF000734 | Non | 9.0
CAPRI | CAP401670 | EC000441 | EF000878 | Oui | 9.0
CAPRI | CAP401670 | EC000441 | EF000881 | Non | 9.0
CAPRI | CAP401670 | EC000441 | EF001062 | Non | 9.0
CAPRI | CAP401670 | EC000441 | EF001210 | Non | 9.0
CAPRI | CAP401670 | EC000441 | EF001217 | EV009696 | 9.0
CAPRI | CAP401670 | EC000441 | EF001257 | EV000402 | 9.0
CAPRI | CAP401670 | EC000441 | EF001742 | 100 | 9.0
CAPRI | CAP401670 | EC000441 | EF001742 | -40 | 9.0
CAPRI | CAP401670 | EC000441 | EF001758 | EV003712 | 9.0
CAPRI | CAP401670 | EC000441 | EF002169 | EV000139 | 9.0
CAPRI | CAP401670 | EC000441 | EF003712 | 1,5 | 9.0
CAPRI | CAP401670 | EC000441 | EF004191 | Non | 9.0
CAPRI | CAP401670 | EC000441 | EF004685 | Non | 9.0
CAPRI | CAP401670 | EC000441 | EF005004 | Non | 9.0
CAPRI | CAP401670 | EC000441 | EF005049 | Non | 9.0
CAPRI | CAP401670 | EC000441 | EF005268 | 20,9 | 9.0
CAPRI | CAP401670 | EC000441 | EF005337 | Non | 9.0
CAPRI | CAP401670 | EC000441 | EF005466 | 4 | 9.0
CAPRI | CAP401670 | EC000441 | EF005466 | 8 | 9.0
CAPRI | CAP401670 | EC000441 | EF005474 | EV006619 | 9.0
CAPRI | CAP401670 | EC000441 | EF005728 | EV000494 | 9.0
CAPRI | CAP401670 | EC000441 | EF007839 | 16 | 9.0
CAPRI | CAP401670 | EC000441 | EF008404 | EV000494 | 9.0
CAPRI | CAP401670 | EC000441 | EF012184 | Non | 9.0
CAPRI | CAP401670 | EC000441 | EF012547 | Non | 9.0
CAPRI | CAP401670 | EC000441 | EF024919 | Non | 9.0
CAPRI | CAP402060 | EC000441 | EF000007 | EV000206 | 9.0
CAPRI | CAP402060 | EC000441 | EF000010 | EV000164 | 9.0
CAPRI | CAP402060 | EC000441 | EF000025 | Oui | 9.0
CAPRI | CAP402060 | EC000441 | EF000084 | Oui | 9.0
CAPRI | CAP402060 | EC000441 | EF000116 | 9005 | 9.0
CAPRI | CAP402060 | EC000441 | EF000139 | EV006034 | 9.0
CAPRI | CAP402060 | EC000441 | EF000177 | 24 | 9.0
CAPRI | CAP402060 | EC000441 | EF000368 | 9 | 9.0
CAPRI | CAP402060 | EC000441 | EF000734 | Non | 9.0
CAPRI | CAP402060 | EC000441 | EF000878 | Oui | 9.0
CAPRI | CAP402060 | EC000441 | EF000881 | Non | 9.0
CAPRI | CAP402060 | EC000441 | EF001062 | Non | 9.0
CAPRI | CAP402060 | EC000441 | EF001210 | Non | 9.0
CAPRI | CAP402060 | EC000441 | EF001217 | EV009696 | 9.0
CAPRI | CAP402060 | EC000441 | EF001257 | EV000402 | 9.0
CAPRI | CAP402060 | EC000441 | EF001742 | 100 | 9.0
CAPRI | CAP402060 | EC000441 | EF001742 | -40 | 9.0
CAPRI | CAP402060 | EC000441 | EF001758 | EV003712 | 9.0
CAPRI | CAP402060 | EC000441 | EF002169 | EV000139 | 9.0
CAPRI | CAP402060 | EC000441 | EF003712 | 1,5 | 9.0
CAPRI | CAP402060 | EC000441 | EF004191 | Non | 9.0
CAPRI | CAP402060 | EC000441 | EF004685 | Non | 9.0
CAPRI | CAP402060 | EC000441 | EF005004 | Non | 9.0
CAPRI | CAP402060 | EC000441 | EF005049 | Non | 9.0
CAPRI | CAP402060 | EC000441 | EF005268 | 26,4 | 9.0
CAPRI | CAP402060 | EC000441 | EF005337 | Non | 9.0
CAPRI | CAP402060 | EC000441 | EF005466 | 12 | 9.0
CAPRI | CAP402060 | EC000441 | EF005466 | 6 | 9.0
CAPRI | CAP402060 | EC000441 | EF005474 | EV006619 | 9.0
CAPRI | CAP402060 | EC000441 | EF005728 | EV000494 | 9.0
CAPRI | CAP402060 | EC000441 | EF007839 | 20 | 9.0
CAPRI | CAP402060 | EC000441 | EF008404 | EV000494 | 9.0
CAPRI | CAP402060 | EC000441 | EF012184 | Non | 9.0
CAPRI | CAP402060 | EC000441 | EF012547 | Non | 9.0
CAPRI | CAP402060 | EC000441 | EF024919 | Non | 9.0
CAPRI | CAP402070 | EC000441 | EF000007 | EV000270 | 9.0
CAPRI | CAP402070 | EC000441 | EF000010 | EV000164 | 9.0
CAPRI | CAP402070 | EC000441 | EF000025 | Oui | 9.0
CAPRI | CAP402070 | EC000441 | EF000084 | Oui | 9.0
CAPRI | CAP402070 | EC000441 | EF000116 | 7035 | 9.0
CAPRI | CAP402070 | EC000441 | EF000139 | EV006034 | 9.0
CAPRI | CAP402070 | EC000441 | EF000177 | 24 | 9.0
CAPRI | CAP402070 | EC000441 | EF000368 | 9 | 9.0
CAPRI | CAP402070 | EC000441 | EF000734 | Non | 9.0
CAPRI | CAP402070 | EC000441 | EF000878 | Oui | 9.0
CAPRI | CAP402070 | EC000441 | EF000881 | Non | 9.0
CAPRI | CAP402070 | EC000441 | EF001062 | Non | 9.0
CAPRI | CAP402070 | EC000441 | EF001210 | Non | 9.0
CAPRI | CAP402070 | EC000441 | EF001217 | EV009696 | 9.0
CAPRI | CAP402070 | EC000441 | EF001257 | EV000402 | 9.0
CAPRI | CAP402070 | EC000441 | EF001742 | 100 | 9.0
CAPRI | CAP402070 | EC000441 | EF001742 | -40 | 9.0
CAPRI | CAP402070 | EC000441 | EF001758 | EV003712 | 9.0
CAPRI | CAP402070 | EC000441 | EF002169 | EV000139 | 9.0
CAPRI | CAP402070 | EC000441 | EF003712 | 1,5 | 9.0
CAPRI | CAP402070 | EC000441 | EF004191 | Non | 9.0
CAPRI | CAP402070 | EC000441 | EF004685 | Non | 9.0
CAPRI | CAP402070 | EC000441 | EF005004 | Non | 9.0
CAPRI | CAP402070 | EC000441 | EF005049 | Non | 9.0
CAPRI | CAP402070 | EC000441 | EF005268 | 26,4 | 9.0
CAPRI | CAP402070 | EC000441 | EF005337 | Non | 9.0
CAPRI | CAP402070 | EC000441 | EF005466 | 12 | 9.0
CAPRI | CAP402070 | EC000441 | EF005466 | 6 | 9.0
CAPRI | CAP402070 | EC000441 | EF005474 | EV006619 | 9.0
CAPRI | CAP402070 | EC000441 | EF005728 | EV000494 | 9.0
CAPRI | CAP402070 | EC000441 | EF007839 | 20 | 9.0
CAPRI | CAP402070 | EC000441 | EF008404 | EV000494 | 9.0
CAPRI | CAP402070 | EC000441 | EF012184 | Non | 9.0
CAPRI | CAP402070 | EC000441 | EF012547 | Non | 9.0
CAPRI | CAP402070 | EC000441 | EF024919 | Non | 9.0
CAPRI | CAP402560 | EC000441 | EF000007 | EV000206 | 9.0
CAPRI | CAP402560 | EC000441 | EF000010 | EV000164 | 9.0
CAPRI | CAP402560 | EC000441 | EF000025 | Oui | 9.0
CAPRI | CAP402560 | EC000441 | EF000084 | Oui | 9.0
CAPRI | CAP402560 | EC000441 | EF000116 | 9005 | 9.0
CAPRI | CAP402560 | EC000441 | EF000139 | EV006034 | 9.0
CAPRI | CAP402560 | EC000441 | EF000177 | 32 | 9.0
CAPRI | CAP402560 | EC000441 | EF000368 | 11 | 9.0
CAPRI | CAP402560 | EC000441 | EF000734 | Non | 9.0
CAPRI | CAP402560 | EC000441 | EF000878 | Oui | 9.0
CAPRI | CAP402560 | EC000441 | EF000881 | Non | 9.0
CAPRI | CAP402560 | EC000441 | EF001062 | Non | 9.0
CAPRI | CAP402560 | EC000441 | EF001210 | Non | 9.0
CAPRI | CAP402560 | EC000441 | EF001217 | EV009696 | 9.0
CAPRI | CAP402560 | EC000441 | EF001257 | EV000402 | 9.0
CAPRI | CAP402560 | EC000441 | EF001742 | 100 | 9.0
CAPRI | CAP402560 | EC000441 | EF001742 | -40 | 9.0
CAPRI | CAP402560 | EC000441 | EF001758 | EV003712 | 9.0
CAPRI | CAP402560 | EC000441 | EF002169 | EV000139 | 9.0
CAPRI | CAP402560 | EC000441 | EF003712 | 1,5 | 9.0
CAPRI | CAP402560 | EC000441 | EF004191 | Non | 9.0
CAPRI | CAP402560 | EC000441 | EF004685 | Non | 9.0
CAPRI | CAP402560 | EC000441 | EF005004 | Non | 9.0
CAPRI | CAP402560 | EC000441 | EF005049 | Non | 9.0
CAPRI | CAP402560 | EC000441 | EF005268 | 35,2 | 9.0
CAPRI | CAP402560 | EC000441 | EF005337 | Non | 9.0
CAPRI | CAP402560 | EC000441 | EF005466 | 12 | 9.0
CAPRI | CAP402560 | EC000441 | EF005466 | 18 | 9.0
CAPRI | CAP402560 | EC000441 | EF005474 | EV006619 | 9.0
CAPRI | CAP402560 | EC000441 | EF005728 | EV000494 | 9.0
CAPRI | CAP402560 | EC000441 | EF007839 | 25 | 9.0
CAPRI | CAP402560 | EC000441 | EF008404 | EV000494 | 9.0
CAPRI | CAP402560 | EC000441 | EF012184 | Non | 9.0
CAPRI | CAP402560 | EC000441 | EF012547 | Non | 9.0
CAPRI | CAP402560 | EC000441 | EF024919 | Non | 9.0
CAPRI | CAP402570 | EC000441 | EF000007 | EV000270 | 9.0
CAPRI | CAP402570 | EC000441 | EF000010 | EV000164 | 9.0
CAPRI | CAP402570 | EC000441 | EF000025 | Oui | 9.0
CAPRI | CAP402570 | EC000441 | EF000084 | Oui | 9.0
CAPRI | CAP402570 | EC000441 | EF000116 | 7035 | 9.0
CAPRI | CAP402570 | EC000441 | EF000139 | EV006034 | 9.0
CAPRI | CAP402570 | EC000441 | EF000177 | 32 | 9.0
CAPRI | CAP402570 | EC000441 | EF000368 | 11 | 9.0
CAPRI | CAP402570 | EC000441 | EF000734 | Non | 9.0
CAPRI | CAP402570 | EC000441 | EF000878 | Oui | 9.0
CAPRI | CAP402570 | EC000441 | EF000881 | Non | 9.0
CAPRI | CAP402570 | EC000441 | EF001062 | Non | 9.0
CAPRI | CAP402570 | EC000441 | EF001210 | Non | 9.0
CAPRI | CAP402570 | EC000441 | EF001217 | EV009696 | 9.0
CAPRI | CAP402570 | EC000441 | EF001257 | EV000402 | 9.0
CAPRI | CAP402570 | EC000441 | EF001742 | 100 | 9.0
CAPRI | CAP402570 | EC000441 | EF001742 | -40 | 9.0
CAPRI | CAP402570 | EC000441 | EF001758 | EV003712 | 9.0
CAPRI | CAP402570 | EC000441 | EF002169 | EV000139 | 9.0
CAPRI | CAP402570 | EC000441 | EF003712 | 1,5 | 9.0
CAPRI | CAP402570 | EC000441 | EF004191 | Non | 9.0
CAPRI | CAP402570 | EC000441 | EF004685 | Non | 9.0
CAPRI | CAP402570 | EC000441 | EF005004 | Non | 9.0
CAPRI | CAP402570 | EC000441 | EF005049 | Non | 9.0
CAPRI | CAP402570 | EC000441 | EF005268 | 35,2 | 9.0
CAPRI | CAP402570 | EC000441 | EF005337 | Non | 9.0
CAPRI | CAP402570 | EC000441 | EF005466 | 12 | 9.0
CAPRI | CAP402570 | EC000441 | EF005466 | 18 | 9.0
CAPRI | CAP402570 | EC000441 | EF005474 | EV006619 | 9.0
CAPRI | CAP402570 | EC000441 | EF005728 | EV000494 | 9.0
CAPRI | CAP402570 | EC000441 | EF007839 | 25 | 9.0
CAPRI | CAP402570 | EC000441 | EF008404 | EV000494 | 9.0
CAPRI | CAP402570 | EC000441 | EF012184 | Non | 9.0
CAPRI | CAP402570 | EC000441 | EF012547 | Non | 9.0
CAPRI | CAP402570 | EC000441 | EF024919 | Non | 9.0
CAPRI | CAP403260 | EC000441 | EF000007 | EV000206 | 9.0
CAPRI | CAP403260 | EC000441 | EF000010 | EV000164 | 9.0
CAPRI | CAP403260 | EC000441 | EF000025 | Oui | 9.0
CAPRI | CAP403260 | EC000441 | EF000084 | Oui | 9.0
CAPRI | CAP403260 | EC000441 | EF000116 | 9005 | 9.0
CAPRI | CAP403260 | EC000441 | EF000139 | EV006034 | 9.0
CAPRI | CAP403260 | EC000441 | EF000177 | 42 | 9.0
CAPRI | CAP403260 | EC000441 | EF000368 | 11 | 9.0
CAPRI | CAP403260 | EC000441 | EF000734 | Non | 9.0
CAPRI | CAP403260 | EC000441 | EF000878 | Oui | 9.0
CAPRI | CAP403260 | EC000441 | EF000881 | Non | 9.0
CAPRI | CAP403260 | EC000441 | EF001062 | Non | 9.0
CAPRI | CAP403260 | EC000441 | EF001210 | Non | 9.0
CAPRI | CAP403260 | EC000441 | EF001217 | EV009696 | 9.0
CAPRI | CAP403260 | EC000441 | EF001257 | EV000402 | 9.0
CAPRI | CAP403260 | EC000441 | EF001742 | 100 | 9.0
CAPRI | CAP403260 | EC000441 | EF001742 | -40 | 9.0
CAPRI | CAP403260 | EC000441 | EF001758 | EV003712 | 9.0
CAPRI | CAP403260 | EC000441 | EF002169 | EV000139 | 9.0
CAPRI | CAP403260 | EC000441 | EF003712 | 1,5 | 9.0
CAPRI | CAP403260 | EC000441 | EF004191 | Non | 9.0
CAPRI | CAP403260 | EC000441 | EF004685 | Non | 9.0
CAPRI | CAP403260 | EC000441 | EF005004 | Non | 9.0
CAPRI | CAP403260 | EC000441 | EF005049 | Non | 9.0
CAPRI | CAP403260 | EC000441 | EF005268 | 46,2 | 9.0
CAPRI | CAP403260 | EC000441 | EF005337 | Non | 9.0
CAPRI | CAP403260 | EC000441 | EF005466 | 17 | 9.0
CAPRI | CAP403260 | EC000441 | EF005466 | 25 | 9.0
CAPRI | CAP403260 | EC000441 | EF005474 | EV006619 | 9.0
CAPRI | CAP403260 | EC000441 | EF005728 | EV000494 | 9.0
CAPRI | CAP403260 | EC000441 | EF007839 | 32 | 9.0
CAPRI | CAP403260 | EC000441 | EF008404 | EV000494 | 9.0
CAPRI | CAP403260 | EC000441 | EF012184 | Non | 9.0
CAPRI | CAP403260 | EC000441 | EF012547 | Non | 9.0
CAPRI | CAP403260 | EC000441 | EF024919 | Non | 9.0
CAPRI | CAP403270 | EC000441 | EF000007 | EV000270 | 9.0
CAPRI | CAP403270 | EC000441 | EF000010 | EV000164 | 9.0
CAPRI | CAP403270 | EC000441 | EF000025 | Oui | 9.0
CAPRI | CAP403270 | EC000441 | EF000084 | Oui | 9.0
CAPRI | CAP403270 | EC000441 | EF000116 | 7035 | 9.0
CAPRI | CAP403270 | EC000441 | EF000139 | EV006034 | 9.0
CAPRI | CAP403270 | EC000441 | EF000177 | 42 | 9.0
CAPRI | CAP403270 | EC000441 | EF000368 | 11 | 9.0
CAPRI | CAP403270 | EC000441 | EF000734 | Non | 9.0
CAPRI | CAP403270 | EC000441 | EF000878 | Oui | 9.0
CAPRI | CAP403270 | EC000441 | EF000881 | Non | 9.0
CAPRI | CAP403270 | EC000441 | EF001062 | Non | 9.0
CAPRI | CAP403270 | EC000441 | EF001210 | Non | 9.0
CAPRI | CAP403270 | EC000441 | EF001217 | EV009696 | 9.0
CAPRI | CAP403270 | EC000441 | EF001257 | EV000402 | 9.0
CAPRI | CAP403270 | EC000441 | EF001742 | 100 | 9.0
CAPRI | CAP403270 | EC000441 | EF001742 | -40 | 9.0
CAPRI | CAP403270 | EC000441 | EF001758 | EV003712 | 9.0
CAPRI | CAP403270 | EC000441 | EF002169 | EV000139 | 9.0
CAPRI | CAP403270 | EC000441 | EF003712 | 1,5 | 9.0
CAPRI | CAP403270 | EC000441 | EF004191 | Non | 9.0
CAPRI | CAP403270 | EC000441 | EF004685 | Non | 9.0
CAPRI | CAP403270 | EC000441 | EF005004 | Non | 9.0
CAPRI | CAP403270 | EC000441 | EF005049 | Non | 9.0
CAPRI | CAP403270 | EC000441 | EF005268 | 46,2 | 9.0
CAPRI | CAP403270 | EC000441 | EF005337 | Non | 9.0
CAPRI | CAP403270 | EC000441 | EF005466 | 17 | 9.0
CAPRI | CAP403270 | EC000441 | EF005466 | 25 | 9.0
CAPRI | CAP403270 | EC000441 | EF005474 | EV006619 | 9.0
CAPRI | CAP403270 | EC000441 | EF005728 | EV000494 | 9.0
CAPRI | CAP403270 | EC000441 | EF007839 | 32 | 9.0
CAPRI | CAP403270 | EC000441 | EF008404 | EV000494 | 9.0
CAPRI | CAP403270 | EC000441 | EF012184 | Non | 9.0
CAPRI | CAP403270 | EC000441 | EF012547 | Non | 9.0
CAPRI | CAP403270 | EC000441 | EF024919 | Non | 9.0
CAPRI | CAP404060 | EC000441 | EF000007 | EV000206 | 9.0
CAPRI | CAP404060 | EC000441 | EF000010 | EV000164 | 9.0
CAPRI | CAP404060 | EC000441 | EF000025 | Oui | 9.0
CAPRI | CAP404060 | EC000441 | EF000084 | Oui | 9.0
CAPRI | CAP404060 | EC000441 | EF000116 | 9005 | 9.0
CAPRI | CAP404060 | EC000441 | EF000139 | EV006034 | 9.0
CAPRI | CAP404060 | EC000441 | EF000177 | 53 | 9.0
CAPRI | CAP404060 | EC000441 | EF000368 | 11 | 9.0
CAPRI | CAP404060 | EC000441 | EF000734 | Non | 9.0
CAPRI | CAP404060 | EC000441 | EF000878 | Oui | 9.0
CAPRI | CAP404060 | EC000441 | EF000881 | Non | 9.0
CAPRI | CAP404060 | EC000441 | EF001062 | Non | 9.0
CAPRI | CAP404060 | EC000441 | EF001210 | Non | 9.0
CAPRI | CAP404060 | EC000441 | EF001217 | EV009696 | 9.0
CAPRI | CAP404060 | EC000441 | EF001257 | EV000402 | 9.0
CAPRI | CAP404060 | EC000441 | EF001742 | 100 | 9.0
CAPRI | CAP404060 | EC000441 | EF001742 | -40 | 9.0
CAPRI | CAP404060 | EC000441 | EF001758 | EV003712 | 9.0
CAPRI | CAP404060 | EC000441 | EF002169 | EV000139 | 9.0
CAPRI | CAP404060 | EC000441 | EF003712 | 1,5 | 9.0
CAPRI | CAP404060 | EC000441 | EF004191 | Non | 9.0
CAPRI | CAP404060 | EC000441 | EF004685 | Non | 9.0
CAPRI | CAP404060 | EC000441 | EF005004 | Non | 9.0
CAPRI | CAP404060 | EC000441 | EF005049 | Non | 9.0
CAPRI | CAP404060 | EC000441 | EF005268 | 58,3 | 9.0
CAPRI | CAP404060 | EC000441 | EF005337 | Non | 9.0
CAPRI | CAP404060 | EC000441 | EF005466 | 20 | 9.0
CAPRI | CAP404060 | EC000441 | EF005466 | 32 | 9.0
CAPRI | CAP404060 | EC000441 | EF005474 | EV006619 | 9.0
CAPRI | CAP404060 | EC000441 | EF005728 | EV000494 | 9.0
CAPRI | CAP404060 | EC000441 | EF007839 | 40 | 9.0
CAPRI | CAP404060 | EC000441 | EF008404 | EV000494 | 9.0
CAPRI | CAP404060 | EC000441 | EF012184 | Non | 9.0
CAPRI | CAP404060 | EC000441 | EF012547 | Non | 9.0
CAPRI | CAP404060 | EC000441 | EF024919 | Non | 9.0
CAPRI | CAP404070 | EC000441 | EF000007 | EV000270 | 9.0
CAPRI | CAP404070 | EC000441 | EF000010 | EV000164 | 9.0
CAPRI | CAP404070 | EC000441 | EF000025 | Oui | 9.0
CAPRI | CAP404070 | EC000441 | EF000084 | Oui | 9.0
CAPRI | CAP404070 | EC000441 | EF000116 | 7035 | 9.0
CAPRI | CAP404070 | EC000441 | EF000139 | EV006034 | 9.0
CAPRI | CAP404070 | EC000441 | EF000177 | 53 | 9.0
CAPRI | CAP404070 | EC000441 | EF000368 | 11 | 9.0
CAPRI | CAP404070 | EC000441 | EF000734 | Non | 9.0
CAPRI | CAP404070 | EC000441 | EF000878 | Oui | 9.0
CAPRI | CAP404070 | EC000441 | EF000881 | Non | 9.0
CAPRI | CAP404070 | EC000441 | EF001062 | Non | 9.0
CAPRI | CAP404070 | EC000441 | EF001210 | Non | 9.0
CAPRI | CAP404070 | EC000441 | EF001217 | EV009696 | 9.0
CAPRI | CAP404070 | EC000441 | EF001257 | EV000402 | 9.0
CAPRI | CAP404070 | EC000441 | EF001742 | 100 | 9.0
CAPRI | CAP404070 | EC000441 | EF001742 | -40 | 9.0
CAPRI | CAP404070 | EC000441 | EF001758 | EV003712 | 9.0
CAPRI | CAP404070 | EC000441 | EF002169 | EV000139 | 9.0
CAPRI | CAP404070 | EC000441 | EF003712 | 1,5 | 9.0
CAPRI | CAP404070 | EC000441 | EF004191 | Non | 9.0
CAPRI | CAP404070 | EC000441 | EF004685 | Non | 9.0
CAPRI | CAP404070 | EC000441 | EF005004 | Non | 9.0
CAPRI | CAP404070 | EC000441 | EF005049 | Non | 9.0
CAPRI | CAP404070 | EC000441 | EF005268 | 58,3 | 9.0
CAPRI | CAP404070 | EC000441 | EF005337 | Non | 9.0
CAPRI | CAP404070 | EC000441 | EF005466 | 20 | 9.0
CAPRI | CAP404070 | EC000441 | EF005466 | 32 | 9.0
CAPRI | CAP404070 | EC000441 | EF005474 | EV006619 | 9.0
CAPRI | CAP404070 | EC000441 | EF005728 | EV000494 | 9.0
CAPRI | CAP404070 | EC000441 | EF007839 | 40 | 9.0
CAPRI | CAP404070 | EC000441 | EF008404 | EV000494 | 9.0
CAPRI | CAP404070 | EC000441 | EF012184 | Non | 9.0
CAPRI | CAP404070 | EC000441 | EF012547 | Non | 9.0
CAPRI | CAP404070 | EC000441 | EF024919 | Non | 9.0
CAPRI | CAP405060 | EC000441 | EF000007 | EV000206 | 9.0
CAPRI | CAP405060 | EC000441 | EF000010 | EV000164 | 9.0
CAPRI | CAP405060 | EC000441 | EF000025 | Oui | 9.0
CAPRI | CAP405060 | EC000441 | EF000084 | Oui | 9.0
CAPRI | CAP405060 | EC000441 | EF000116 | 9005 | 9.0
CAPRI | CAP405060 | EC000441 | EF000139 | EV006034 | 9.0
CAPRI | CAP405060 | EC000441 | EF000177 | 60 | 9.0
CAPRI | CAP405060 | EC000441 | EF000368 | 11 | 9.0
CAPRI | CAP405060 | EC000441 | EF000734 | Non | 9.0
CAPRI | CAP405060 | EC000441 | EF000878 | Oui | 9.0
CAPRI | CAP405060 | EC000441 | EF000881 | Non | 9.0
CAPRI | CAP405060 | EC000441 | EF001062 | Non | 9.0
CAPRI | CAP405060 | EC000441 | EF001210 | Non | 9.0
CAPRI | CAP405060 | EC000441 | EF001217 | EV009696 | 9.0
CAPRI | CAP405060 | EC000441 | EF001257 | EV000402 | 9.0
CAPRI | CAP405060 | EC000441 | EF001742 | 100 | 9.0
CAPRI | CAP405060 | EC000441 | EF001742 | -40 | 9.0
CAPRI | CAP405060 | EC000441 | EF001758 | EV003712 | 9.0
CAPRI | CAP405060 | EC000441 | EF002169 | EV000139 | 9.0
CAPRI | CAP405060 | EC000441 | EF003712 | 1,5 | 9.0
CAPRI | CAP405060 | EC000441 | EF004191 | Non | 9.0
CAPRI | CAP405060 | EC000441 | EF004685 | Non | 9.0
CAPRI | CAP405060 | EC000441 | EF005004 | Non | 9.0
CAPRI | CAP405060 | EC000441 | EF005049 | Non | 9.0
CAPRI | CAP405060 | EC000441 | EF005268 | 66 | 9.0
CAPRI | CAP405060 | EC000441 | EF005337 | Non | 9.0
CAPRI | CAP405060 | EC000441 | EF005466 | 26 | 9.0
CAPRI | CAP405060 | EC000441 | EF005466 | 38 | 9.0
CAPRI | CAP405060 | EC000441 | EF005474 | EV006619 | 9.0
CAPRI | CAP405060 | EC000441 | EF005728 | EV000494 | 9.0
CAPRI | CAP405060 | EC000441 | EF007839 | 50 | 9.0
CAPRI | CAP405060 | EC000441 | EF008404 | EV000494 | 9.0
CAPRI | CAP405060 | EC000441 | EF012184 | Non | 9.0
CAPRI | CAP405060 | EC000441 | EF012547 | Non | 9.0
CAPRI | CAP405060 | EC000441 | EF024919 | Non | 9.0
CAPRI | CAP405070 | EC000441 | EF000007 | EV000270 | 9.0
CAPRI | CAP405070 | EC000441 | EF000010 | EV000164 | 9.0
CAPRI | CAP405070 | EC000441 | EF000025 | Oui | 9.0
CAPRI | CAP405070 | EC000441 | EF000084 | Oui | 9.0
CAPRI | CAP405070 | EC000441 | EF000116 | 7035 | 9.0
CAPRI | CAP405070 | EC000441 | EF000139 | EV006034 | 9.0
CAPRI | CAP405070 | EC000441 | EF000177 | 60 | 9.0
CAPRI | CAP405070 | EC000441 | EF000368 | 11 | 9.0
CAPRI | CAP405070 | EC000441 | EF000734 | Non | 9.0
CAPRI | CAP405070 | EC000441 | EF000878 | Oui | 9.0
CAPRI | CAP405070 | EC000441 | EF000881 | Non | 9.0
CAPRI | CAP405070 | EC000441 | EF001062 | Non | 9.0
CAPRI | CAP405070 | EC000441 | EF001210 | Non | 9.0
CAPRI | CAP405070 | EC000441 | EF001217 | EV009696 | 9.0
CAPRI | CAP405070 | EC000441 | EF001257 | EV000402 | 9.0
CAPRI | CAP405070 | EC000441 | EF001742 | 100 | 9.0
CAPRI | CAP405070 | EC000441 | EF001742 | -40 | 9.0
CAPRI | CAP405070 | EC000441 | EF001758 | EV003712 | 9.0
CAPRI | CAP405070 | EC000441 | EF002169 | EV000139 | 9.0
CAPRI | CAP405070 | EC000441 | EF003712 | 1,5 | 9.0
CAPRI | CAP405070 | EC000441 | EF004191 | Non | 9.0
CAPRI | CAP405070 | EC000441 | EF004685 | Non | 9.0
CAPRI | CAP405070 | EC000441 | EF005004 | Non | 9.0
CAPRI | CAP405070 | EC000441 | EF005049 | Non | 9.0
CAPRI | CAP405070 | EC000441 | EF005268 | 66 | 9.0
CAPRI | CAP405070 | EC000441 | EF005337 | Non | 9.0
CAPRI | CAP405070 | EC000441 | EF005466 | 26 | 9.0
CAPRI | CAP405070 | EC000441 | EF005466 | 38 | 9.0
CAPRI | CAP405070 | EC000441 | EF005474 | EV006619 | 9.0
CAPRI | CAP405070 | EC000441 | EF005728 | EV000494 | 9.0
CAPRI | CAP405070 | EC000441 | EF007839 | 50 | 9.0
CAPRI | CAP405070 | EC000441 | EF008404 | EV000494 | 9.0
CAPRI | CAP405070 | EC000441 | EF012184 | Non | 9.0
CAPRI | CAP405070 | EC000441 | EF012547 | Non | 9.0
CAPRI | CAP405070 | EC000441 | EF024919 | Non | 9.0
CAPRI | CAP406360 | EC000441 | EF000007 | EV000206 | 9.0
CAPRI | CAP406360 | EC000441 | EF000010 | EV000164 | 9.0
CAPRI | CAP406360 | EC000441 | EF000025 | Oui | 9.0
CAPRI | CAP406360 | EC000441 | EF000084 | Oui | 9.0
CAPRI | CAP406360 | EC000441 | EF000116 | 9005 | 9.0
CAPRI | CAP406360 | EC000441 | EF000139 | EV006034 | 9.0
CAPRI | CAP406360 | EC000441 | EF000177 | 68 | 9.0
CAPRI | CAP406360 | EC000441 | EF000368 | 11 | 9.0
CAPRI | CAP406360 | EC000441 | EF000734 | Non | 9.0
CAPRI | CAP406360 | EC000441 | EF000878 | Oui | 9.0
CAPRI | CAP406360 | EC000441 | EF000881 | Non | 9.0
CAPRI | CAP406360 | EC000441 | EF001062 | Non | 9.0
CAPRI | CAP406360 | EC000441 | EF001210 | Non | 9.0
CAPRI | CAP406360 | EC000441 | EF001217 | EV009696 | 9.0
CAPRI | CAP406360 | EC000441 | EF001257 | EV000402 | 9.0
CAPRI | CAP406360 | EC000441 | EF001742 | 100 | 9.0
CAPRI | CAP406360 | EC000441 | EF001742 | -40 | 9.0
CAPRI | CAP406360 | EC000441 | EF001758 | EV003712 | 9.0
CAPRI | CAP406360 | EC000441 | EF002169 | EV000139 | 9.0
CAPRI | CAP406360 | EC000441 | EF003712 | 1,5 | 9.0
CAPRI | CAP406360 | EC000441 | EF004191 | Non | 9.0
CAPRI | CAP406360 | EC000441 | EF004685 | Non | 9.0
CAPRI | CAP406360 | EC000441 | EF005004 | Non | 9.0
CAPRI | CAP406360 | EC000441 | EF005049 | Non | 9.0
CAPRI | CAP406360 | EC000441 | EF005268 | 74,8 | 9.0
CAPRI | CAP406360 | EC000441 | EF005337 | Non | 9.0
CAPRI | CAP406360 | EC000441 | EF005466 | 30 | 9.0
CAPRI | CAP406360 | EC000441 | EF005466 | 44 | 9.0
CAPRI | CAP406360 | EC000441 | EF005474 | EV006619 | 9.0
CAPRI | CAP406360 | EC000441 | EF005728 | EV000494 | 9.0
CAPRI | CAP406360 | EC000441 | EF007839 | 63 | 9.0
CAPRI | CAP406360 | EC000441 | EF008404 | EV000494 | 9.0
CAPRI | CAP406360 | EC000441 | EF012184 | Non | 9.0
CAPRI | CAP406360 | EC000441 | EF012547 | Non | 9.0
CAPRI | CAP406360 | EC000441 | EF024919 | Non | 9.0
CAPRI | CAP406370 | EC000441 | EF000007 | EV000270 | 9.0
CAPRI | CAP406370 | EC000441 | EF000010 | EV000164 | 9.0
CAPRI | CAP406370 | EC000441 | EF000025 | Oui | 9.0
CAPRI | CAP406370 | EC000441 | EF000084 | Oui | 9.0
CAPRI | CAP406370 | EC000441 | EF000116 | 7035 | 9.0
CAPRI | CAP406370 | EC000441 | EF000139 | EV006034 | 9.0
CAPRI | CAP406370 | EC000441 | EF000177 | 68 | 9.0
CAPRI | CAP406370 | EC000441 | EF000368 | 11 | 9.0
CAPRI | CAP406370 | EC000441 | EF000734 | Non | 9.0
CAPRI | CAP406370 | EC000441 | EF000878 | Oui | 9.0
CAPRI | CAP406370 | EC000441 | EF000881 | Non | 9.0
CAPRI | CAP406370 | EC000441 | EF001062 | Non | 9.0
CAPRI | CAP406370 | EC000441 | EF001210 | Non | 9.0
CAPRI | CAP406370 | EC000441 | EF001217 | EV009696 | 9.0
CAPRI | CAP406370 | EC000441 | EF001257 | EV000402 | 9.0
CAPRI | CAP406370 | EC000441 | EF001742 | 100 | 9.0
CAPRI | CAP406370 | EC000441 | EF001742 | -40 | 9.0
CAPRI | CAP406370 | EC000441 | EF001758 | EV003712 | 9.0
CAPRI | CAP406370 | EC000441 | EF002169 | EV000139 | 9.0
CAPRI | CAP406370 | EC000441 | EF003712 | 1,5 | 9.0
CAPRI | CAP406370 | EC000441 | EF004191 | Non | 9.0
CAPRI | CAP406370 | EC000441 | EF004685 | Non | 9.0
CAPRI | CAP406370 | EC000441 | EF005004 | Non | 9.0
CAPRI | CAP406370 | EC000441 | EF005049 | Non | 9.0
CAPRI | CAP406370 | EC000441 | EF005268 | 74,8 | 9.0
CAPRI | CAP406370 | EC000441 | EF005337 | Non | 9.0
CAPRI | CAP406370 | EC000441 | EF005466 | 30 | 9.0
CAPRI | CAP406370 | EC000441 | EF005466 | 44 | 9.0
CAPRI | CAP406370 | EC000441 | EF005474 | EV006619 | 9.0
CAPRI | CAP406370 | EC000441 | EF005728 | EV000494 | 9.0
CAPRI | CAP406370 | EC000441 | EF007839 | 63 | 9.0
CAPRI | CAP406370 | EC000441 | EF008404 | EV000494 | 9.0
CAPRI | CAP406370 | EC000441 | EF012184 | Non | 9.0
CAPRI | CAP406370 | EC000441 | EF012547 | Non | 9.0
CAPRI | CAP406370 | EC000441 | EF024919 | Non | 9.0
CAPRI | CAP410760 | EC000441 | EF000007 | EV000206 | 9.0
CAPRI | CAP410760 | EC000441 | EF000010 | EV000164 | 9.0
CAPRI | CAP410760 | EC000441 | EF000025 | Oui | 9.0
CAPRI | CAP410760 | EC000441 | EF000084 | Oui | 9.0
CAPRI | CAP410760 | EC000441 | EF000116 | 9005 | 9.0
CAPRI | CAP410760 | EC000441 | EF000139 | EV006034 | 9.0
CAPRI | CAP410760 | EC000441 | EF000177 | 15 | 9.0
CAPRI | CAP410760 | EC000441 | EF000368 | 8 | 9.0
CAPRI | CAP410760 | EC000441 | EF000734 | Non | 9.0
CAPRI | CAP410760 | EC000441 | EF000878 | Oui | 9.0
CAPRI | CAP410760 | EC000441 | EF000881 | Non | 9.0
CAPRI | CAP410760 | EC000441 | EF001062 | Non | 9.0
CAPRI | CAP410760 | EC000441 | EF001210 | Non | 9.0
CAPRI | CAP410760 | EC000441 | EF001217 | EV009696 | 9.0
CAPRI | CAP410760 | EC000441 | EF001257 | EV000402 | 9.0
CAPRI | CAP410760 | EC000441 | EF001742 | 100 | 9.0
CAPRI | CAP410760 | EC000441 | EF001742 | -40 | 9.0
CAPRI | CAP410760 | EC000441 | EF001758 | EV003695 | 9.0
CAPRI | CAP410760 | EC000441 | EF002169 | EV000139 | 9.0
CAPRI | CAP410760 | EC000441 | EF003712 | 1,27 | 9.0
CAPRI | CAP410760 | EC000441 | EF004191 | Non | 9.0
CAPRI | CAP410760 | EC000441 | EF004685 | Non | 9.0
CAPRI | CAP410760 | EC000441 | EF005004 | Non | 9.0
CAPRI | CAP410760 | EC000441 | EF005049 | Non | 9.0
CAPRI | CAP410760 | EC000441 | EF005268 | 16,5 | 9.0
CAPRI | CAP410760 | EC000441 | EF005337 | Non | 9.0
CAPRI | CAP410760 | EC000441 | EF005466 | 3,5 | 9.0
CAPRI | CAP410760 | EC000441 | EF005466 | 6,5 | 9.0
CAPRI | CAP410760 | EC000441 | EF005474 | EV006619 | 9.0
CAPRI | CAP410760 | EC000441 | EF005728 | EV000494 | 9.0
CAPRI | CAP410760 | EC000441 | EF007839 | 7 | 9.0
CAPRI | CAP410760 | EC000441 | EF008404 | EV000494 | 9.0
CAPRI | CAP410760 | EC000441 | EF012184 | Non | 9.0
CAPRI | CAP410760 | EC000441 | EF012547 | Non | 9.0
CAPRI | CAP410760 | EC000441 | EF024919 | Non | 9.0
CAPRI | CAP410770 | EC000441 | EF000007 | EV000270 | 9.0
CAPRI | CAP410770 | EC000441 | EF000010 | EV000164 | 9.0
CAPRI | CAP410770 | EC000441 | EF000025 | Oui | 9.0
CAPRI | CAP410770 | EC000441 | EF000084 | Oui | 9.0
CAPRI | CAP410770 | EC000441 | EF000116 | 7035 | 9.0
CAPRI | CAP410770 | EC000441 | EF000139 | EV006034 | 9.0
CAPRI | CAP410770 | EC000441 | EF000177 | 15 | 9.0
CAPRI | CAP410770 | EC000441 | EF000368 | 8 | 9.0
CAPRI | CAP410770 | EC000441 | EF000734 | Non | 9.0
CAPRI | CAP410770 | EC000441 | EF000878 | Oui | 9.0
CAPRI | CAP410770 | EC000441 | EF000881 | Non | 9.0
CAPRI | CAP410770 | EC000441 | EF001062 | Non | 9.0
CAPRI | CAP410770 | EC000441 | EF001210 | Non | 9.0
CAPRI | CAP410770 | EC000441 | EF001217 | EV009696 | 9.0
CAPRI | CAP410770 | EC000441 | EF001257 | EV000402 | 9.0
CAPRI | CAP410770 | EC000441 | EF001742 | 100 | 9.0
CAPRI | CAP410770 | EC000441 | EF001742 | -40 | 9.0
CAPRI | CAP410770 | EC000441 | EF001758 | EV003695 | 9.0
CAPRI | CAP410770 | EC000441 | EF002169 | EV000139 | 9.0
CAPRI | CAP410770 | EC000441 | EF003712 | 1,27 | 9.0
CAPRI | CAP410770 | EC000441 | EF004191 | Non | 9.0
CAPRI | CAP410770 | EC000441 | EF004685 | Non | 9.0
CAPRI | CAP410770 | EC000441 | EF005004 | Non | 9.0
CAPRI | CAP410770 | EC000441 | EF005049 | Non | 9.0
CAPRI | CAP410770 | EC000441 | EF005268 | 16,5 | 9.0
CAPRI | CAP410770 | EC000441 | EF005337 | Non | 9.0
CAPRI | CAP410770 | EC000441 | EF005466 | 3,5 | 9.0
CAPRI | CAP410770 | EC000441 | EF005466 | 6,5 | 9.0
CAPRI | CAP410770 | EC000441 | EF005474 | EV006619 | 9.0
CAPRI | CAP410770 | EC000441 | EF005728 | EV000494 | 9.0
CAPRI | CAP410770 | EC000441 | EF007839 | 7 | 9.0
CAPRI | CAP410770 | EC000441 | EF008404 | EV000494 | 9.0
CAPRI | CAP410770 | EC000441 | EF012184 | Non | 9.0
CAPRI | CAP410770 | EC000441 | EF012547 | Non | 9.0
CAPRI | CAP410770 | EC000441 | EF024919 | Non | 9.0
CAPRI | CAP410772 | EC000441 | EF000007 | EV000270 | 9.0
CAPRI | CAP410772 | EC000441 | EF000010 | EV000164 | 9.0
CAPRI | CAP410772 | EC000441 | EF000025 | Oui | 9.0
CAPRI | CAP410772 | EC000441 | EF000084 | Oui | 9.0
CAPRI | CAP410772 | EC000441 | EF000116 | 7035 | 9.0
CAPRI | CAP410772 | EC000441 | EF000139 | EV006034 | 9.0
CAPRI | CAP410772 | EC000441 | EF000177 | 15 | 9.0
CAPRI | CAP410772 | EC000441 | EF000368 | 8 | 9.0
CAPRI | CAP410772 | EC000441 | EF000734 | Non | 9.0
CAPRI | CAP410772 | EC000441 | EF000878 | Oui | 9.0
CAPRI | CAP410772 | EC000441 | EF000881 | Non | 9.0
CAPRI | CAP410772 | EC000441 | EF001062 | Non | 9.0
CAPRI | CAP410772 | EC000441 | EF001210 | Non | 9.0
CAPRI | CAP410772 | EC000441 | EF001217 | EV009696 | 9.0
CAPRI | CAP410772 | EC000441 | EF001257 | EV000402 | 9.0
CAPRI | CAP410772 | EC000441 | EF001742 | 100 | 9.0
CAPRI | CAP410772 | EC000441 | EF001742 | -40 | 9.0
CAPRI | CAP410772 | EC000441 | EF001758 | EV003695 | 9.0
CAPRI | CAP410772 | EC000441 | EF002169 | EV000139 | 9.0
CAPRI | CAP410772 | EC000441 | EF003712 | 1,27 | 9.0
CAPRI | CAP410772 | EC000441 | EF004191 | Non | 9.0
CAPRI | CAP410772 | EC000441 | EF004685 | Non | 9.0
CAPRI | CAP410772 | EC000441 | EF005004 | Non | 9.0
CAPRI | CAP410772 | EC000441 | EF005049 | Oui | 9.0
CAPRI | CAP410772 | EC000441 | EF005268 | 16,5 | 9.0
CAPRI | CAP410772 | EC000441 | EF005337 | Non | 9.0
CAPRI | CAP410772 | EC000441 | EF005466 | 3,5 | 9.0
CAPRI | CAP410772 | EC000441 | EF005466 | 6,5 | 9.0
CAPRI | CAP410772 | EC000441 | EF005474 | EV006619 | 9.0
CAPRI | CAP410772 | EC000441 | EF005728 | EV000494 | 9.0
CAPRI | CAP410772 | EC000441 | EF007839 | 7 | 9.0
CAPRI | CAP410772 | EC000441 | EF008404 | EV000494 | 9.0
CAPRI | CAP410772 | EC000441 | EF012184 | Non | 9.0
CAPRI | CAP410772 | EC000441 | EF012547 | Non | 9.0
CAPRI | CAP410772 | EC000441 | EF024919 | Non | 9.0
CAPRI | CAP410960 | EC000441 | EF000007 | EV000206 | 9.0
CAPRI | CAP410960 | EC000441 | EF000010 | EV000164 | 9.0
CAPRI | CAP410960 | EC000441 | EF000025 | Oui | 9.0
CAPRI | CAP410960 | EC000441 | EF000084 | Oui | 9.0
CAPRI | CAP410960 | EC000441 | EF000116 | 9005 | 9.0
CAPRI | CAP410960 | EC000441 | EF000139 | EV006034 | 9.0
CAPRI | CAP410960 | EC000441 | EF000177 | 19 | 9.0
CAPRI | CAP410960 | EC000441 | EF000368 | 8 | 9.0
CAPRI | CAP410960 | EC000441 | EF000734 | Non | 9.0
CAPRI | CAP410960 | EC000441 | EF000878 | Oui | 9.0
CAPRI | CAP410960 | EC000441 | EF000881 | Non | 9.0
CAPRI | CAP410960 | EC000441 | EF001062 | Non | 9.0
CAPRI | CAP410960 | EC000441 | EF001210 | Non | 9.0
CAPRI | CAP410960 | EC000441 | EF001217 | EV009696 | 9.0
CAPRI | CAP410960 | EC000441 | EF001257 | EV000402 | 9.0
CAPRI | CAP410960 | EC000441 | EF001742 | 100 | 9.0
CAPRI | CAP410960 | EC000441 | EF001742 | -40 | 9.0
CAPRI | CAP410960 | EC000441 | EF001758 | EV003695 | 9.0
CAPRI | CAP410960 | EC000441 | EF002169 | EV000139 | 9.0
CAPRI | CAP410960 | EC000441 | EF003712 | 1,41 | 9.0
CAPRI | CAP410960 | EC000441 | EF004191 | Non | 9.0
CAPRI | CAP410960 | EC000441 | EF004685 | Non | 9.0
CAPRI | CAP410960 | EC000441 | EF005004 | Non | 9.0
CAPRI | CAP410960 | EC000441 | EF005049 | Non | 9.0
CAPRI | CAP410960 | EC000441 | EF005268 | 20,9 | 9.0
CAPRI | CAP410960 | EC000441 | EF005337 | Non | 9.0
CAPRI | CAP410960 | EC000441 | EF005466 | 4 | 9.0
CAPRI | CAP410960 | EC000441 | EF005466 | 8 | 9.0
CAPRI | CAP410960 | EC000441 | EF005474 | EV006619 | 9.0
CAPRI | CAP410960 | EC000441 | EF005728 | EV000494 | 9.0
CAPRI | CAP410960 | EC000441 | EF007839 | 9 | 9.0
CAPRI | CAP410960 | EC000441 | EF008404 | EV000494 | 9.0
CAPRI | CAP410960 | EC000441 | EF012184 | Non | 9.0
CAPRI | CAP410960 | EC000441 | EF012547 | Non | 9.0
CAPRI | CAP410960 | EC000441 | EF024919 | Non | 9.0
CAPRI | CAP410970 | EC000441 | EF000007 | EV000270 | 9.0
CAPRI | CAP410970 | EC000441 | EF000010 | EV000164 | 9.0
CAPRI | CAP410970 | EC000441 | EF000025 | Oui | 9.0
CAPRI | CAP410970 | EC000441 | EF000084 | Oui | 9.0
CAPRI | CAP410970 | EC000441 | EF000116 | 7035 | 9.0
CAPRI | CAP410970 | EC000441 | EF000139 | EV006034 | 9.0
CAPRI | CAP410970 | EC000441 | EF000177 | 19 | 9.0
CAPRI | CAP410970 | EC000441 | EF000734 | Non | 9.0
CAPRI | CAP410970 | EC000441 | EF000878 | Oui | 9.0
CAPRI | CAP410970 | EC000441 | EF000881 | Non | 9.0
CAPRI | CAP410970 | EC000441 | EF001062 | Non | 9.0
CAPRI | CAP410970 | EC000441 | EF001210 | Non | 9.0
CAPRI | CAP410970 | EC000441 | EF001217 | EV009696 | 9.0
CAPRI | CAP410970 | EC000441 | EF001257 | EV000402 | 9.0
CAPRI | CAP410970 | EC000441 | EF001742 | 100 | 9.0
CAPRI | CAP410970 | EC000441 | EF001742 | -40 | 9.0
CAPRI | CAP410970 | EC000441 | EF001758 | EV003695 | 9.0
CAPRI | CAP410970 | EC000441 | EF002169 | EV000139 | 9.0
CAPRI | CAP410970 | EC000441 | EF003712 | 1,41 | 9.0
CAPRI | CAP410970 | EC000441 | EF004191 | Non | 9.0
CAPRI | CAP410970 | EC000441 | EF004685 | Non | 9.0
CAPRI | CAP410970 | EC000441 | EF005004 | Non | 9.0
CAPRI | CAP410970 | EC000441 | EF005049 | Non | 9.0
CAPRI | CAP410970 | EC000441 | EF005268 | 20,9 | 9.0
CAPRI | CAP410970 | EC000441 | EF005337 | Non | 9.0
CAPRI | CAP410970 | EC000441 | EF005466 | 4 | 9.0
CAPRI | CAP410970 | EC000441 | EF005466 | 8 | 9.0
CAPRI | CAP410970 | EC000441 | EF005474 | EV006619 | 9.0
CAPRI | CAP410970 | EC000441 | EF005728 | EV000494 | 9.0
CAPRI | CAP410970 | EC000441 | EF007839 | 9 | 9.0
CAPRI | CAP410970 | EC000441 | EF008404 | EV000494 | 9.0
CAPRI | CAP410970 | EC000441 | EF012184 | Non | 9.0
CAPRI | CAP410970 | EC000441 | EF012547 | Non | 9.0
CAPRI | CAP410970 | EC000441 | EF024919 | Non | 9.0
CAPRI | CAP410972 | EC000441 | EF000007 | EV000270 | 9.0
CAPRI | CAP410972 | EC000441 | EF000010 | EV000164 | 9.0
CAPRI | CAP410972 | EC000441 | EF000025 | Oui | 9.0
CAPRI | CAP410972 | EC000441 | EF000084 | Oui | 9.0
CAPRI | CAP410972 | EC000441 | EF000116 | 7035 | 9.0
CAPRI | CAP410972 | EC000441 | EF000139 | EV006034 | 9.0
CAPRI | CAP410972 | EC000441 | EF000177 | 19 | 9.0
CAPRI | CAP410972 | EC000441 | EF000368 | 8 | 9.0
CAPRI | CAP410972 | EC000441 | EF000734 | Non | 9.0
CAPRI | CAP410972 | EC000441 | EF000878 | Oui | 9.0
CAPRI | CAP410972 | EC000441 | EF000881 | Non | 9.0
CAPRI | CAP410972 | EC000441 | EF001062 | Non | 9.0
CAPRI | CAP410972 | EC000441 | EF001210 | Non | 9.0
CAPRI | CAP410972 | EC000441 | EF001217 | EV009696 | 9.0
CAPRI | CAP410972 | EC000441 | EF001257 | EV000402 | 9.0
CAPRI | CAP410972 | EC000441 | EF001742 | 100 | 9.0
CAPRI | CAP410972 | EC000441 | EF001742 | -40 | 9.0
CAPRI | CAP410972 | EC000441 | EF001758 | EV003695 | 9.0
CAPRI | CAP410972 | EC000441 | EF002169 | EV000139 | 9.0
CAPRI | CAP410972 | EC000441 | EF003712 | 1,41 | 9.0
CAPRI | CAP410972 | EC000441 | EF004191 | Non | 9.0
CAPRI | CAP410972 | EC000441 | EF004685 | Non | 9.0
CAPRI | CAP410972 | EC000441 | EF005004 | Non | 9.0
CAPRI | CAP410972 | EC000441 | EF005049 | Oui | 9.0
CAPRI | CAP410972 | EC000441 | EF005268 | 20,9 | 9.0
CAPRI | CAP410972 | EC000441 | EF005337 | Non | 9.0
CAPRI | CAP410972 | EC000441 | EF005466 | 4 | 9.0
CAPRI | CAP410972 | EC000441 | EF005466 | 8 | 9.0
CAPRI | CAP410972 | EC000441 | EF005474 | EV006619 | 9.0
CAPRI | CAP410972 | EC000441 | EF005728 | EV000494 | 9.0
CAPRI | CAP410972 | EC000441 | EF007839 | 9 | 9.0
CAPRI | CAP410972 | EC000441 | EF008404 | EV000494 | 9.0
CAPRI | CAP410972 | EC000441 | EF012184 | Non | 9.0
CAPRI | CAP410972 | EC000441 | EF012547 | Non | 9.0
CAPRI | CAP410972 | EC000441 | EF024919 | Non | 9.0
CAPRI | CAP411160 | EC000441 | EF000007 | EV000206 | 9.0
CAPRI | CAP411160 | EC000441 | EF000010 | EV000164 | 9.0
CAPRI | CAP411160 | EC000441 | EF000025 | Oui | 9.0
CAPRI | CAP411160 | EC000441 | EF000084 | Oui | 9.0
CAPRI | CAP411160 | EC000441 | EF000116 | 9005 | 9.0
CAPRI | CAP411160 | EC000441 | EF000139 | EV006034 | 9.0
CAPRI | CAP411160 | EC000441 | EF000177 | 22 | 9.0
CAPRI | CAP411160 | EC000441 | EF000368 | 8 | 9.0
CAPRI | CAP411160 | EC000441 | EF000734 | Non | 9.0
CAPRI | CAP411160 | EC000441 | EF000878 | Oui | 9.0
CAPRI | CAP411160 | EC000441 | EF000881 | Non | 9.0
CAPRI | CAP411160 | EC000441 | EF001062 | Non | 9.0
CAPRI | CAP411160 | EC000441 | EF001210 | Non | 9.0
CAPRI | CAP411160 | EC000441 | EF001217 | EV009696 | 9.0
CAPRI | CAP411160 | EC000441 | EF001257 | EV000402 | 9.0
CAPRI | CAP411160 | EC000441 | EF001742 | 100 | 9.0
CAPRI | CAP411160 | EC000441 | EF001742 | -40 | 9.0
CAPRI | CAP411160 | EC000441 | EF001758 | EV003695 | 9.0
CAPRI | CAP411160 | EC000441 | EF002169 | EV000139 | 9.0
CAPRI | CAP411160 | EC000441 | EF003712 | 1,41 | 9.0
CAPRI | CAP411160 | EC000441 | EF004191 | Non | 9.0
CAPRI | CAP411160 | EC000441 | EF004685 | Non | 9.0
CAPRI | CAP411160 | EC000441 | EF005004 | Non | 9.0
CAPRI | CAP411160 | EC000441 | EF005049 | Non | 9.0
CAPRI | CAP411160 | EC000441 | EF005268 | 24,2 | 9.0
CAPRI | CAP411160 | EC000441 | EF005337 | Non | 9.0
CAPRI | CAP411160 | EC000441 | EF005466 | 10 | 9.0
CAPRI | CAP411160 | EC000441 | EF005466 | 5 | 9.0
CAPRI | CAP411160 | EC000441 | EF005474 | EV006619 | 9.0
CAPRI | CAP411160 | EC000441 | EF005728 | EV000494 | 9.0
CAPRI | CAP411160 | EC000441 | EF007839 | 11 | 9.0
CAPRI | CAP411160 | EC000441 | EF008404 | EV000494 | 9.0
CAPRI | CAP411160 | EC000441 | EF012184 | Non | 9.0
CAPRI | CAP411160 | EC000441 | EF012547 | Non | 9.0
CAPRI | CAP411160 | EC000441 | EF024919 | Non | 9.0
CAPRI | CAP411170 | EC000441 | EF000007 | EV000270 | 9.0
CAPRI | CAP411170 | EC000441 | EF000010 | EV000164 | 9.0
CAPRI | CAP411170 | EC000441 | EF000025 | Oui | 9.0
CAPRI | CAP411170 | EC000441 | EF000084 | Oui | 9.0
CAPRI | CAP411170 | EC000441 | EF000116 | 7035 | 9.0
CAPRI | CAP411170 | EC000441 | EF000139 | EV006034 | 9.0
CAPRI | CAP411170 | EC000441 | EF000177 | 22 | 9.0
CAPRI | CAP411170 | EC000441 | EF000368 | 8 | 9.0
CAPRI | CAP411170 | EC000441 | EF000734 | Non | 9.0
CAPRI | CAP411170 | EC000441 | EF000878 | Oui | 9.0
CAPRI | CAP411170 | EC000441 | EF000881 | Non | 9.0
CAPRI | CAP411170 | EC000441 | EF001062 | Non | 9.0
CAPRI | CAP411170 | EC000441 | EF001210 | Non | 9.0
CAPRI | CAP411170 | EC000441 | EF001217 | EV009696 | 9.0
CAPRI | CAP411170 | EC000441 | EF001257 | EV000402 | 9.0
CAPRI | CAP411170 | EC000441 | EF001742 | 100 | 9.0
CAPRI | CAP411170 | EC000441 | EF001742 | -40 | 9.0
CAPRI | CAP411170 | EC000441 | EF001758 | EV003695 | 9.0
CAPRI | CAP411170 | EC000441 | EF002169 | EV000139 | 9.0
CAPRI | CAP411170 | EC000441 | EF003712 | 1,41 | 9.0
CAPRI | CAP411170 | EC000441 | EF004191 | Non | 9.0
CAPRI | CAP411170 | EC000441 | EF004685 | Non | 9.0
CAPRI | CAP411170 | EC000441 | EF005004 | Non | 9.0
CAPRI | CAP411170 | EC000441 | EF005049 | Non | 9.0
CAPRI | CAP411170 | EC000441 | EF005268 | 24,2 | 9.0
CAPRI | CAP411170 | EC000441 | EF005337 | Non | 9.0
CAPRI | CAP411170 | EC000441 | EF005466 | 10 | 9.0
CAPRI | CAP411170 | EC000441 | EF005466 | 5 | 9.0
CAPRI | CAP411170 | EC000441 | EF005474 | EV006619 | 9.0
CAPRI | CAP411170 | EC000441 | EF005728 | EV000494 | 9.0
CAPRI | CAP411170 | EC000441 | EF007839 | 11 | 9.0
CAPRI | CAP411170 | EC000441 | EF008404 | EV000494 | 9.0
CAPRI | CAP411170 | EC000441 | EF012184 | Non | 9.0
CAPRI | CAP411170 | EC000441 | EF012547 | Non | 9.0
CAPRI | CAP411170 | EC000441 | EF024919 | Non | 9.0
CAPRI | CAP411172 | EC000441 | EF000007 | EV000270 | 9.0
CAPRI | CAP411172 | EC000441 | EF000010 | EV000164 | 9.0
CAPRI | CAP411172 | EC000441 | EF000025 | Oui | 9.0
CAPRI | CAP411172 | EC000441 | EF000084 | Oui | 9.0
CAPRI | CAP411172 | EC000441 | EF000116 | 7035 | 9.0
CAPRI | CAP411172 | EC000441 | EF000139 | EV006034 | 9.0
CAPRI | CAP411172 | EC000441 | EF000177 | 22 | 9.0
CAPRI | CAP411172 | EC000441 | EF000368 | 8 | 9.0
CAPRI | CAP411172 | EC000441 | EF000734 | Non | 9.0
CAPRI | CAP411172 | EC000441 | EF000878 | Oui | 9.0
CAPRI | CAP411172 | EC000441 | EF000881 | Non | 9.0
CAPRI | CAP411172 | EC000441 | EF001062 | Non | 9.0
CAPRI | CAP411172 | EC000441 | EF001210 | Non | 9.0
CAPRI | CAP411172 | EC000441 | EF001217 | EV009696 | 9.0
CAPRI | CAP411172 | EC000441 | EF001257 | EV000402 | 9.0
CAPRI | CAP411172 | EC000441 | EF001742 | 100 | 9.0
CAPRI | CAP411172 | EC000441 | EF001742 | -40 | 9.0
CAPRI | CAP411172 | EC000441 | EF001758 | EV003695 | 9.0
CAPRI | CAP411172 | EC000441 | EF002169 | EV000139 | 9.0
CAPRI | CAP411172 | EC000441 | EF003712 | 1,41 | 9.0
CAPRI | CAP411172 | EC000441 | EF004191 | Non | 9.0
CAPRI | CAP411172 | EC000441 | EF004685 | Non | 9.0
CAPRI | CAP411172 | EC000441 | EF005004 | Non | 9.0
CAPRI | CAP411172 | EC000441 | EF005049 | Oui | 9.0
CAPRI | CAP411172 | EC000441 | EF005268 | 24,2 | 9.0
CAPRI | CAP411172 | EC000441 | EF005337 | Non | 9.0
CAPRI | CAP411172 | EC000441 | EF005466 | 10 | 9.0
CAPRI | CAP411172 | EC000441 | EF005466 | 5 | 9.0
CAPRI | CAP411172 | EC000441 | EF005474 | EV006619 | 9.0
CAPRI | CAP411172 | EC000441 | EF005728 | EV000494 | 9.0
CAPRI | CAP411172 | EC000441 | EF007839 | 11 | 9.0
CAPRI | CAP411172 | EC000441 | EF008404 | EV000494 | 9.0
CAPRI | CAP411172 | EC000441 | EF012184 | Non | 9.0
CAPRI | CAP411172 | EC000441 | EF012547 | Non | 9.0
CAPRI | CAP411172 | EC000441 | EF024919 | Non | 9.0
CAPRI | CAP411360 | EC000441 | EF000007 | EV000206 | 9.0
CAPRI | CAP411360 | EC000441 | EF000010 | EV000164 | 9.0
CAPRI | CAP411360 | EC000441 | EF000025 | Oui | 9.0
CAPRI | CAP411360 | EC000441 | EF000084 | Oui | 9.0
CAPRI | CAP411360 | EC000441 | EF000116 | 9005 | 9.0
CAPRI | CAP411360 | EC000441 | EF000139 | EV006034 | 9.0
CAPRI | CAP411360 | EC000441 | EF000177 | 24 | 9.0
CAPRI | CAP411360 | EC000441 | EF000368 | 9 | 9.0
CAPRI | CAP411360 | EC000441 | EF000734 | Non | 9.0
CAPRI | CAP411360 | EC000441 | EF000878 | Oui | 9.0
CAPRI | CAP411360 | EC000441 | EF000881 | Non | 9.0
CAPRI | CAP411360 | EC000441 | EF001062 | Non | 9.0
CAPRI | CAP411360 | EC000441 | EF001210 | Non | 9.0
CAPRI | CAP411360 | EC000441 | EF001217 | EV009696 | 9.0
CAPRI | CAP411360 | EC000441 | EF001257 | EV000402 | 9.0
CAPRI | CAP411360 | EC000441 | EF001742 | 100 | 9.0
CAPRI | CAP411360 | EC000441 | EF001742 | -40 | 9.0
CAPRI | CAP411360 | EC000441 | EF001758 | EV003695 | 9.0
CAPRI | CAP411360 | EC000441 | EF002169 | EV000139 | 9.0
CAPRI | CAP411360 | EC000441 | EF003712 | 1,41 | 9.0
CAPRI | CAP411360 | EC000441 | EF004191 | Non | 9.0
CAPRI | CAP411360 | EC000441 | EF004685 | Non | 9.0
CAPRI | CAP411360 | EC000441 | EF005004 | Non | 9.0
CAPRI | CAP411360 | EC000441 | EF005049 | Non | 9.0
CAPRI | CAP411360 | EC000441 | EF005268 | 26,4 | 9.0
CAPRI | CAP411360 | EC000441 | EF005337 | Non | 9.0
CAPRI | CAP411360 | EC000441 | EF005466 | 12 | 9.0
CAPRI | CAP411360 | EC000441 | EF005466 | 6 | 9.0
CAPRI | CAP411360 | EC000441 | EF005474 | EV006619 | 9.0
CAPRI | CAP411360 | EC000441 | EF005728 | EV000494 | 9.0
CAPRI | CAP411360 | EC000441 | EF007839 | 13 | 9.0
CAPRI | CAP411360 | EC000441 | EF008404 | EV000494 | 9.0
CAPRI | CAP411360 | EC000441 | EF012184 | Non | 9.0
CAPRI | CAP411360 | EC000441 | EF012547 | Non | 9.0
CAPRI | CAP411360 | EC000441 | EF024919 | Non | 9.0
CAPRI | CAP411370 | EC000441 | EF000007 | EV000270 | 9.0
CAPRI | CAP411370 | EC000441 | EF000010 | EV000164 | 9.0
CAPRI | CAP411370 | EC000441 | EF000025 | Oui | 9.0
CAPRI | CAP411370 | EC000441 | EF000084 | Oui | 9.0
CAPRI | CAP411370 | EC000441 | EF000116 | 7035 | 9.0
CAPRI | CAP411370 | EC000441 | EF000139 | EV006034 | 9.0
CAPRI | CAP411370 | EC000441 | EF000177 | 24 | 9.0
CAPRI | CAP411370 | EC000441 | EF000368 | 9 | 9.0
CAPRI | CAP411370 | EC000441 | EF000734 | Non | 9.0
CAPRI | CAP411370 | EC000441 | EF000878 | Oui | 9.0
CAPRI | CAP411370 | EC000441 | EF000881 | Non | 9.0
CAPRI | CAP411370 | EC000441 | EF001062 | Non | 9.0
CAPRI | CAP411370 | EC000441 | EF001210 | Non | 9.0
CAPRI | CAP411370 | EC000441 | EF001217 | EV009696 | 9.0
CAPRI | CAP411370 | EC000441 | EF001257 | EV000402 | 9.0
CAPRI | CAP411370 | EC000441 | EF001742 | 100 | 9.0
CAPRI | CAP411370 | EC000441 | EF001742 | -40 | 9.0
CAPRI | CAP411370 | EC000441 | EF001758 | EV003695 | 9.0
CAPRI | CAP411370 | EC000441 | EF002169 | EV000139 | 9.0
CAPRI | CAP411370 | EC000441 | EF003712 | 1,41 | 9.0
CAPRI | CAP411370 | EC000441 | EF004191 | Non | 9.0
CAPRI | CAP411370 | EC000441 | EF004685 | Non | 9.0
CAPRI | CAP411370 | EC000441 | EF005004 | Non | 9.0
CAPRI | CAP411370 | EC000441 | EF005049 | Non | 9.0
CAPRI | CAP411370 | EC000441 | EF005268 | 26,4 | 9.0
CAPRI | CAP411370 | EC000441 | EF005337 | Non | 9.0
CAPRI | CAP411370 | EC000441 | EF005466 | 12 | 9.0
CAPRI | CAP411370 | EC000441 | EF005466 | 6 | 9.0
CAPRI | CAP411370 | EC000441 | EF005474 | EV006619 | 9.0
CAPRI | CAP411370 | EC000441 | EF005728 | EV000494 | 9.0
CAPRI | CAP411370 | EC000441 | EF007839 | 13 | 9.0
CAPRI | CAP411370 | EC000441 | EF008404 | EV000494 | 9.0
CAPRI | CAP411370 | EC000441 | EF012184 | Non | 9.0
CAPRI | CAP411370 | EC000441 | EF012547 | Non | 9.0
CAPRI | CAP411370 | EC000441 | EF024919 | Non | 9.0
CAPRI | CAP411372 | EC000441 | EF000007 | EV000270 | 9.0
CAPRI | CAP411372 | EC000441 | EF000010 | EV000164 | 9.0
CAPRI | CAP411372 | EC000441 | EF000025 | Oui | 9.0
CAPRI | CAP411372 | EC000441 | EF000084 | Oui | 9.0
CAPRI | CAP411372 | EC000441 | EF000116 | 7035 | 9.0
CAPRI | CAP411372 | EC000441 | EF000139 | EV006034 | 9.0
CAPRI | CAP411372 | EC000441 | EF000177 | 24 | 9.0
CAPRI | CAP411372 | EC000441 | EF000368 | 9 | 9.0
CAPRI | CAP411372 | EC000441 | EF000734 | Non | 9.0
CAPRI | CAP411372 | EC000441 | EF000878 | Oui | 9.0
CAPRI | CAP411372 | EC000441 | EF000881 | Non | 9.0
CAPRI | CAP411372 | EC000441 | EF001062 | Non | 9.0
CAPRI | CAP411372 | EC000441 | EF001210 | Non | 9.0
CAPRI | CAP411372 | EC000441 | EF001217 | EV009696 | 9.0
CAPRI | CAP411372 | EC000441 | EF001257 | EV000402 | 9.0
CAPRI | CAP411372 | EC000441 | EF001742 | 100 | 9.0
CAPRI | CAP411372 | EC000441 | EF001742 | -40 | 9.0
CAPRI | CAP411372 | EC000441 | EF001758 | EV003695 | 9.0
CAPRI | CAP411372 | EC000441 | EF002169 | EV000139 | 9.0
CAPRI | CAP411372 | EC000441 | EF003712 | 1,41 | 9.0
CAPRI | CAP411372 | EC000441 | EF004191 | Non | 9.0
CAPRI | CAP411372 | EC000441 | EF004685 | Non | 9.0
CAPRI | CAP411372 | EC000441 | EF005004 | Non | 9.0
CAPRI | CAP411372 | EC000441 | EF005049 | Oui | 9.0
CAPRI | CAP411372 | EC000441 | EF005268 | 26,4 | 9.0
CAPRI | CAP411372 | EC000441 | EF005337 | Non | 9.0
CAPRI | CAP411372 | EC000441 | EF005466 | 12 | 9.0
CAPRI | CAP411372 | EC000441 | EF005466 | 6 | 9.0
CAPRI | CAP411372 | EC000441 | EF005474 | EV006619 | 9.0
CAPRI | CAP411372 | EC000441 | EF005728 | EV000494 | 9.0
CAPRI | CAP411372 | EC000441 | EF007839 | 13 | 9.0
CAPRI | CAP411372 | EC000441 | EF008404 | EV000494 | 9.0
CAPRI | CAP411372 | EC000441 | EF012184 | Non | 9.0
CAPRI | CAP411372 | EC000441 | EF012547 | Non | 9.0
CAPRI | CAP411372 | EC000441 | EF024919 | Non | 9.0
CAPRI | CAP411660 | EC000441 | EF000007 | EV000206 | 9.0
CAPRI | CAP411660 | EC000441 | EF000010 | EV000164 | 9.0
CAPRI | CAP411660 | EC000441 | EF000025 | Oui | 9.0
CAPRI | CAP411660 | EC000441 | EF000084 | Oui | 9.0
CAPRI | CAP411660 | EC000441 | EF000116 | 9005 | 9.0
CAPRI | CAP411660 | EC000441 | EF000139 | EV006034 | 9.0
CAPRI | CAP411660 | EC000441 | EF000177 | 27 | 9.0
CAPRI | CAP411660 | EC000441 | EF000368 | 10 | 9.0
CAPRI | CAP411660 | EC000441 | EF000734 | Non | 9.0
CAPRI | CAP411660 | EC000441 | EF000878 | Oui | 9.0
CAPRI | CAP411660 | EC000441 | EF000881 | Non | 9.0
CAPRI | CAP411660 | EC000441 | EF001062 | Non | 9.0
CAPRI | CAP411660 | EC000441 | EF001210 | Non | 9.0
CAPRI | CAP411660 | EC000441 | EF001217 | EV009696 | 9.0
CAPRI | CAP411660 | EC000441 | EF001257 | EV000402 | 9.0
CAPRI | CAP411660 | EC000441 | EF001742 | 100 | 9.0
CAPRI | CAP411660 | EC000441 | EF001742 | -40 | 9.0
CAPRI | CAP411660 | EC000441 | EF001758 | EV003695 | 9.0
CAPRI | CAP411660 | EC000441 | EF002169 | EV000139 | 9.0
CAPRI | CAP411660 | EC000441 | EF003712 | 1,41 | 9.0
CAPRI | CAP411660 | EC000441 | EF004191 | Non | 9.0
CAPRI | CAP411660 | EC000441 | EF004685 | Non | 9.0
CAPRI | CAP411660 | EC000441 | EF005004 | Non | 9.0
CAPRI | CAP411660 | EC000441 | EF005049 | Non | 9.0
CAPRI | CAP411660 | EC000441 | EF005268 | 29,7 | 9.0
CAPRI | CAP411660 | EC000441 | EF005337 | Non | 9.0
CAPRI | CAP411660 | EC000441 | EF005466 | 14 | 9.0
CAPRI | CAP411660 | EC000441 | EF005466 | 9 | 9.0
CAPRI | CAP411660 | EC000441 | EF005474 | EV006619 | 9.0
CAPRI | CAP411660 | EC000441 | EF005728 | EV000494 | 9.0
CAPRI | CAP411660 | EC000441 | EF007839 | 16 | 9.0
CAPRI | CAP411660 | EC000441 | EF008404 | EV000494 | 9.0
CAPRI | CAP411660 | EC000441 | EF012184 | Non | 9.0
CAPRI | CAP411660 | EC000441 | EF012547 | Non | 9.0
CAPRI | CAP411660 | EC000441 | EF024919 | Non | 9.0
CAPRI | CAP411670 | EC000441 | EF000007 | EV000270 | 9.0
CAPRI | CAP411670 | EC000441 | EF000010 | EV000164 | 9.0
CAPRI | CAP411670 | EC000441 | EF000025 | Oui | 9.0
CAPRI | CAP411670 | EC000441 | EF000084 | Oui | 9.0
CAPRI | CAP411670 | EC000441 | EF000116 | 7035 | 9.0
CAPRI | CAP411670 | EC000441 | EF000139 | EV006034 | 9.0
CAPRI | CAP411670 | EC000441 | EF000177 | 27 | 9.0
CAPRI | CAP411670 | EC000441 | EF000368 | 10 | 9.0
CAPRI | CAP411670 | EC000441 | EF000734 | Non | 9.0
CAPRI | CAP411670 | EC000441 | EF000878 | Oui | 9.0
CAPRI | CAP411670 | EC000441 | EF000881 | Non | 9.0
CAPRI | CAP411670 | EC000441 | EF001062 | Non | 9.0
CAPRI | CAP411670 | EC000441 | EF001210 | Non | 9.0
CAPRI | CAP411670 | EC000441 | EF001217 | EV009696 | 9.0
CAPRI | CAP411670 | EC000441 | EF001257 | EV000402 | 9.0
CAPRI | CAP411670 | EC000441 | EF001742 | 100 | 9.0
CAPRI | CAP411670 | EC000441 | EF001742 | -40 | 9.0
CAPRI | CAP411670 | EC000441 | EF001758 | EV003695 | 9.0
CAPRI | CAP411670 | EC000441 | EF002169 | EV000139 | 9.0
CAPRI | CAP411670 | EC000441 | EF003712 | 1,41 | 9.0
CAPRI | CAP411670 | EC000441 | EF004191 | Non | 9.0
CAPRI | CAP411670 | EC000441 | EF004685 | Non | 9.0
CAPRI | CAP411670 | EC000441 | EF005004 | Non | 9.0
CAPRI | CAP411670 | EC000441 | EF005049 | Non | 9.0
CAPRI | CAP411670 | EC000441 | EF005268 | 29,7 | 9.0
CAPRI | CAP411670 | EC000441 | EF005337 | Non | 9.0
CAPRI | CAP411670 | EC000441 | EF005466 | 14 | 9.0
CAPRI | CAP411670 | EC000441 | EF005466 | 9 | 9.0
CAPRI | CAP411670 | EC000441 | EF005474 | EV006619 | 9.0
CAPRI | CAP411670 | EC000441 | EF005728 | EV000494 | 9.0
CAPRI | CAP411670 | EC000441 | EF007839 | 16 | 9.0
CAPRI | CAP411670 | EC000441 | EF008404 | EV000494 | 9.0
CAPRI | CAP411670 | EC000441 | EF012184 | Non | 9.0
CAPRI | CAP411670 | EC000441 | EF012547 | Non | 9.0
CAPRI | CAP411670 | EC000441 | EF024919 | Non | 9.0
CAPRI | CAP411672 | EC000441 | EF000007 | EV000270 | 9.0
CAPRI | CAP411672 | EC000441 | EF000010 | EV000164 | 9.0
CAPRI | CAP411672 | EC000441 | EF000025 | Oui | 9.0
CAPRI | CAP411672 | EC000441 | EF000084 | Oui | 9.0
CAPRI | CAP411672 | EC000441 | EF000116 | 7035 | 9.0
CAPRI | CAP411672 | EC000441 | EF000139 | EV006034 | 9.0
CAPRI | CAP411672 | EC000441 | EF000177 | 27 | 9.0
CAPRI | CAP411672 | EC000441 | EF000368 | 10 | 9.0
CAPRI | CAP411672 | EC000441 | EF000734 | Non | 9.0
CAPRI | CAP411672 | EC000441 | EF000878 | Oui | 9.0
CAPRI | CAP411672 | EC000441 | EF000881 | Non | 9.0
CAPRI | CAP411672 | EC000441 | EF001062 | Non | 9.0
CAPRI | CAP411672 | EC000441 | EF001210 | Non | 9.0
CAPRI | CAP411672 | EC000441 | EF001217 | EV009696 | 9.0
CAPRI | CAP411672 | EC000441 | EF001257 | EV000402 | 9.0
CAPRI | CAP411672 | EC000441 | EF001742 | 100 | 9.0
CAPRI | CAP411672 | EC000441 | EF001742 | -40 | 9.0
CAPRI | CAP411672 | EC000441 | EF001758 | EV003695 | 9.0
CAPRI | CAP411672 | EC000441 | EF002169 | EV000139 | 9.0
CAPRI | CAP411672 | EC000441 | EF003712 | 1,41 | 9.0
CAPRI | CAP411672 | EC000441 | EF004191 | Non | 9.0
CAPRI | CAP411672 | EC000441 | EF004685 | Non | 9.0
CAPRI | CAP411672 | EC000441 | EF005004 | Non | 9.0
CAPRI | CAP411672 | EC000441 | EF005049 | Oui | 9.0
CAPRI | CAP411672 | EC000441 | EF005268 | 29,7 | 9.0
CAPRI | CAP411672 | EC000441 | EF005337 | Non | 9.0
CAPRI | CAP411672 | EC000441 | EF005466 | 14 | 9.0
CAPRI | CAP411672 | EC000441 | EF005466 | 9 | 9.0
CAPRI | CAP411672 | EC000441 | EF005474 | EV006619 | 9.0
CAPRI | CAP411672 | EC000441 | EF005728 | EV000494 | 9.0
CAPRI | CAP411672 | EC000441 | EF007839 | 16 | 9.0
CAPRI | CAP411672 | EC000441 | EF008404 | EV000494 | 9.0
CAPRI | CAP411672 | EC000441 | EF012184 | Non | 9.0
CAPRI | CAP411672 | EC000441 | EF012547 | Non | 9.0
CAPRI | CAP411672 | EC000441 | EF024919 | Non | 9.0
CAPRI | CAP412160 | EC000441 | EF000007 | EV000206 | 9.0
CAPRI | CAP412160 | EC000441 | EF000010 | EV000164 | 9.0
CAPRI | CAP412160 | EC000441 | EF000025 | Oui | 9.0
CAPRI | CAP412160 | EC000441 | EF000084 | Oui | 9.0
CAPRI | CAP412160 | EC000441 | EF000116 | 9005 | 9.0
CAPRI | CAP412160 | EC000441 | EF000139 | EV006034 | 9.0
CAPRI | CAP412160 | EC000441 | EF000177 | 33 | 9.0
CAPRI | CAP412160 | EC000441 | EF000368 | 11 | 9.0
CAPRI | CAP412160 | EC000441 | EF000734 | Non | 9.0
CAPRI | CAP412160 | EC000441 | EF000878 | Oui | 9.0
CAPRI | CAP412160 | EC000441 | EF000881 | Non | 9.0
CAPRI | CAP412160 | EC000441 | EF001062 | Non | 9.0
CAPRI | CAP412160 | EC000441 | EF001210 | Non | 9.0
CAPRI | CAP412160 | EC000441 | EF001217 | EV009696 | 9.0
CAPRI | CAP412160 | EC000441 | EF001257 | EV000402 | 9.0
CAPRI | CAP412160 | EC000441 | EF001742 | 100 | 9.0
CAPRI | CAP412160 | EC000441 | EF001742 | -40 | 9.0
CAPRI | CAP412160 | EC000441 | EF001758 | EV003695 | 9.0
CAPRI | CAP412160 | EC000441 | EF002169 | EV000139 | 9.0
CAPRI | CAP412160 | EC000441 | EF003712 | 1,587 | 9.0
CAPRI | CAP412160 | EC000441 | EF004191 | Non | 9.0
CAPRI | CAP412160 | EC000441 | EF004685 | Non | 9.0
CAPRI | CAP412160 | EC000441 | EF005004 | Non | 9.0
CAPRI | CAP412160 | EC000441 | EF005049 | Non | 9.0
CAPRI | CAP412160 | EC000441 | EF005268 | 36,3 | 9.0
CAPRI | CAP412160 | EC000441 | EF005337 | Non | 9.0
CAPRI | CAP412160 | EC000441 | EF005466 | 12 | 9.0
CAPRI | CAP412160 | EC000441 | EF005466 | 18 | 9.0
CAPRI | CAP412160 | EC000441 | EF005474 | EV006619 | 9.0
CAPRI | CAP412160 | EC000441 | EF005728 | EV000494 | 9.0
CAPRI | CAP412160 | EC000441 | EF007839 | 21 | 9.0
CAPRI | CAP412160 | EC000441 | EF008404 | EV000494 | 9.0
CAPRI | CAP412160 | EC000441 | EF012184 | Non | 9.0
CAPRI | CAP412160 | EC000441 | EF012547 | Non | 9.0
CAPRI | CAP412160 | EC000441 | EF024919 | Non | 9.0
CAPRI | CAP412170 | EC000441 | EF000007 | EV000270 | 9.0
CAPRI | CAP412170 | EC000441 | EF000010 | EV000164 | 9.0
CAPRI | CAP412170 | EC000441 | EF000025 | Oui | 9.0
CAPRI | CAP412170 | EC000441 | EF000084 | Oui | 9.0
CAPRI | CAP412170 | EC000441 | EF000116 | 7035 | 9.0
CAPRI | CAP412170 | EC000441 | EF000139 | EV006034 | 9.0
CAPRI | CAP412170 | EC000441 | EF000177 | 33 | 9.0
CAPRI | CAP412170 | EC000441 | EF000368 | 11 | 9.0
CAPRI | CAP412170 | EC000441 | EF000734 | Non | 9.0
CAPRI | CAP412170 | EC000441 | EF000878 | Oui | 9.0
CAPRI | CAP412170 | EC000441 | EF000881 | Non | 9.0
CAPRI | CAP412170 | EC000441 | EF001062 | Non | 9.0
CAPRI | CAP412170 | EC000441 | EF001210 | Non | 9.0
CAPRI | CAP412170 | EC000441 | EF001217 | EV009696 | 9.0
CAPRI | CAP412170 | EC000441 | EF001257 | EV000402 | 9.0
CAPRI | CAP412170 | EC000441 | EF001742 | 100 | 9.0
CAPRI | CAP412170 | EC000441 | EF001742 | -40 | 9.0
CAPRI | CAP412170 | EC000441 | EF001758 | EV003695 | 9.0
CAPRI | CAP412170 | EC000441 | EF002169 | EV000139 | 9.0
CAPRI | CAP412170 | EC000441 | EF003712 | 1,587 | 9.0
CAPRI | CAP412170 | EC000441 | EF004191 | Non | 9.0
CAPRI | CAP412170 | EC000441 | EF004685 | Non | 9.0
CAPRI | CAP412170 | EC000441 | EF005004 | Non | 9.0
CAPRI | CAP412170 | EC000441 | EF005049 | Non | 9.0
CAPRI | CAP412170 | EC000441 | EF005268 | 36,3 | 9.0
CAPRI | CAP412170 | EC000441 | EF005337 | Non | 9.0
CAPRI | CAP412170 | EC000441 | EF005466 | 12 | 9.0
CAPRI | CAP412170 | EC000441 | EF005466 | 18 | 9.0
CAPRI | CAP412170 | EC000441 | EF005474 | EV006619 | 9.0
CAPRI | CAP412170 | EC000441 | EF005728 | EV000494 | 9.0
CAPRI | CAP412170 | EC000441 | EF007839 | 21 | 9.0
CAPRI | CAP412170 | EC000441 | EF008404 | EV000494 | 9.0
CAPRI | CAP412170 | EC000441 | EF012184 | Non | 9.0
CAPRI | CAP412170 | EC000441 | EF012547 | Non | 9.0
CAPRI | CAP412170 | EC000441 | EF024919 | Non | 9.0
CAPRI | CAP412172 | EC000441 | EF000007 | EV000270 | 9.0
CAPRI | CAP412172 | EC000441 | EF000010 | EV000164 | 9.0
CAPRI | CAP412172 | EC000441 | EF000025 | Oui | 9.0
CAPRI | CAP412172 | EC000441 | EF000084 | Oui | 9.0
CAPRI | CAP412172 | EC000441 | EF000116 | 7035 | 9.0
CAPRI | CAP412172 | EC000441 | EF000139 | EV006034 | 9.0
CAPRI | CAP412172 | EC000441 | EF000177 | 33 | 9.0
CAPRI | CAP412172 | EC000441 | EF000368 | 11 | 9.0
CAPRI | CAP412172 | EC000441 | EF000734 | Non | 9.0
CAPRI | CAP412172 | EC000441 | EF000878 | Oui | 9.0
CAPRI | CAP412172 | EC000441 | EF000881 | Non | 9.0
CAPRI | CAP412172 | EC000441 | EF001062 | Non | 9.0
CAPRI | CAP412172 | EC000441 | EF001210 | Non | 9.0
CAPRI | CAP412172 | EC000441 | EF001217 | EV009696 | 9.0
CAPRI | CAP412172 | EC000441 | EF001257 | EV000402 | 9.0
CAPRI | CAP412172 | EC000441 | EF001742 | 100 | 9.0
CAPRI | CAP412172 | EC000441 | EF001742 | -40 | 9.0
CAPRI | CAP412172 | EC000441 | EF001758 | EV003695 | 9.0
CAPRI | CAP412172 | EC000441 | EF002169 | EV000139 | 9.0
CAPRI | CAP412172 | EC000441 | EF003712 | 1,587 | 9.0
CAPRI | CAP412172 | EC000441 | EF004191 | Non | 9.0
CAPRI | CAP412172 | EC000441 | EF004685 | Non | 9.0
CAPRI | CAP412172 | EC000441 | EF005004 | Non | 9.0
CAPRI | CAP412172 | EC000441 | EF005049 | Oui | 9.0
CAPRI | CAP412172 | EC000441 | EF005268 | 36,3 | 9.0
CAPRI | CAP412172 | EC000441 | EF005337 | Non | 9.0
CAPRI | CAP412172 | EC000441 | EF005466 | 12 | 9.0
CAPRI | CAP412172 | EC000441 | EF005466 | 18 | 9.0
CAPRI | CAP412172 | EC000441 | EF005474 | EV006619 | 9.0
CAPRI | CAP412172 | EC000441 | EF005728 | EV000494 | 9.0
CAPRI | CAP412172 | EC000441 | EF007839 | 21 | 9.0
CAPRI | CAP412172 | EC000441 | EF008404 | EV000494 | 9.0
CAPRI | CAP412172 | EC000441 | EF012184 | Non | 9.0
CAPRI | CAP412172 | EC000441 | EF012547 | Non | 9.0
CAPRI | CAP412172 | EC000441 | EF024919 | Non | 9.0
CAPRI | CAP412960 | EC000441 | EF000007 | EV000206 | 9.0
CAPRI | CAP412960 | EC000441 | EF000010 | EV000164 | 9.0
CAPRI | CAP412960 | EC000441 | EF000025 | Oui | 9.0
CAPRI | CAP412960 | EC000441 | EF000084 | Oui | 9.0
CAPRI | CAP412960 | EC000441 | EF000116 | 9005 | 9.0
CAPRI | CAP412960 | EC000441 | EF000139 | EV006034 | 9.0
CAPRI | CAP412960 | EC000441 | EF000177 | 42 | 9.0
CAPRI | CAP412960 | EC000441 | EF000368 | 11 | 9.0
CAPRI | CAP412960 | EC000441 | EF000734 | Non | 9.0
CAPRI | CAP412960 | EC000441 | EF000878 | Oui | 9.0
CAPRI | CAP412960 | EC000441 | EF000881 | Non | 9.0
CAPRI | CAP412960 | EC000441 | EF001062 | Non | 9.0
CAPRI | CAP412960 | EC000441 | EF001210 | Non | 9.0
CAPRI | CAP412960 | EC000441 | EF001217 | EV009696 | 9.0
CAPRI | CAP412960 | EC000441 | EF001257 | EV000402 | 9.0
CAPRI | CAP412960 | EC000441 | EF001742 | 100 | 9.0
CAPRI | CAP412960 | EC000441 | EF001742 | -40 | 9.0
CAPRI | CAP412960 | EC000441 | EF001758 | EV003695 | 9.0
CAPRI | CAP412960 | EC000441 | EF002169 | EV000139 | 9.0
CAPRI | CAP412960 | EC000441 | EF003712 | 1,587 | 9.0
CAPRI | CAP412960 | EC000441 | EF004191 | Non | 9.0
CAPRI | CAP412960 | EC000441 | EF004685 | Non | 9.0
CAPRI | CAP412960 | EC000441 | EF005004 | Non | 9.0
CAPRI | CAP412960 | EC000441 | EF005049 | Non | 9.0
CAPRI | CAP412960 | EC000441 | EF005268 | 46,2 | 9.0
CAPRI | CAP412960 | EC000441 | EF005337 | Non | 9.0
CAPRI | CAP412960 | EC000441 | EF005466 | 17 | 9.0
CAPRI | CAP412960 | EC000441 | EF005466 | 25 | 9.0
CAPRI | CAP412960 | EC000441 | EF005474 | EV006619 | 9.0
CAPRI | CAP412960 | EC000441 | EF005728 | EV000494 | 9.0
CAPRI | CAP412960 | EC000441 | EF007839 | 29 | 9.0
CAPRI | CAP412960 | EC000441 | EF008404 | EV000494 | 9.0
CAPRI | CAP412960 | EC000441 | EF012184 | Non | 9.0
CAPRI | CAP412960 | EC000441 | EF012547 | Non | 9.0
CAPRI | CAP412960 | EC000441 | EF024919 | Non | 9.0
CAPRI | CAP412970 | EC000441 | EF000007 | EV000270 | 9.0
CAPRI | CAP412970 | EC000441 | EF000010 | EV000164 | 9.0
CAPRI | CAP412970 | EC000441 | EF000025 | Oui | 9.0
CAPRI | CAP412970 | EC000441 | EF000084 | Oui | 9.0
CAPRI | CAP412970 | EC000441 | EF000116 | 7035 | 9.0
CAPRI | CAP412970 | EC000441 | EF000139 | EV006034 | 9.0
CAPRI | CAP412970 | EC000441 | EF000177 | 42 | 9.0
CAPRI | CAP412970 | EC000441 | EF000368 | 11 | 9.0
CAPRI | CAP412970 | EC000441 | EF000734 | Non | 9.0
CAPRI | CAP412970 | EC000441 | EF000878 | Oui | 9.0
CAPRI | CAP412970 | EC000441 | EF000881 | Non | 9.0
CAPRI | CAP412970 | EC000441 | EF001062 | Non | 9.0
CAPRI | CAP412970 | EC000441 | EF001210 | Non | 9.0
CAPRI | CAP412970 | EC000441 | EF001217 | EV009696 | 9.0
CAPRI | CAP412970 | EC000441 | EF001257 | EV000402 | 9.0
CAPRI | CAP412970 | EC000441 | EF001742 | 100 | 9.0
CAPRI | CAP412970 | EC000441 | EF001742 | -40 | 9.0
CAPRI | CAP412970 | EC000441 | EF001758 | EV003695 | 9.0
CAPRI | CAP412970 | EC000441 | EF002169 | EV000139 | 9.0
CAPRI | CAP412970 | EC000441 | EF003712 | 1,587 | 9.0
CAPRI | CAP412970 | EC000441 | EF004191 | Non | 9.0
CAPRI | CAP412970 | EC000441 | EF004685 | Non | 9.0
CAPRI | CAP412970 | EC000441 | EF005004 | Non | 9.0
CAPRI | CAP412970 | EC000441 | EF005049 | Non | 9.0
CAPRI | CAP412970 | EC000441 | EF005268 | 46,2 | 9.0
CAPRI | CAP412970 | EC000441 | EF005337 | Non | 9.0
CAPRI | CAP412970 | EC000441 | EF005466 | 17 | 9.0
CAPRI | CAP412970 | EC000441 | EF005466 | 25 | 9.0
CAPRI | CAP412970 | EC000441 | EF005474 | EV006619 | 9.0
CAPRI | CAP412970 | EC000441 | EF005728 | EV000494 | 9.0
CAPRI | CAP412970 | EC000441 | EF007839 | 29 | 9.0
CAPRI | CAP412970 | EC000441 | EF008404 | EV000494 | 9.0
CAPRI | CAP412970 | EC000441 | EF012184 | Non | 9.0
CAPRI | CAP412970 | EC000441 | EF012547 | Non | 9.0
CAPRI | CAP412970 | EC000441 | EF024919 | Non | 9.0
CAPRI | CAP412971 | EC000441 | EF000007 | EV000270 | 9.0
CAPRI | CAP412971 | EC000441 | EF000010 | EV000164 | 9.0
CAPRI | CAP412971 | EC000441 | EF000025 | Oui | 9.0
CAPRI | CAP412971 | EC000441 | EF000084 | Oui | 9.0
CAPRI | CAP412971 | EC000441 | EF000116 | 7035 | 9.0
CAPRI | CAP412971 | EC000441 | EF000139 | EV006034 | 9.0
CAPRI | CAP412971 | EC000441 | EF000177 | 42 | 9.0
CAPRI | CAP412971 | EC000441 | EF000368 | 11 | 9.0
CAPRI | CAP412971 | EC000441 | EF000734 | Non | 9.0
CAPRI | CAP412971 | EC000441 | EF000878 | Oui | 9.0
CAPRI | CAP412971 | EC000441 | EF000881 | Non | 9.0
CAPRI | CAP412971 | EC000441 | EF001062 | Non | 9.0
CAPRI | CAP412971 | EC000441 | EF001210 | Non | 9.0
CAPRI | CAP412971 | EC000441 | EF001217 | EV009696 | 9.0
CAPRI | CAP412971 | EC000441 | EF001257 | EV000402 | 9.0
CAPRI | CAP412971 | EC000441 | EF001742 | 100 | 9.0
CAPRI | CAP412971 | EC000441 | EF001742 | -40 | 9.0
CAPRI | CAP412971 | EC000441 | EF001758 | EV003695 | 9.0
CAPRI | CAP412971 | EC000441 | EF002169 | EV000139 | 9.0
CAPRI | CAP412971 | EC000441 | EF003712 | 1,587 | 9.0
CAPRI | CAP412971 | EC000441 | EF004191 | Non | 9.0
CAPRI | CAP412971 | EC000441 | EF004685 | Non | 9.0
CAPRI | CAP412971 | EC000441 | EF005004 | Non | 9.0
CAPRI | CAP412971 | EC000441 | EF005049 | Oui | 9.0
CAPRI | CAP412971 | EC000441 | EF005268 | 46,2 | 9.0
CAPRI | CAP412971 | EC000441 | EF005337 | Non | 9.0
CAPRI | CAP412971 | EC000441 | EF005466 | 17 | 9.0
CAPRI | CAP412971 | EC000441 | EF005466 | 25 | 9.0
CAPRI | CAP412971 | EC000441 | EF005474 | EV006619 | 9.0
CAPRI | CAP412971 | EC000441 | EF005728 | EV000494 | 9.0
CAPRI | CAP412971 | EC000441 | EF007839 | 29 | 9.0
CAPRI | CAP412971 | EC000441 | EF008404 | EV000494 | 9.0
CAPRI | CAP412971 | EC000441 | EF012184 | Non | 9.0
CAPRI | CAP412971 | EC000441 | EF012547 | Non | 9.0
CAPRI | CAP412971 | EC000441 | EF024919 | Non | 9.0
CAPRI | CAP412972 | EC000441 | EF000007 | EV000270 | 9.0
CAPRI | CAP412972 | EC000441 | EF000010 | EV000164 | 9.0
CAPRI | CAP412972 | EC000441 | EF000025 | Oui | 9.0
CAPRI | CAP412972 | EC000441 | EF000084 | Oui | 9.0
CAPRI | CAP412972 | EC000441 | EF000116 | 7035 | 9.0
CAPRI | CAP412972 | EC000441 | EF000139 | EV006034 | 9.0
CAPRI | CAP412972 | EC000441 | EF000177 | 42 | 9.0
CAPRI | CAP412972 | EC000441 | EF000368 | 11 | 9.0
CAPRI | CAP412972 | EC000441 | EF000734 | Non | 9.0
CAPRI | CAP412972 | EC000441 | EF000878 | Oui | 9.0
CAPRI | CAP412972 | EC000441 | EF000881 | Non | 9.0
CAPRI | CAP412972 | EC000441 | EF001062 | Non | 9.0
CAPRI | CAP412972 | EC000441 | EF001210 | Non | 9.0
CAPRI | CAP412972 | EC000441 | EF001217 | EV009696 | 9.0
CAPRI | CAP412972 | EC000441 | EF001257 | EV000402 | 9.0
CAPRI | CAP412972 | EC000441 | EF001742 | 100 | 9.0
CAPRI | CAP412972 | EC000441 | EF001742 | -40 | 9.0
CAPRI | CAP412972 | EC000441 | EF001758 | EV003695 | 9.0
CAPRI | CAP412972 | EC000441 | EF002169 | EV000139 | 9.0
CAPRI | CAP412972 | EC000441 | EF003712 | 1,587 | 9.0
CAPRI | CAP412972 | EC000441 | EF004191 | Non | 9.0
CAPRI | CAP412972 | EC000441 | EF004685 | Non | 9.0
CAPRI | CAP412972 | EC000441 | EF005004 | Non | 9.0
CAPRI | CAP412972 | EC000441 | EF005049 | Oui | 9.0
CAPRI | CAP412972 | EC000441 | EF005268 | 46,2 | 9.0
CAPRI | CAP412972 | EC000441 | EF005337 | Non | 9.0
CAPRI | CAP412972 | EC000441 | EF005466 | 17 | 9.0
CAPRI | CAP412972 | EC000441 | EF005466 | 25 | 9.0
CAPRI | CAP412972 | EC000441 | EF005474 | EV006619 | 9.0
CAPRI | CAP412972 | EC000441 | EF005728 | EV000494 | 9.0
CAPRI | CAP412972 | EC000441 | EF007839 | 29 | 9.0
CAPRI | CAP412972 | EC000441 | EF008404 | EV000494 | 9.0
CAPRI | CAP412972 | EC000441 | EF012184 | Non | 9.0
CAPRI | CAP412972 | EC000441 | EF012547 | Non | 9.0
CAPRI | CAP412972 | EC000441 | EF024919 | Non | 9.0
CAPRI | CAP413660 | EC000441 | EF000007 | EV000206 | 9.0
CAPRI | CAP413660 | EC000441 | EF000010 | EV000164 | 9.0
CAPRI | CAP413660 | EC000441 | EF000025 | Oui | 9.0
CAPRI | CAP413660 | EC000441 | EF000084 | Oui | 9.0
CAPRI | CAP413660 | EC000441 | EF000116 | 9005 | 9.0
CAPRI | CAP413660 | EC000441 | EF000139 | EV006034 | 9.0
CAPRI | CAP413660 | EC000441 | EF000177 | 53 | 9.0
CAPRI | CAP413660 | EC000441 | EF000368 | 13 | 9.0
CAPRI | CAP413660 | EC000441 | EF000734 | Non | 9.0
CAPRI | CAP413660 | EC000441 | EF000878 | Oui | 9.0
CAPRI | CAP413660 | EC000441 | EF000881 | Non | 9.0
CAPRI | CAP413660 | EC000441 | EF001062 | Non | 9.0
CAPRI | CAP413660 | EC000441 | EF001210 | Non | 9.0
CAPRI | CAP413660 | EC000441 | EF001217 | EV009696 | 9.0
CAPRI | CAP413660 | EC000441 | EF001257 | EV000402 | 9.0
CAPRI | CAP413660 | EC000441 | EF001742 | 100 | 9.0
CAPRI | CAP413660 | EC000441 | EF001742 | -40 | 9.0
CAPRI | CAP413660 | EC000441 | EF001758 | EV003695 | 9.0
CAPRI | CAP413660 | EC000441 | EF002169 | EV000139 | 9.0
CAPRI | CAP413660 | EC000441 | EF003712 | 1,587 | 9.0
CAPRI | CAP413660 | EC000441 | EF004191 | Non | 9.0
CAPRI | CAP413660 | EC000441 | EF004685 | Non | 9.0
CAPRI | CAP413660 | EC000441 | EF005004 | Non | 9.0
CAPRI | CAP413660 | EC000441 | EF005049 | Non | 9.0
CAPRI | CAP413660 | EC000441 | EF005268 | 58,3 | 9.0
CAPRI | CAP413660 | EC000441 | EF005337 | Non | 9.0
CAPRI | CAP413660 | EC000441 | EF005466 | 20 | 9.0
CAPRI | CAP413660 | EC000441 | EF005466 | 32 | 9.0
CAPRI | CAP413660 | EC000441 | EF005474 | EV006619 | 9.0
CAPRI | CAP413660 | EC000441 | EF005728 | EV000494 | 9.0
CAPRI | CAP413660 | EC000441 | EF007839 | 36 | 9.0
CAPRI | CAP413660 | EC000441 | EF008404 | EV000494 | 9.0
CAPRI | CAP413660 | EC000441 | EF012184 | Non | 9.0
CAPRI | CAP413660 | EC000441 | EF012547 | Non | 9.0
CAPRI | CAP413660 | EC000441 | EF024919 | Non | 9.0
CAPRI | CAP413670 | EC000441 | EF000007 | EV000270 | 9.0
CAPRI | CAP413670 | EC000441 | EF000010 | EV000164 | 9.0
CAPRI | CAP413670 | EC000441 | EF000025 | Oui | 9.0
CAPRI | CAP413670 | EC000441 | EF000084 | Oui | 9.0
CAPRI | CAP413670 | EC000441 | EF000116 | 7035 | 9.0
CAPRI | CAP413670 | EC000441 | EF000139 | EV006034 | 9.0
CAPRI | CAP413670 | EC000441 | EF000177 | 53 | 9.0
CAPRI | CAP413670 | EC000441 | EF000368 | 13 | 9.0
CAPRI | CAP413670 | EC000441 | EF000734 | Non | 9.0
CAPRI | CAP413670 | EC000441 | EF000878 | Oui | 9.0
CAPRI | CAP413670 | EC000441 | EF000881 | Non | 9.0
CAPRI | CAP413670 | EC000441 | EF001062 | Non | 9.0
CAPRI | CAP413670 | EC000441 | EF001210 | Non | 9.0
CAPRI | CAP413670 | EC000441 | EF001217 | EV009696 | 9.0
CAPRI | CAP413670 | EC000441 | EF001257 | EV000402 | 9.0
CAPRI | CAP413670 | EC000441 | EF001742 | 100 | 9.0
CAPRI | CAP413670 | EC000441 | EF001742 | -40 | 9.0
CAPRI | CAP413670 | EC000441 | EF001758 | EV003695 | 9.0
CAPRI | CAP413670 | EC000441 | EF002169 | EV000139 | 9.0
CAPRI | CAP413670 | EC000441 | EF003712 | 1,587 | 9.0
CAPRI | CAP413670 | EC000441 | EF004191 | Non | 9.0
CAPRI | CAP413670 | EC000441 | EF004685 | Non | 9.0
CAPRI | CAP413670 | EC000441 | EF005004 | Non | 9.0
CAPRI | CAP413670 | EC000441 | EF005049 | Non | 9.0
CAPRI | CAP413670 | EC000441 | EF005268 | 58,3 | 9.0
CAPRI | CAP413670 | EC000441 | EF005337 | Non | 9.0
CAPRI | CAP413670 | EC000441 | EF005466 | 20 | 9.0
CAPRI | CAP413670 | EC000441 | EF005466 | 32 | 9.0
CAPRI | CAP413670 | EC000441 | EF005474 | EV006619 | 9.0
CAPRI | CAP413670 | EC000441 | EF005728 | EV000494 | 9.0
CAPRI | CAP413670 | EC000441 | EF007839 | 36 | 9.0
CAPRI | CAP413670 | EC000441 | EF008404 | EV000494 | 9.0
CAPRI | CAP413670 | EC000441 | EF012184 | Non | 9.0
CAPRI | CAP413670 | EC000441 | EF012547 | Non | 9.0
CAPRI | CAP413670 | EC000441 | EF024919 | Non | 9.0
CAPRI | CAP413671 | EC000441 | EF000007 | EV000270 | 9.0
CAPRI | CAP413671 | EC000441 | EF000010 | EV000164 | 9.0
CAPRI | CAP413671 | EC000441 | EF000025 | Oui | 9.0
CAPRI | CAP413671 | EC000441 | EF000084 | Oui | 9.0
CAPRI | CAP413671 | EC000441 | EF000116 | 7035 | 9.0
CAPRI | CAP413671 | EC000441 | EF000139 | EV006034 | 9.0
CAPRI | CAP413671 | EC000441 | EF000177 | 53 | 9.0
CAPRI | CAP413671 | EC000441 | EF000368 | 13 | 9.0
CAPRI | CAP413671 | EC000441 | EF000734 | Non | 9.0
CAPRI | CAP413671 | EC000441 | EF000878 | Oui | 9.0
CAPRI | CAP413671 | EC000441 | EF000881 | Non | 9.0
CAPRI | CAP413671 | EC000441 | EF001062 | Non | 9.0
CAPRI | CAP413671 | EC000441 | EF001210 | Non | 9.0
CAPRI | CAP413671 | EC000441 | EF001217 | EV009696 | 9.0
CAPRI | CAP413671 | EC000441 | EF001257 | EV000402 | 9.0
CAPRI | CAP413671 | EC000441 | EF001742 | 100 | 9.0
CAPRI | CAP413671 | EC000441 | EF001742 | -40 | 9.0
CAPRI | CAP413671 | EC000441 | EF001758 | EV003695 | 9.0
CAPRI | CAP413671 | EC000441 | EF002169 | EV000139 | 9.0
CAPRI | CAP413671 | EC000441 | EF003712 | 1,587 | 9.0
CAPRI | CAP413671 | EC000441 | EF004191 | Non | 9.0
CAPRI | CAP413671 | EC000441 | EF004685 | Non | 9.0
CAPRI | CAP413671 | EC000441 | EF005004 | Non | 9.0
CAPRI | CAP413671 | EC000441 | EF005049 | Oui | 9.0
CAPRI | CAP413671 | EC000441 | EF005268 | 58,3 | 9.0
CAPRI | CAP413671 | EC000441 | EF005337 | Non | 9.0
CAPRI | CAP413671 | EC000441 | EF005466 | 20 | 9.0
CAPRI | CAP413671 | EC000441 | EF005466 | 32 | 9.0
CAPRI | CAP413671 | EC000441 | EF005474 | EV006619 | 9.0
CAPRI | CAP413671 | EC000441 | EF005728 | EV000494 | 9.0
CAPRI | CAP413671 | EC000441 | EF007839 | 36 | 9.0
CAPRI | CAP413671 | EC000441 | EF008404 | EV000494 | 9.0
CAPRI | CAP413671 | EC000441 | EF012184 | Non | 9.0
CAPRI | CAP413671 | EC000441 | EF012547 | Non | 9.0
CAPRI | CAP413671 | EC000441 | EF024919 | Non | 9.0
CAPRI | CAP413672 | EC000441 | EF000007 | EV000270 | 9.0
CAPRI | CAP413672 | EC000441 | EF000010 | EV000164 | 9.0
CAPRI | CAP413672 | EC000441 | EF000025 | Oui | 9.0
CAPRI | CAP413672 | EC000441 | EF000084 | Oui | 9.0
CAPRI | CAP413672 | EC000441 | EF000116 | 7035 | 9.0
CAPRI | CAP413672 | EC000441 | EF000139 | EV006034 | 9.0
CAPRI | CAP413672 | EC000441 | EF000177 | 53 | 9.0
CAPRI | CAP413672 | EC000441 | EF000368 | 13 | 9.0
CAPRI | CAP413672 | EC000441 | EF000734 | Non | 9.0
CAPRI | CAP413672 | EC000441 | EF000878 | Oui | 9.0
CAPRI | CAP413672 | EC000441 | EF000881 | Non | 9.0
CAPRI | CAP413672 | EC000441 | EF001062 | Non | 9.0
CAPRI | CAP413672 | EC000441 | EF001210 | Non | 9.0
CAPRI | CAP413672 | EC000441 | EF001217 | EV009696 | 9.0
CAPRI | CAP413672 | EC000441 | EF001257 | EV000402 | 9.0
CAPRI | CAP413672 | EC000441 | EF001742 | 100 | 9.0
CAPRI | CAP413672 | EC000441 | EF001742 | -40 | 9.0
CAPRI | CAP413672 | EC000441 | EF001758 | EV003695 | 9.0
CAPRI | CAP413672 | EC000441 | EF002169 | EV000139 | 9.0
CAPRI | CAP413672 | EC000441 | EF003712 | 1,587 | 9.0
CAPRI | CAP413672 | EC000441 | EF004191 | Non | 9.0
CAPRI | CAP413672 | EC000441 | EF004685 | Non | 9.0
CAPRI | CAP413672 | EC000441 | EF005004 | Non | 9.0
CAPRI | CAP413672 | EC000441 | EF005049 | Oui | 9.0
CAPRI | CAP413672 | EC000441 | EF005268 | 58,3 | 9.0
CAPRI | CAP413672 | EC000441 | EF005337 | Non | 9.0
CAPRI | CAP413672 | EC000441 | EF005466 | 20 | 9.0
CAPRI | CAP413672 | EC000441 | EF005466 | 32 | 9.0
CAPRI | CAP413672 | EC000441 | EF005474 | EV006619 | 9.0
CAPRI | CAP413672 | EC000441 | EF005728 | EV000494 | 9.0
CAPRI | CAP413672 | EC000441 | EF007839 | 36 | 9.0
CAPRI | CAP413672 | EC000441 | EF008404 | EV000494 | 9.0
CAPRI | CAP413672 | EC000441 | EF012184 | Non | 9.0
CAPRI | CAP413672 | EC000441 | EF012547 | Non | 9.0
CAPRI | CAP413672 | EC000441 | EF024919 | Non | 9.0
CAPRI | CAP414260 | EC000441 | EF000007 | EV000206 | 9.0
CAPRI | CAP414260 | EC000441 | EF000010 | EV000164 | 9.0
CAPRI | CAP414260 | EC000441 | EF000025 | Oui | 9.0
CAPRI | CAP414260 | EC000441 | EF000084 | Oui | 9.0
CAPRI | CAP414260 | EC000441 | EF000116 | 9005 | 9.0
CAPRI | CAP414260 | EC000441 | EF000139 | EV006034 | 9.0
CAPRI | CAP414260 | EC000441 | EF000177 | 60 | 9.0
CAPRI | CAP414260 | EC000441 | EF000368 | 13 | 9.0
CAPRI | CAP414260 | EC000441 | EF000734 | Non | 9.0
CAPRI | CAP414260 | EC000441 | EF000878 | Oui | 9.0
CAPRI | CAP414260 | EC000441 | EF000881 | Non | 9.0
CAPRI | CAP414260 | EC000441 | EF001062 | Non | 9.0
CAPRI | CAP414260 | EC000441 | EF001210 | Non | 9.0
CAPRI | CAP414260 | EC000441 | EF001217 | EV009696 | 9.0
CAPRI | CAP414260 | EC000441 | EF001257 | EV000402 | 9.0
CAPRI | CAP414260 | EC000441 | EF001742 | 100 | 9.0
CAPRI | CAP414260 | EC000441 | EF001742 | -40 | 9.0
CAPRI | CAP414260 | EC000441 | EF001758 | EV003695 | 9.0
CAPRI | CAP414260 | EC000441 | EF002169 | EV000139 | 9.0
CAPRI | CAP414260 | EC000441 | EF003712 | 1,587 | 9.0
CAPRI | CAP414260 | EC000441 | EF004191 | Non | 9.0
CAPRI | CAP414260 | EC000441 | EF004685 | Non | 9.0
CAPRI | CAP414260 | EC000441 | EF005004 | Non | 9.0
CAPRI | CAP414260 | EC000441 | EF005049 | Non | 9.0
CAPRI | CAP414260 | EC000441 | EF005268 | 66 | 9.0
CAPRI | CAP414260 | EC000441 | EF005337 | Non | 9.0
CAPRI | CAP414260 | EC000441 | EF005466 | 26 | 9.0
CAPRI | CAP414260 | EC000441 | EF005466 | 38 | 9.0
CAPRI | CAP414260 | EC000441 | EF005474 | EV006619 | 9.0
CAPRI | CAP414260 | EC000441 | EF005728 | EV000494 | 9.0
CAPRI | CAP414260 | EC000441 | EF007839 | 42 | 9.0
CAPRI | CAP414260 | EC000441 | EF008404 | EV000494 | 9.0
CAPRI | CAP414260 | EC000441 | EF012184 | Non | 9.0
CAPRI | CAP414260 | EC000441 | EF012547 | Non | 9.0
CAPRI | CAP414260 | EC000441 | EF024919 | Non | 9.0
CAPRI | CAP414270 | EC000441 | EF000007 | EV000270 | 9.0
CAPRI | CAP414270 | EC000441 | EF000010 | EV000164 | 9.0
CAPRI | CAP414270 | EC000441 | EF000025 | Oui | 9.0
CAPRI | CAP414270 | EC000441 | EF000084 | Oui | 9.0
CAPRI | CAP414270 | EC000441 | EF000116 | 7035 | 9.0
CAPRI | CAP414270 | EC000441 | EF000139 | EV006034 | 9.0
CAPRI | CAP414270 | EC000441 | EF000177 | 60 | 9.0
CAPRI | CAP414270 | EC000441 | EF000368 | 13 | 9.0
CAPRI | CAP414270 | EC000441 | EF000734 | Non | 9.0
CAPRI | CAP414270 | EC000441 | EF000878 | Oui | 9.0
CAPRI | CAP414270 | EC000441 | EF000881 | Non | 9.0
CAPRI | CAP414270 | EC000441 | EF001062 | Non | 9.0
CAPRI | CAP414270 | EC000441 | EF001210 | Non | 9.0
CAPRI | CAP414270 | EC000441 | EF001217 | EV009696 | 9.0
CAPRI | CAP414270 | EC000441 | EF001257 | EV000402 | 9.0
CAPRI | CAP414270 | EC000441 | EF001742 | 100 | 9.0
CAPRI | CAP414270 | EC000441 | EF001742 | -40 | 9.0
CAPRI | CAP414270 | EC000441 | EF001758 | EV003695 | 9.0
CAPRI | CAP414270 | EC000441 | EF002169 | EV000139 | 9.0
CAPRI | CAP414270 | EC000441 | EF003712 | 1,587 | 9.0
CAPRI | CAP414270 | EC000441 | EF004191 | Non | 9.0
CAPRI | CAP414270 | EC000441 | EF004685 | Non | 9.0
CAPRI | CAP414270 | EC000441 | EF005004 | Non | 9.0
CAPRI | CAP414270 | EC000441 | EF005049 | Non | 9.0
CAPRI | CAP414270 | EC000441 | EF005268 | 66 | 9.0
CAPRI | CAP414270 | EC000441 | EF005337 | Non | 9.0
CAPRI | CAP414270 | EC000441 | EF005466 | 26 | 9.0
CAPRI | CAP414270 | EC000441 | EF005466 | 38 | 9.0
CAPRI | CAP414270 | EC000441 | EF005474 | EV006619 | 9.0
CAPRI | CAP414270 | EC000441 | EF005728 | EV000494 | 9.0
CAPRI | CAP414270 | EC000441 | EF007839 | 42 | 9.0
CAPRI | CAP414270 | EC000441 | EF008404 | EV000494 | 9.0
CAPRI | CAP414270 | EC000441 | EF012184 | Non | 9.0
CAPRI | CAP414270 | EC000441 | EF012547 | Non | 9.0
CAPRI | CAP414270 | EC000441 | EF024919 | Non | 9.0
CAPRI | CAP414271 | EC000441 | EF000007 | EV000270 | 9.0
CAPRI | CAP414271 | EC000441 | EF000010 | EV000164 | 9.0
CAPRI | CAP414271 | EC000441 | EF000025 | Oui | 9.0
CAPRI | CAP414271 | EC000441 | EF000084 | Oui | 9.0
CAPRI | CAP414271 | EC000441 | EF000116 | 7035 | 9.0
CAPRI | CAP414271 | EC000441 | EF000139 | EV006034 | 9.0
CAPRI | CAP414271 | EC000441 | EF000177 | 60 | 9.0
CAPRI | CAP414271 | EC000441 | EF000368 | 13 | 9.0
CAPRI | CAP414271 | EC000441 | EF000734 | Non | 9.0
CAPRI | CAP414271 | EC000441 | EF000878 | Oui | 9.0
CAPRI | CAP414271 | EC000441 | EF000881 | Non | 9.0
CAPRI | CAP414271 | EC000441 | EF001062 | Non | 9.0
CAPRI | CAP414271 | EC000441 | EF001210 | Non | 9.0
CAPRI | CAP414271 | EC000441 | EF001217 | EV009696 | 9.0
CAPRI | CAP414271 | EC000441 | EF001257 | EV000402 | 9.0
CAPRI | CAP414271 | EC000441 | EF001742 | 100 | 9.0
CAPRI | CAP414271 | EC000441 | EF001742 | -40 | 9.0
CAPRI | CAP414271 | EC000441 | EF001758 | EV003695 | 9.0
CAPRI | CAP414271 | EC000441 | EF002169 | EV000139 | 9.0
CAPRI | CAP414271 | EC000441 | EF003712 | 1,587 | 9.0
CAPRI | CAP414271 | EC000441 | EF004191 | Non | 9.0
CAPRI | CAP414271 | EC000441 | EF004685 | Non | 9.0
CAPRI | CAP414271 | EC000441 | EF005004 | Non | 9.0
CAPRI | CAP414271 | EC000441 | EF005049 | Oui | 9.0
CAPRI | CAP414271 | EC000441 | EF005268 | 66 | 9.0
CAPRI | CAP414271 | EC000441 | EF005337 | Non | 9.0
CAPRI | CAP414271 | EC000441 | EF005466 | 26 | 9.0
CAPRI | CAP414271 | EC000441 | EF005466 | 28 | 9.0
CAPRI | CAP414271 | EC000441 | EF005474 | EV006619 | 9.0
CAPRI | CAP414271 | EC000441 | EF005728 | EV000494 | 9.0
CAPRI | CAP414271 | EC000441 | EF007839 | 42 | 9.0
CAPRI | CAP414271 | EC000441 | EF008404 | EV000494 | 9.0
CAPRI | CAP414271 | EC000441 | EF012184 | Non | 9.0
CAPRI | CAP414271 | EC000441 | EF012547 | Non | 9.0
CAPRI | CAP414271 | EC000441 | EF024919 | Non | 9.0
CAPRI | CAP414272 | EC000441 | EF000007 | EV000270 | 9.0
CAPRI | CAP414272 | EC000441 | EF000010 | EV000164 | 9.0
CAPRI | CAP414272 | EC000441 | EF000025 | Oui | 9.0
CAPRI | CAP414272 | EC000441 | EF000084 | Oui | 9.0
CAPRI | CAP414272 | EC000441 | EF000116 | 7035 | 9.0
CAPRI | CAP414272 | EC000441 | EF000139 | EV006034 | 9.0
CAPRI | CAP414272 | EC000441 | EF000177 | 60 | 9.0
CAPRI | CAP414272 | EC000441 | EF000368 | 13 | 9.0
CAPRI | CAP414272 | EC000441 | EF000734 | Non | 9.0
CAPRI | CAP414272 | EC000441 | EF000878 | Oui | 9.0
CAPRI | CAP414272 | EC000441 | EF000881 | Non | 9.0
CAPRI | CAP414272 | EC000441 | EF001062 | Non | 9.0
CAPRI | CAP414272 | EC000441 | EF001210 | Non | 9.0
CAPRI | CAP414272 | EC000441 | EF001217 | EV009696 | 9.0
CAPRI | CAP414272 | EC000441 | EF001257 | EV000402 | 9.0
CAPRI | CAP414272 | EC000441 | EF001742 | 100 | 9.0
CAPRI | CAP414272 | EC000441 | EF001742 | -40 | 9.0
CAPRI | CAP414272 | EC000441 | EF001758 | EV003695 | 9.0
CAPRI | CAP414272 | EC000441 | EF002169 | EV000139 | 9.0
CAPRI | CAP414272 | EC000441 | EF003712 | 1,587 | 9.0
CAPRI | CAP414272 | EC000441 | EF004191 | Non | 9.0
CAPRI | CAP414272 | EC000441 | EF004685 | Non | 9.0
CAPRI | CAP414272 | EC000441 | EF005004 | Non | 9.0
CAPRI | CAP414272 | EC000441 | EF005049 | Oui | 9.0
CAPRI | CAP414272 | EC000441 | EF005268 | 66 | 9.0
CAPRI | CAP414272 | EC000441 | EF005337 | Non | 9.0
CAPRI | CAP414272 | EC000441 | EF005466 | 26 | 9.0
CAPRI | CAP414272 | EC000441 | EF005466 | 28 | 9.0
CAPRI | CAP414272 | EC000441 | EF005474 | EV006619 | 9.0
CAPRI | CAP414272 | EC000441 | EF005728 | EV000494 | 9.0
CAPRI | CAP414272 | EC000441 | EF007839 | 42 | 9.0
CAPRI | CAP414272 | EC000441 | EF008404 | EV000494 | 9.0
CAPRI | CAP414272 | EC000441 | EF012184 | Non | 9.0
CAPRI | CAP414272 | EC000441 | EF012547 | Non | 9.0
CAPRI | CAP414272 | EC000441 | EF024919 | Non | 9.0
CAPRI | CAP414860 | EC000441 | EF000007 | EV000206 | 9.0
CAPRI | CAP414860 | EC000441 | EF000010 | EV000164 | 9.0
CAPRI | CAP414860 | EC000441 | EF000025 | Oui | 9.0
CAPRI | CAP414860 | EC000441 | EF000084 | Oui | 9.0
CAPRI | CAP414860 | EC000441 | EF000116 | 9005 | 9.0
CAPRI | CAP414860 | EC000441 | EF000139 | EV006034 | 9.0
CAPRI | CAP414860 | EC000441 | EF000177 | 65 | 9.0
CAPRI | CAP414860 | EC000441 | EF000368 | 14 | 9.0
CAPRI | CAP414860 | EC000441 | EF000734 | Non | 9.0
CAPRI | CAP414860 | EC000441 | EF000878 | Oui | 9.0
CAPRI | CAP414860 | EC000441 | EF000881 | Non | 9.0
CAPRI | CAP414860 | EC000441 | EF001062 | Non | 9.0
CAPRI | CAP414860 | EC000441 | EF001210 | Non | 9.0
CAPRI | CAP414860 | EC000441 | EF001217 | EV009696 | 9.0
CAPRI | CAP414860 | EC000441 | EF001257 | EV000402 | 9.0
CAPRI | CAP414860 | EC000441 | EF001742 | 100 | 9.0
CAPRI | CAP414860 | EC000441 | EF001742 | -40 | 9.0
CAPRI | CAP414860 | EC000441 | EF001758 | EV003695 | 9.0
CAPRI | CAP414860 | EC000441 | EF002169 | EV000139 | 9.0
CAPRI | CAP414860 | EC000441 | EF003712 | 1,588 | 9.0
CAPRI | CAP414860 | EC000441 | EF004191 | Non | 9.0
CAPRI | CAP414860 | EC000441 | EF004685 | Non | 9.0
CAPRI | CAP414860 | EC000441 | EF005004 | Non | 9.0
CAPRI | CAP414860 | EC000441 | EF005049 | Non | 9.0
CAPRI | CAP414860 | EC000441 | EF005268 | 71,5 | 9.0
CAPRI | CAP414860 | EC000441 | EF005337 | Non | 9.0
CAPRI | CAP414860 | EC000441 | EF005466 | 30 | 9.0
CAPRI | CAP414860 | EC000441 | EF005466 | 44 | 9.0
CAPRI | CAP414860 | EC000441 | EF005474 | EV006619 | 9.0
CAPRI | CAP414860 | EC000441 | EF005728 | EV000494 | 9.0
CAPRI | CAP414860 | EC000441 | EF007839 | 48 | 9.0
CAPRI | CAP414860 | EC000441 | EF008404 | EV000494 | 9.0
CAPRI | CAP414860 | EC000441 | EF012184 | Non | 9.0
CAPRI | CAP414860 | EC000441 | EF012547 | Non | 9.0
CAPRI | CAP414860 | EC000441 | EF024919 | Non | 9.0
CAPRI | CAP414870 | EC000441 | EF000007 | EV000270 | 9.0
CAPRI | CAP414870 | EC000441 | EF000010 | EV000164 | 9.0
CAPRI | CAP414870 | EC000441 | EF000025 | Oui | 9.0
CAPRI | CAP414870 | EC000441 | EF000084 | Oui | 9.0
CAPRI | CAP414870 | EC000441 | EF000116 | 7035 | 9.0
CAPRI | CAP414870 | EC000441 | EF000139 | EV006034 | 9.0
CAPRI | CAP414870 | EC000441 | EF000177 | 65 | 9.0
CAPRI | CAP414870 | EC000441 | EF000368 | 14 | 9.0
CAPRI | CAP414870 | EC000441 | EF000734 | Non | 9.0
CAPRI | CAP414870 | EC000441 | EF000878 | Oui | 9.0
CAPRI | CAP414870 | EC000441 | EF000881 | Non | 9.0
CAPRI | CAP414870 | EC000441 | EF001062 | Non | 9.0
CAPRI | CAP414870 | EC000441 | EF001210 | Non | 9.0
CAPRI | CAP414870 | EC000441 | EF001217 | EV009696 | 9.0
CAPRI | CAP414870 | EC000441 | EF001257 | EV000402 | 9.0
CAPRI | CAP414870 | EC000441 | EF001742 | 100 | 9.0
CAPRI | CAP414870 | EC000441 | EF001742 | -40 | 9.0
CAPRI | CAP414870 | EC000441 | EF001758 | EV003695 | 9.0
CAPRI | CAP414870 | EC000441 | EF002169 | EV000139 | 9.0
CAPRI | CAP414870 | EC000441 | EF003712 | 1,588 | 9.0
CAPRI | CAP414870 | EC000441 | EF004191 | Non | 9.0
CAPRI | CAP414870 | EC000441 | EF004685 | Non | 9.0
CAPRI | CAP414870 | EC000441 | EF005004 | Non | 9.0
CAPRI | CAP414870 | EC000441 | EF005049 | Non | 9.0
CAPRI | CAP414870 | EC000441 | EF005268 | 71,5 | 9.0
CAPRI | CAP414870 | EC000441 | EF005337 | Non | 9.0
CAPRI | CAP414870 | EC000441 | EF005466 | 30 | 9.0
CAPRI | CAP414870 | EC000441 | EF005466 | 44 | 9.0
CAPRI | CAP414870 | EC000441 | EF005474 | EV006619 | 9.0
CAPRI | CAP414870 | EC000441 | EF005728 | EV000494 | 9.0
CAPRI | CAP414870 | EC000441 | EF007839 | 48 | 9.0
CAPRI | CAP414870 | EC000441 | EF008404 | EV000494 | 9.0
CAPRI | CAP414870 | EC000441 | EF012184 | Non | 9.0
CAPRI | CAP414870 | EC000441 | EF012547 | Non | 9.0
CAPRI | CAP414870 | EC000441 | EF024919 | Non | 9.0
CAPRI | CAP414871 | EC000441 | EF000007 | EV000270 | 9.0
CAPRI | CAP414871 | EC000441 | EF000010 | EV000164 | 9.0
CAPRI | CAP414871 | EC000441 | EF000025 | Oui | 9.0
CAPRI | CAP414871 | EC000441 | EF000084 | Oui | 9.0
CAPRI | CAP414871 | EC000441 | EF000116 | 7035 | 9.0
CAPRI | CAP414871 | EC000441 | EF000139 | EV006034 | 9.0
CAPRI | CAP414871 | EC000441 | EF000177 | 65 | 9.0
CAPRI | CAP414871 | EC000441 | EF000368 | 14 | 9.0
CAPRI | CAP414871 | EC000441 | EF000734 | Non | 9.0
CAPRI | CAP414871 | EC000441 | EF000878 | Oui | 9.0
CAPRI | CAP414871 | EC000441 | EF000881 | Non | 9.0
CAPRI | CAP414871 | EC000441 | EF001062 | Non | 9.0
CAPRI | CAP414871 | EC000441 | EF001210 | Non | 9.0
CAPRI | CAP414871 | EC000441 | EF001217 | EV009696 | 9.0
CAPRI | CAP414871 | EC000441 | EF001257 | EV000402 | 9.0
CAPRI | CAP414871 | EC000441 | EF001742 | 100 | 9.0
CAPRI | CAP414871 | EC000441 | EF001742 | -40 | 9.0
CAPRI | CAP414871 | EC000441 | EF001758 | EV003695 | 9.0
CAPRI | CAP414871 | EC000441 | EF002169 | EV000139 | 9.0
CAPRI | CAP414871 | EC000441 | EF003712 | 1,587 | 9.0
CAPRI | CAP414871 | EC000441 | EF004191 | Non | 9.0
CAPRI | CAP414871 | EC000441 | EF004685 | Non | 9.0
CAPRI | CAP414871 | EC000441 | EF005004 | Non | 9.0
CAPRI | CAP414871 | EC000441 | EF005049 | Oui | 9.0
CAPRI | CAP414871 | EC000441 | EF005268 | 71,5 | 9.0
CAPRI | CAP414871 | EC000441 | EF005337 | Non | 9.0
CAPRI | CAP414871 | EC000441 | EF005466 | 30 | 9.0
CAPRI | CAP414871 | EC000441 | EF005466 | 44 | 9.0
CAPRI | CAP414871 | EC000441 | EF005474 | EV006619 | 9.0
CAPRI | CAP414871 | EC000441 | EF005728 | EV000494 | 9.0
CAPRI | CAP414871 | EC000441 | EF007839 | 48 | 9.0
CAPRI | CAP414871 | EC000441 | EF008404 | EV000494 | 9.0
CAPRI | CAP414871 | EC000441 | EF012184 | Non | 9.0
CAPRI | CAP414871 | EC000441 | EF012547 | Non | 9.0
CAPRI | CAP414871 | EC000441 | EF024919 | Non | 9.0
CAPRI | CAP414872 | EC000441 | EF000007 | EV000270 | 9.0
CAPRI | CAP414872 | EC000441 | EF000010 | EV000164 | 9.0
CAPRI | CAP414872 | EC000441 | EF000025 | Oui | 9.0
CAPRI | CAP414872 | EC000441 | EF000084 | Oui | 9.0
CAPRI | CAP414872 | EC000441 | EF000116 | 7035 | 9.0
CAPRI | CAP414872 | EC000441 | EF000139 | EV006034 | 9.0
CAPRI | CAP414872 | EC000441 | EF000177 | 65 | 9.0
CAPRI | CAP414872 | EC000441 | EF000368 | 14 | 9.0
CAPRI | CAP414872 | EC000441 | EF000734 | Non | 9.0
CAPRI | CAP414872 | EC000441 | EF000878 | Oui | 9.0
CAPRI | CAP414872 | EC000441 | EF000881 | Non | 9.0
CAPRI | CAP414872 | EC000441 | EF001062 | Non | 9.0
CAPRI | CAP414872 | EC000441 | EF001210 | Non | 9.0
CAPRI | CAP414872 | EC000441 | EF001217 | EV009696 | 9.0
CAPRI | CAP414872 | EC000441 | EF001257 | EV000402 | 9.0
CAPRI | CAP414872 | EC000441 | EF001742 | 100 | 9.0
CAPRI | CAP414872 | EC000441 | EF001742 | -40 | 9.0
CAPRI | CAP414872 | EC000441 | EF001758 | EV003695 | 9.0
CAPRI | CAP414872 | EC000441 | EF002169 | EV000139 | 9.0
CAPRI | CAP414872 | EC000441 | EF003712 | 1,587 | 9.0
CAPRI | CAP414872 | EC000441 | EF004191 | Non | 9.0
CAPRI | CAP414872 | EC000441 | EF004685 | Non | 9.0
CAPRI | CAP414872 | EC000441 | EF005004 | Non | 9.0
CAPRI | CAP414872 | EC000441 | EF005049 | Oui | 9.0
CAPRI | CAP414872 | EC000441 | EF005268 | 71,5 | 9.0
CAPRI | CAP414872 | EC000441 | EF005337 | Non | 9.0
CAPRI | CAP414872 | EC000441 | EF005466 | 30 | 9.0
CAPRI | CAP414872 | EC000441 | EF005466 | 44 | 9.0
CAPRI | CAP414872 | EC000441 | EF005474 | EV006619 | 9.0
CAPRI | CAP414872 | EC000441 | EF005728 | EV000494 | 9.0
CAPRI | CAP414872 | EC000441 | EF007839 | 48 | 9.0
CAPRI | CAP414872 | EC000441 | EF008404 | EV000494 | 9.0
CAPRI | CAP414872 | EC000441 | EF012184 | Non | 9.0
CAPRI | CAP414872 | EC000441 | EF012547 | Non | 9.0
CAPRI | CAP414872 | EC000441 | EF024919 | Non | 9.0
CAPRI | CAP421620 | EC000519 | EF001257 | EV000154 | 9.0
CAPRI | CAP421620 | EC000519 | EF002169 | EV000139 | 9.0
CAPRI | CAP421620 | EC000519 | EF005114 | 16 | 9.0
CAPRI | CAP422020 | EC000519 | EF001257 | EV000154 | 9.0
CAPRI | CAP422020 | EC000519 | EF002169 | EV000139 | 9.0
CAPRI | CAP422020 | EC000519 | EF005114 | 20 | 9.0
CAPRI | CAP422520 | EC000519 | EF001257 | EV000154 | 9.0
CAPRI | CAP422520 | EC000519 | EF002169 | EV000139 | 9.0
CAPRI | CAP422520 | EC000519 | EF005114 | 25 | 9.0
CAPRI | CAP423604 | EC000938 | EF001206 | Oui | 9.0
CAPRI | CAP423604 | EC000938 | EF001257 | EV000154 | 9.0
CAPRI | CAP423604 | EC000938 | EF002169 | EV000149 | 9.0
CAPRI | CAP423604 | EC000938 | EF004663 | Non | 9.0
CAPRI | CAP423604 | EC000938 | EF005703 | EV003695 | 9.0
CAPRI | CAP423604 | EC000938 | EF005704 | EV003695 | 9.0
CAPRI | CAP423604 | EC000938 | EF006443 | 36 | 9.0
CAPRI | CAP423604 | EC000938 | EF006447 | 42 | 9.0
CAPRI | CAP423670 | EC000938 | EF001206 | Non | 9.0
CAPRI | CAP423670 | EC000938 | EF001257 | EV000402 | 9.0
CAPRI | CAP423670 | EC000938 | EF002169 | EV000139 | 9.0
CAPRI | CAP423670 | EC000938 | EF004663 | Non | 9.0
CAPRI | CAP423670 | EC000938 | EF005703 | EV003695 | 9.0
CAPRI | CAP423670 | EC000938 | EF005704 | EV003695 | 9.0
CAPRI | CAP423670 | EC000938 | EF006443 | 36 | 9.0
CAPRI | CAP423670 | EC000938 | EF006447 | 42 | 9.0
CAPRI | CAP424804 | EC000938 | EF001206 | Non | 9.0
CAPRI | CAP424804 | EC000938 | EF002169 | EV000149 | 9.0
CAPRI | CAP424804 | EC000938 | EF004663 | Non | 9.0
CAPRI | CAP424884 | EC000938 | EF001206 | Non | 9.0
CAPRI | CAP424884 | EC000938 | EF002169 | EV000149 | 9.0
CAPRI | CAP424884 | EC000938 | EF004663 | Non | 9.0
CAPRI | CAP430070 | EC000441 | EF000007 | EV000270 | 9.0
CAPRI | CAP430070 | EC000441 | EF000010 | EV000164 | 9.0
CAPRI | CAP430070 | EC000441 | EF000025 | Oui | 9.0
CAPRI | CAP430070 | EC000441 | EF000084 | Oui | 9.0
CAPRI | CAP430070 | EC000441 | EF000116 | 7035 | 9.0
CAPRI | CAP430070 | EC000441 | EF000139 | EV006034 | 9.0
CAPRI | CAP430070 | EC000441 | EF000177 | 15 | 9.0
CAPRI | CAP430070 | EC000441 | EF000368 | 9 | 9.0
CAPRI | CAP430070 | EC000441 | EF000734 | Non | 9.0
CAPRI | CAP430070 | EC000441 | EF000878 | Oui | 9.0
CAPRI | CAP430070 | EC000441 | EF000881 | Non | 9.0
CAPRI | CAP430070 | EC000441 | EF001062 | Non | 9.0
CAPRI | CAP430070 | EC000441 | EF001210 | Non | 9.0
CAPRI | CAP430070 | EC000441 | EF001217 | EV009696 | 9.0
CAPRI | CAP430070 | EC000441 | EF001257 | EV000402 | 9.0
CAPRI | CAP430070 | EC000441 | EF001742 | -5 | 9.0
CAPRI | CAP430070 | EC000441 | EF001742 | 70 | 9.0
CAPRI | CAP430070 | EC000441 | EF001758 | EV003695 | 9.0
CAPRI | CAP430070 | EC000441 | EF002169 | EV000139 | 9.0
CAPRI | CAP430070 | EC000441 | EF003712 | 1,27 | 9.0
CAPRI | CAP430070 | EC000441 | EF004191 | Non | 9.0
CAPRI | CAP430070 | EC000441 | EF004685 | Non | 9.0
CAPRI | CAP430070 | EC000441 | EF005004 | Non | 9.0
CAPRI | CAP430070 | EC000441 | EF005049 | Non | 9.0
CAPRI | CAP430070 | EC000441 | EF005268 | 16,5 | 9.0
CAPRI | CAP430070 | EC000441 | EF005337 | Non | 9.0
CAPRI | CAP430070 | EC000441 | EF005466 | 3 | 9.0
CAPRI | CAP430070 | EC000441 | EF005466 | 6 | 9.0
CAPRI | CAP430070 | EC000441 | EF005474 | EV006619 | 9.0
CAPRI | CAP430070 | EC000441 | EF005728 | EV000494 | 9.0
CAPRI | CAP430070 | EC000441 | EF007839 | 7 | 9.0
CAPRI | CAP430070 | EC000441 | EF008404 | EV000494 | 9.0
CAPRI | CAP430070 | EC000441 | EF012184 | Non | 9.0
CAPRI | CAP430070 | EC000441 | EF012547 | Non | 9.0
CAPRI | CAP430070 | EC000441 | EF024919 | Non | 9.0
CAPRI | CAP430090 | EC000441 | EF000007 | EV000270 | 9.0
CAPRI | CAP430090 | EC000441 | EF000010 | EV000164 | 9.0
CAPRI | CAP430090 | EC000441 | EF000025 | Oui | 9.0
CAPRI | CAP430090 | EC000441 | EF000084 | Oui | 9.0
CAPRI | CAP430090 | EC000441 | EF000116 | 7035 | 9.0
CAPRI | CAP430090 | EC000441 | EF000139 | EV006034 | 9.0
CAPRI | CAP430090 | EC000441 | EF000177 | 19 | 9.0
CAPRI | CAP430090 | EC000441 | EF000368 | 9 | 9.0
CAPRI | CAP430090 | EC000441 | EF000734 | Non | 9.0
CAPRI | CAP430090 | EC000441 | EF000878 | Oui | 9.0
CAPRI | CAP430090 | EC000441 | EF000881 | Non | 9.0
CAPRI | CAP430090 | EC000441 | EF001062 | Non | 9.0
CAPRI | CAP430090 | EC000441 | EF001210 | Non | 9.0
CAPRI | CAP430090 | EC000441 | EF001217 | EV009696 | 9.0
CAPRI | CAP430090 | EC000441 | EF001257 | EV000402 | 9.0
CAPRI | CAP430090 | EC000441 | EF001742 | -5 | 9.0
CAPRI | CAP430090 | EC000441 | EF001742 | 70 | 9.0
CAPRI | CAP430090 | EC000441 | EF001758 | EV003695 | 9.0
CAPRI | CAP430090 | EC000441 | EF002169 | EV000139 | 9.0
CAPRI | CAP430090 | EC000441 | EF003712 | 1,41 | 9.0
CAPRI | CAP430090 | EC000441 | EF004191 | Non | 9.0
CAPRI | CAP430090 | EC000441 | EF004685 | Non | 9.0
CAPRI | CAP430090 | EC000441 | EF005004 | Non | 9.0
CAPRI | CAP430090 | EC000441 | EF005049 | Non | 9.0
CAPRI | CAP430090 | EC000441 | EF005268 | 20,9 | 9.0
CAPRI | CAP430090 | EC000441 | EF005337 | Non | 9.0
CAPRI | CAP430090 | EC000441 | EF005466 | 4 | 9.0
CAPRI | CAP430090 | EC000441 | EF005466 | 8 | 9.0
CAPRI | CAP430090 | EC000441 | EF005474 | EV006619 | 9.0
CAPRI | CAP430090 | EC000441 | EF005728 | EV000494 | 9.0
CAPRI | CAP430090 | EC000441 | EF007839 | 9 | 9.0
CAPRI | CAP430090 | EC000441 | EF008404 | EV000494 | 9.0
CAPRI | CAP430090 | EC000441 | EF012184 | Non | 9.0
CAPRI | CAP430090 | EC000441 | EF012547 | Non | 9.0
CAPRI | CAP430090 | EC000441 | EF024919 | Non | 9.0
CAPRI | CAP430110 | EC000441 | EF000007 | EV000270 | 9.0
CAPRI | CAP430110 | EC000441 | EF000010 | EV000164 | 9.0
CAPRI | CAP430110 | EC000441 | EF000025 | Oui | 9.0
CAPRI | CAP430110 | EC000441 | EF000084 | Oui | 9.0
CAPRI | CAP430110 | EC000441 | EF000116 | 7035 | 9.0
CAPRI | CAP430110 | EC000441 | EF000139 | EV006034 | 9.0
CAPRI | CAP430110 | EC000441 | EF000177 | 22 | 9.0
CAPRI | CAP430110 | EC000441 | EF000368 | 9 | 9.0
CAPRI | CAP430110 | EC000441 | EF000734 | Non | 9.0
CAPRI | CAP430110 | EC000441 | EF000878 | Oui | 9.0
CAPRI | CAP430110 | EC000441 | EF000881 | Non | 9.0
CAPRI | CAP430110 | EC000441 | EF001062 | Non | 9.0
CAPRI | CAP430110 | EC000441 | EF001210 | Non | 9.0
CAPRI | CAP430110 | EC000441 | EF001217 | EV009696 | 9.0
CAPRI | CAP430110 | EC000441 | EF001257 | EV000402 | 9.0
CAPRI | CAP430110 | EC000441 | EF001742 | -5 | 9.0
CAPRI | CAP430110 | EC000441 | EF001742 | 70 | 9.0
CAPRI | CAP430110 | EC000441 | EF001758 | EV003695 | 9.0
CAPRI | CAP430110 | EC000441 | EF002169 | EV000139 | 9.0
CAPRI | CAP430110 | EC000441 | EF003712 | 1,41 | 9.0
CAPRI | CAP430110 | EC000441 | EF004191 | Non | 9.0
CAPRI | CAP430110 | EC000441 | EF004685 | Non | 9.0
CAPRI | CAP430110 | EC000441 | EF005004 | Non | 9.0
CAPRI | CAP430110 | EC000441 | EF005049 | Non | 9.0
CAPRI | CAP430110 | EC000441 | EF005268 | 24,2 | 9.0
CAPRI | CAP430110 | EC000441 | EF005337 | Non | 9.0
CAPRI | CAP430110 | EC000441 | EF005466 | 10 | 9.0
CAPRI | CAP430110 | EC000441 | EF005466 | 5 | 9.0
CAPRI | CAP430110 | EC000441 | EF005474 | EV006619 | 9.0
CAPRI | CAP430110 | EC000441 | EF005728 | EV000494 | 9.0
CAPRI | CAP430110 | EC000441 | EF007839 | 11 | 9.0
CAPRI | CAP430110 | EC000441 | EF008404 | EV000494 | 9.0
CAPRI | CAP430110 | EC000441 | EF012184 | Non | 9.0
CAPRI | CAP430110 | EC000441 | EF012547 | Non | 9.0
CAPRI | CAP430110 | EC000441 | EF024919 | Non | 9.0
CAPRI | CAP430130 | EC000441 | EF000007 | EV000270 | 9.0
CAPRI | CAP430130 | EC000441 | EF000010 | EV000164 | 9.0
CAPRI | CAP430130 | EC000441 | EF000025 | Oui | 9.0
CAPRI | CAP430130 | EC000441 | EF000084 | Oui | 9.0
CAPRI | CAP430130 | EC000441 | EF000116 | 7035 | 9.0
CAPRI | CAP430130 | EC000441 | EF000139 | EV006034 | 9.0
CAPRI | CAP430130 | EC000441 | EF000177 | 24 | 9.0
CAPRI | CAP430130 | EC000441 | EF000368 | 10 | 9.0
CAPRI | CAP430130 | EC000441 | EF000734 | Non | 9.0
CAPRI | CAP430130 | EC000441 | EF000878 | Oui | 9.0
CAPRI | CAP430130 | EC000441 | EF000881 | Non | 9.0
CAPRI | CAP430130 | EC000441 | EF001062 | Non | 9.0
CAPRI | CAP430130 | EC000441 | EF001210 | Non | 9.0
CAPRI | CAP430130 | EC000441 | EF001217 | EV009696 | 9.0
CAPRI | CAP430130 | EC000441 | EF001257 | EV000402 | 9.0
CAPRI | CAP430130 | EC000441 | EF001742 | -5 | 9.0
CAPRI | CAP430130 | EC000441 | EF001742 | 70 | 9.0
CAPRI | CAP430130 | EC000441 | EF001758 | EV003695 | 9.0
CAPRI | CAP430130 | EC000441 | EF002169 | EV000139 | 9.0
CAPRI | CAP430130 | EC000441 | EF003712 | 1,41 | 9.0
CAPRI | CAP430130 | EC000441 | EF004191 | Non | 9.0
CAPRI | CAP430130 | EC000441 | EF004685 | Non | 9.0
CAPRI | CAP430130 | EC000441 | EF005004 | Non | 9.0
CAPRI | CAP430130 | EC000441 | EF005049 | Non | 9.0
CAPRI | CAP430130 | EC000441 | EF005268 | 26,4 | 9.0
CAPRI | CAP430130 | EC000441 | EF005337 | Non | 9.0
CAPRI | CAP430130 | EC000441 | EF005466 | 13 | 9.0
CAPRI | CAP430130 | EC000441 | EF005466 | 7,5 | 9.0
CAPRI | CAP430130 | EC000441 | EF005474 | EV006619 | 9.0
CAPRI | CAP430130 | EC000441 | EF005728 | EV000494 | 9.0
CAPRI | CAP430130 | EC000441 | EF007839 | 13 | 9.0
CAPRI | CAP430130 | EC000441 | EF008404 | EV000494 | 9.0
CAPRI | CAP430130 | EC000441 | EF012184 | Non | 9.0
CAPRI | CAP430130 | EC000441 | EF012547 | Non | 9.0
CAPRI | CAP430130 | EC000441 | EF024919 | Non | 9.0
CAPRI | CAP430160 | EC000441 | EF000007 | EV000270 | 9.0
CAPRI | CAP430160 | EC000441 | EF000010 | EV000164 | 9.0
CAPRI | CAP430160 | EC000441 | EF000025 | Oui | 9.0
CAPRI | CAP430160 | EC000441 | EF000084 | Oui | 9.0
CAPRI | CAP430160 | EC000441 | EF000116 | 7035 | 9.0
CAPRI | CAP430160 | EC000441 | EF000139 | EV006034 | 9.0
CAPRI | CAP430160 | EC000441 | EF000177 | 28 | 9.0
CAPRI | CAP430160 | EC000441 | EF000368 | 10 | 9.0
CAPRI | CAP430160 | EC000441 | EF000734 | Non | 9.0
CAPRI | CAP430160 | EC000441 | EF000878 | Oui | 9.0
CAPRI | CAP430160 | EC000441 | EF000881 | Non | 9.0
CAPRI | CAP430160 | EC000441 | EF001062 | Non | 9.0
CAPRI | CAP430160 | EC000441 | EF001210 | Non | 9.0
CAPRI | CAP430160 | EC000441 | EF001217 | EV009696 | 9.0
CAPRI | CAP430160 | EC000441 | EF001257 | EV000402 | 9.0
CAPRI | CAP430160 | EC000441 | EF001742 | -5 | 9.0
CAPRI | CAP430160 | EC000441 | EF001742 | 70 | 9.0
CAPRI | CAP430160 | EC000441 | EF001758 | EV003695 | 9.0
CAPRI | CAP430160 | EC000441 | EF002169 | EV000139 | 9.0
CAPRI | CAP430160 | EC000441 | EF003712 | 1,41 | 9.0
CAPRI | CAP430160 | EC000441 | EF004191 | Non | 9.0
CAPRI | CAP430160 | EC000441 | EF004685 | Non | 9.0
CAPRI | CAP430160 | EC000441 | EF005004 | Non | 9.0
CAPRI | CAP430160 | EC000441 | EF005049 | Non | 9.0
CAPRI | CAP430160 | EC000441 | EF005268 | 30,8 | 9.0
CAPRI | CAP430160 | EC000441 | EF005337 | Non | 9.0
CAPRI | CAP430160 | EC000441 | EF005466 | 15 | 9.0
CAPRI | CAP430160 | EC000441 | EF005466 | 9,5 | 9.0
CAPRI | CAP430160 | EC000441 | EF005474 | EV006619 | 9.0
CAPRI | CAP430160 | EC000441 | EF005728 | EV000494 | 9.0
CAPRI | CAP430160 | EC000441 | EF007839 | 16 | 9.0
CAPRI | CAP430160 | EC000441 | EF008404 | EV000494 | 9.0
CAPRI | CAP430160 | EC000441 | EF012184 | Non | 9.0
CAPRI | CAP430160 | EC000441 | EF012547 | Non | 9.0
CAPRI | CAP430160 | EC000441 | EF024919 | Non | 9.0
CAPRI | CAP430210 | EC000441 | EF000007 | EV000270 | 9.0
CAPRI | CAP430210 | EC000441 | EF000010 | EV000164 | 9.0
CAPRI | CAP430210 | EC000441 | EF000025 | Oui | 9.0
CAPRI | CAP430210 | EC000441 | EF000084 | Oui | 9.0
CAPRI | CAP430210 | EC000441 | EF000116 | 7035 | 9.0
CAPRI | CAP430210 | EC000441 | EF000139 | EV006034 | 9.0
CAPRI | CAP430210 | EC000441 | EF000177 | 32 | 9.0
CAPRI | CAP430210 | EC000441 | EF000368 | 11 | 9.0
CAPRI | CAP430210 | EC000441 | EF000734 | Non | 9.0
CAPRI | CAP430210 | EC000441 | EF000878 | Oui | 9.0
CAPRI | CAP430210 | EC000441 | EF000881 | Non | 9.0
CAPRI | CAP430210 | EC000441 | EF001062 | Non | 9.0
CAPRI | CAP430210 | EC000441 | EF001210 | Non | 9.0
CAPRI | CAP430210 | EC000441 | EF001217 | EV009696 | 9.0
CAPRI | CAP430210 | EC000441 | EF001257 | EV000402 | 9.0
CAPRI | CAP430210 | EC000441 | EF001742 | -5 | 9.0
CAPRI | CAP430210 | EC000441 | EF001742 | 70 | 9.0
CAPRI | CAP430210 | EC000441 | EF001758 | EV003695 | 9.0
CAPRI | CAP430210 | EC000441 | EF002169 | EV000139 | 9.0
CAPRI | CAP430210 | EC000441 | EF003712 | 1,587 | 9.0
CAPRI | CAP430210 | EC000441 | EF004191 | Non | 9.0
CAPRI | CAP430210 | EC000441 | EF004685 | Non | 9.0
CAPRI | CAP430210 | EC000441 | EF005004 | Non | 9.0
CAPRI | CAP430210 | EC000441 | EF005049 | Non | 9.0
CAPRI | CAP430210 | EC000441 | EF005268 | 35,2 | 9.0
CAPRI | CAP430210 | EC000441 | EF005337 | Non | 9.0
CAPRI | CAP430210 | EC000441 | EF005466 | 13 | 9.0
CAPRI | CAP430210 | EC000441 | EF005466 | 19 | 9.0
CAPRI | CAP430210 | EC000441 | EF005474 | EV006619 | 9.0
CAPRI | CAP430210 | EC000441 | EF005728 | EV000494 | 9.0
CAPRI | CAP430210 | EC000441 | EF007839 | 21 | 9.0
CAPRI | CAP430210 | EC000441 | EF008404 | EV000494 | 9.0
CAPRI | CAP430210 | EC000441 | EF012184 | Non | 9.0
CAPRI | CAP430210 | EC000441 | EF012547 | Non | 9.0
CAPRI | CAP430210 | EC000441 | EF024919 | Non | 9.0
CAPRI | CAP430290 | EC000441 | EF000007 | EV000270 | 9.0
CAPRI | CAP430290 | EC000441 | EF000010 | EV000164 | 9.0
CAPRI | CAP430290 | EC000441 | EF000025 | Oui | 9.0
CAPRI | CAP430290 | EC000441 | EF000084 | Oui | 9.0
CAPRI | CAP430290 | EC000441 | EF000116 | 7035 | 9.0
CAPRI | CAP430290 | EC000441 | EF000139 | EV006034 | 9.0
CAPRI | CAP430290 | EC000441 | EF000177 | 41 | 9.0
CAPRI | CAP430290 | EC000441 | EF000368 | 12 | 9.0
CAPRI | CAP430290 | EC000441 | EF000734 | Non | 9.0
CAPRI | CAP430290 | EC000441 | EF000878 | Oui | 9.0
CAPRI | CAP430290 | EC000441 | EF000881 | Non | 9.0
CAPRI | CAP430290 | EC000441 | EF001062 | Non | 9.0
CAPRI | CAP430290 | EC000441 | EF001210 | Non | 9.0
CAPRI | CAP430290 | EC000441 | EF001217 | EV009696 | 9.0
CAPRI | CAP430290 | EC000441 | EF001257 | EV000402 | 9.0
CAPRI | CAP430290 | EC000441 | EF001742 | -5 | 9.0
CAPRI | CAP430290 | EC000441 | EF001742 | 70 | 9.0
CAPRI | CAP430290 | EC000441 | EF001758 | EV003695 | 9.0
CAPRI | CAP430290 | EC000441 | EF002169 | EV000139 | 9.0
CAPRI | CAP430290 | EC000441 | EF003712 | 1,587 | 9.0
CAPRI | CAP430290 | EC000441 | EF004191 | Non | 9.0
CAPRI | CAP430290 | EC000441 | EF004685 | Non | 9.0
CAPRI | CAP430290 | EC000441 | EF005004 | Non | 9.0
CAPRI | CAP430290 | EC000441 | EF005049 | Non | 9.0
CAPRI | CAP430290 | EC000441 | EF005268 | 45,1 | 9.0
CAPRI | CAP430290 | EC000441 | EF005337 | Non | 9.0
CAPRI | CAP430290 | EC000441 | EF005466 | 15 | 9.0
CAPRI | CAP430290 | EC000441 | EF005466 | 25 | 9.0
CAPRI | CAP430290 | EC000441 | EF005474 | EV006619 | 9.0
CAPRI | CAP430290 | EC000441 | EF005728 | EV000494 | 9.0
CAPRI | CAP430290 | EC000441 | EF007839 | 29 | 9.0
CAPRI | CAP430290 | EC000441 | EF008404 | EV000494 | 9.0
CAPRI | CAP430290 | EC000441 | EF012184 | Non | 9.0
CAPRI | CAP430290 | EC000441 | EF012547 | Non | 9.0
CAPRI | CAP430290 | EC000441 | EF024919 | Non | 9.0
CAPRI | CAP430360 | EC000441 | EF000007 | EV000270 | 9.0
CAPRI | CAP430360 | EC000441 | EF000010 | EV000164 | 9.0
CAPRI | CAP430360 | EC000441 | EF000025 | Oui | 9.0
CAPRI | CAP430360 | EC000441 | EF000084 | Oui | 9.0
CAPRI | CAP430360 | EC000441 | EF000116 | 7035 | 9.0
CAPRI | CAP430360 | EC000441 | EF000139 | EV006034 | 9.0
CAPRI | CAP430360 | EC000441 | EF000177 | 52 | 9.0
CAPRI | CAP430360 | EC000441 | EF000368 | 14 | 9.0
CAPRI | CAP430360 | EC000441 | EF000734 | Non | 9.0
CAPRI | CAP430360 | EC000441 | EF000878 | Oui | 9.0
CAPRI | CAP430360 | EC000441 | EF000881 | Non | 9.0
CAPRI | CAP430360 | EC000441 | EF001062 | Non | 9.0
CAPRI | CAP430360 | EC000441 | EF001210 | Non | 9.0
CAPRI | CAP430360 | EC000441 | EF001217 | EV009696 | 9.0
CAPRI | CAP430360 | EC000441 | EF001257 | EV000402 | 9.0
CAPRI | CAP430360 | EC000441 | EF001742 | -5 | 9.0
CAPRI | CAP430360 | EC000441 | EF001742 | 70 | 9.0
CAPRI | CAP430360 | EC000441 | EF001758 | EV003695 | 9.0
CAPRI | CAP430360 | EC000441 | EF002169 | EV000139 | 9.0
CAPRI | CAP430360 | EC000441 | EF003712 | 1,587 | 9.0
CAPRI | CAP430360 | EC000441 | EF004191 | Non | 9.0
CAPRI | CAP430360 | EC000441 | EF004685 | Non | 9.0
CAPRI | CAP430360 | EC000441 | EF005004 | Non | 9.0
CAPRI | CAP430360 | EC000441 | EF005049 | Non | 9.0
CAPRI | CAP430360 | EC000441 | EF005268 | 57,2 | 9.0
CAPRI | CAP430360 | EC000441 | EF005337 | Non | 9.0
CAPRI | CAP430360 | EC000441 | EF005466 | 21 | 9.0
CAPRI | CAP430360 | EC000441 | EF005466 | 32 | 9.0
CAPRI | CAP430360 | EC000441 | EF005474 | EV006619 | 9.0
CAPRI | CAP430360 | EC000441 | EF005728 | EV000494 | 9.0
CAPRI | CAP430360 | EC000441 | EF007839 | 36 | 9.0
CAPRI | CAP430360 | EC000441 | EF008404 | EV000494 | 9.0
CAPRI | CAP430360 | EC000441 | EF012184 | Non | 9.0
CAPRI | CAP430360 | EC000441 | EF012547 | Non | 9.0
CAPRI | CAP430360 | EC000441 | EF024919 | Non | 9.0
CAPRI | CAP430420 | EC000441 | EF000007 | EV000270 | 9.0
CAPRI | CAP430420 | EC000441 | EF000010 | EV000164 | 9.0
CAPRI | CAP430420 | EC000441 | EF000025 | Oui | 9.0
CAPRI | CAP430420 | EC000441 | EF000084 | Oui | 9.0
CAPRI | CAP430420 | EC000441 | EF000116 | 7035 | 9.0
CAPRI | CAP430420 | EC000441 | EF000139 | EV006034 | 9.0
CAPRI | CAP430420 | EC000441 | EF000177 | 59 | 9.0
CAPRI | CAP430420 | EC000441 | EF000368 | 16 | 9.0
CAPRI | CAP430420 | EC000441 | EF000734 | Non | 9.0
CAPRI | CAP430420 | EC000441 | EF000878 | Oui | 9.0
CAPRI | CAP430420 | EC000441 | EF000881 | Non | 9.0
CAPRI | CAP430420 | EC000441 | EF001062 | Non | 9.0
CAPRI | CAP430420 | EC000441 | EF001210 | Non | 9.0
CAPRI | CAP430420 | EC000441 | EF001217 | EV009696 | 9.0
CAPRI | CAP430420 | EC000441 | EF001257 | EV000402 | 9.0
CAPRI | CAP430420 | EC000441 | EF001742 | -5 | 9.0
CAPRI | CAP430420 | EC000441 | EF001742 | 70 | 9.0
CAPRI | CAP430420 | EC000441 | EF001758 | EV003695 | 9.0
CAPRI | CAP430420 | EC000441 | EF002169 | EV000139 | 9.0
CAPRI | CAP430420 | EC000441 | EF003712 | 1,587 | 9.0
CAPRI | CAP430420 | EC000441 | EF004191 | Non | 9.0
CAPRI | CAP430420 | EC000441 | EF004685 | Non | 9.0
CAPRI | CAP430420 | EC000441 | EF005004 | Non | 9.0
CAPRI | CAP430420 | EC000441 | EF005049 | Non | 9.0
CAPRI | CAP430420 | EC000441 | EF005268 | 64,9 | 9.0
CAPRI | CAP430420 | EC000441 | EF005337 | Non | 9.0
CAPRI | CAP430420 | EC000441 | EF005466 | 26 | 9.0
CAPRI | CAP430420 | EC000441 | EF005466 | 38 | 9.0
CAPRI | CAP430420 | EC000441 | EF005474 | EV006619 | 9.0
CAPRI | CAP430420 | EC000441 | EF005728 | EV000494 | 9.0
CAPRI | CAP430420 | EC000441 | EF007839 | 42 | 9.0
CAPRI | CAP430420 | EC000441 | EF008404 | EV000494 | 9.0
CAPRI | CAP430420 | EC000441 | EF012184 | Non | 9.0
CAPRI | CAP430420 | EC000441 | EF012547 | Non | 9.0
CAPRI | CAP430420 | EC000441 | EF024919 | Non | 9.0
CAPRI | CAP430480 | EC000441 | EF000007 | EV000270 | 9.0
CAPRI | CAP430480 | EC000441 | EF000010 | EV000164 | 9.0
CAPRI | CAP430480 | EC000441 | EF000025 | Oui | 9.0
CAPRI | CAP430480 | EC000441 | EF000084 | Oui | 9.0
CAPRI | CAP430480 | EC000441 | EF000116 | 7035 | 9.0
CAPRI | CAP430480 | EC000441 | EF000139 | EV006034 | 9.0
CAPRI | CAP430480 | EC000441 | EF000177 | 65 | 9.0
CAPRI | CAP430480 | EC000441 | EF000368 | 18 | 9.0
CAPRI | CAP430480 | EC000441 | EF000734 | Non | 9.0
CAPRI | CAP430480 | EC000441 | EF000878 | Oui | 9.0
CAPRI | CAP430480 | EC000441 | EF000881 | Non | 9.0
CAPRI | CAP430480 | EC000441 | EF001062 | Non | 9.0
CAPRI | CAP430480 | EC000441 | EF001210 | Non | 9.0
CAPRI | CAP430480 | EC000441 | EF001217 | EV009696 | 9.0
CAPRI | CAP430480 | EC000441 | EF001257 | EV000402 | 9.0
CAPRI | CAP430480 | EC000441 | EF001742 | -5 | 9.0
CAPRI | CAP430480 | EC000441 | EF001742 | 70 | 9.0
CAPRI | CAP430480 | EC000441 | EF001758 | EV003695 | 9.0
CAPRI | CAP430480 | EC000441 | EF002169 | EV000139 | 9.0
CAPRI | CAP430480 | EC000441 | EF003712 | 1,588 | 9.0
CAPRI | CAP430480 | EC000441 | EF004191 | Non | 9.0
CAPRI | CAP430480 | EC000441 | EF004685 | Non | 9.0
CAPRI | CAP430480 | EC000441 | EF005004 | Non | 9.0
CAPRI | CAP430480 | EC000441 | EF005049 | Non | 9.0
CAPRI | CAP430480 | EC000441 | EF005268 | 71,5 | 9.0
CAPRI | CAP430480 | EC000441 | EF005337 | Non | 9.0
CAPRI | CAP430480 | EC000441 | EF005466 | 31 | 9.0
CAPRI | CAP430480 | EC000441 | EF005466 | 44 | 9.0
CAPRI | CAP430480 | EC000441 | EF005474 | EV006619 | 9.0
CAPRI | CAP430480 | EC000441 | EF005728 | EV000494 | 9.0
CAPRI | CAP430480 | EC000441 | EF007839 | 48 | 9.0
CAPRI | CAP430480 | EC000441 | EF008404 | EV000494 | 9.0
CAPRI | CAP430480 | EC000441 | EF012184 | Non | 9.0
CAPRI | CAP430480 | EC000441 | EF012547 | Non | 9.0
CAPRI | CAP430480 | EC000441 | EF024919 | Non | 9.0
CAPRI | CAP437071 | EC000441 | EF000007 | EV000270 | 9.0
CAPRI | CAP437071 | EC000441 | EF000010 | EV000164 | 9.0
CAPRI | CAP437071 | EC000441 | EF000025 | Oui | 9.0
CAPRI | CAP437071 | EC000441 | EF000084 | Oui | 9.0
CAPRI | CAP437071 | EC000441 | EF000116 | 7035 | 9.0
CAPRI | CAP437071 | EC000441 | EF000139 | EV006034 | 9.0
CAPRI | CAP437071 | EC000441 | EF000177 | 15 | 9.0
CAPRI | CAP437071 | EC000441 | EF000368 | 9 | 9.0
CAPRI | CAP437071 | EC000441 | EF000734 | Non | 9.0
CAPRI | CAP437071 | EC000441 | EF000878 | Oui | 9.0
CAPRI | CAP437071 | EC000441 | EF000881 | Non | 9.0
CAPRI | CAP437071 | EC000441 | EF001062 | Non | 9.0
CAPRI | CAP437071 | EC000441 | EF001210 | Non | 9.0
CAPRI | CAP437071 | EC000441 | EF001217 | EV009696 | 9.0
CAPRI | CAP437071 | EC000441 | EF001257 | EV000402 | 9.0
CAPRI | CAP437071 | EC000441 | EF001742 | -5 | 9.0
CAPRI | CAP437071 | EC000441 | EF001742 | 70 | 9.0
CAPRI | CAP437071 | EC000441 | EF001758 | EV003695 | 9.0
CAPRI | CAP437071 | EC000441 | EF002169 | EV000139 | 9.0
CAPRI | CAP437071 | EC000441 | EF003712 | 1,27 | 9.0
CAPRI | CAP437071 | EC000441 | EF004191 | Non | 9.0
CAPRI | CAP437071 | EC000441 | EF004685 | Non | 9.0
CAPRI | CAP437071 | EC000441 | EF005004 | Non | 9.0
CAPRI | CAP437071 | EC000441 | EF005049 | Oui | 9.0
CAPRI | CAP437071 | EC000441 | EF005268 | 16,5 | 9.0
CAPRI | CAP437071 | EC000441 | EF005337 | Non | 9.0
CAPRI | CAP437071 | EC000441 | EF005466 | 3 | 9.0
CAPRI | CAP437071 | EC000441 | EF005466 | 6 | 9.0
CAPRI | CAP437071 | EC000441 | EF005474 | EV006619 | 9.0
CAPRI | CAP437071 | EC000441 | EF005728 | EV000494 | 9.0
CAPRI | CAP437071 | EC000441 | EF007839 | 7 | 9.0
CAPRI | CAP437071 | EC000441 | EF008404 | EV000494 | 9.0
CAPRI | CAP437071 | EC000441 | EF012184 | Non | 9.0
CAPRI | CAP437071 | EC000441 | EF012547 | Non | 9.0
CAPRI | CAP437071 | EC000441 | EF024919 | Non | 9.0
CAPRI | CAP437072 | EC000441 | EF000007 | EV000270 | 9.0
CAPRI | CAP437072 | EC000441 | EF000010 | EV000164 | 9.0
CAPRI | CAP437072 | EC000441 | EF000025 | Oui | 9.0
CAPRI | CAP437072 | EC000441 | EF000084 | Oui | 9.0
CAPRI | CAP437072 | EC000441 | EF000116 | 7035 | 9.0
CAPRI | CAP437072 | EC000441 | EF000139 | EV006034 | 9.0
CAPRI | CAP437072 | EC000441 | EF000177 | 15 | 9.0
CAPRI | CAP437072 | EC000441 | EF000368 | 9 | 9.0
CAPRI | CAP437072 | EC000441 | EF000734 | Non | 9.0
CAPRI | CAP437072 | EC000441 | EF000878 | Oui | 9.0
CAPRI | CAP437072 | EC000441 | EF000881 | Non | 9.0
CAPRI | CAP437072 | EC000441 | EF001062 | Non | 9.0
CAPRI | CAP437072 | EC000441 | EF001210 | Non | 9.0
CAPRI | CAP437072 | EC000441 | EF001217 | EV009696 | 9.0
CAPRI | CAP437072 | EC000441 | EF001257 | EV000402 | 9.0
CAPRI | CAP437072 | EC000441 | EF001742 | -5 | 9.0
CAPRI | CAP437072 | EC000441 | EF001742 | 70 | 9.0
CAPRI | CAP437072 | EC000441 | EF001758 | EV003695 | 9.0
CAPRI | CAP437072 | EC000441 | EF002169 | EV000139 | 9.0
CAPRI | CAP437072 | EC000441 | EF003712 | 1,27 | 9.0
CAPRI | CAP437072 | EC000441 | EF004191 | Non | 9.0
CAPRI | CAP437072 | EC000441 | EF004685 | Non | 9.0
CAPRI | CAP437072 | EC000441 | EF005004 | Non | 9.0
CAPRI | CAP437072 | EC000441 | EF005049 | Oui | 9.0
CAPRI | CAP437072 | EC000441 | EF005268 | 16,5 | 9.0
CAPRI | CAP437072 | EC000441 | EF005337 | Non | 9.0
CAPRI | CAP437072 | EC000441 | EF005466 | 3 | 9.0
CAPRI | CAP437072 | EC000441 | EF005466 | 6 | 9.0
CAPRI | CAP437072 | EC000441 | EF005474 | EV006619 | 9.0
CAPRI | CAP437072 | EC000441 | EF005728 | EV000494 | 9.0
CAPRI | CAP437072 | EC000441 | EF007839 | 7 | 9.0
CAPRI | CAP437072 | EC000441 | EF008404 | EV000494 | 9.0
CAPRI | CAP437072 | EC000441 | EF012184 | Non | 9.0
CAPRI | CAP437072 | EC000441 | EF012547 | Non | 9.0
CAPRI | CAP437072 | EC000441 | EF024919 | Non | 9.0
CAPRI | CAP437091 | EC000441 | EF000007 | EV000270 | 9.0
CAPRI | CAP437091 | EC000441 | EF000010 | EV000164 | 9.0
CAPRI | CAP437091 | EC000441 | EF000025 | Oui | 9.0
CAPRI | CAP437091 | EC000441 | EF000084 | Oui | 9.0
CAPRI | CAP437091 | EC000441 | EF000116 | 7035 | 9.0
CAPRI | CAP437091 | EC000441 | EF000139 | EV006034 | 9.0
CAPRI | CAP437091 | EC000441 | EF000177 | 19 | 9.0
CAPRI | CAP437091 | EC000441 | EF000368 | 9 | 9.0
CAPRI | CAP437091 | EC000441 | EF000734 | Non | 9.0
CAPRI | CAP437091 | EC000441 | EF000878 | Oui | 9.0
CAPRI | CAP437091 | EC000441 | EF000881 | Non | 9.0
CAPRI | CAP437091 | EC000441 | EF001062 | Non | 9.0
CAPRI | CAP437091 | EC000441 | EF001210 | Non | 9.0
CAPRI | CAP437091 | EC000441 | EF001217 | EV009696 | 9.0
CAPRI | CAP437091 | EC000441 | EF001257 | EV000402 | 9.0
CAPRI | CAP437091 | EC000441 | EF001742 | -5 | 9.0
CAPRI | CAP437091 | EC000441 | EF001742 | 70 | 9.0
CAPRI | CAP437091 | EC000441 | EF001758 | EV003695 | 9.0
CAPRI | CAP437091 | EC000441 | EF002169 | EV000139 | 9.0
CAPRI | CAP437091 | EC000441 | EF003712 | 1,41 | 9.0
CAPRI | CAP437091 | EC000441 | EF004191 | Non | 9.0
CAPRI | CAP437091 | EC000441 | EF004685 | Non | 9.0
CAPRI | CAP437091 | EC000441 | EF005004 | Non | 9.0
CAPRI | CAP437091 | EC000441 | EF005049 | Oui | 9.0
CAPRI | CAP437091 | EC000441 | EF005268 | 20,9 | 9.0
CAPRI | CAP437091 | EC000441 | EF005337 | Non | 9.0
CAPRI | CAP437091 | EC000441 | EF005466 | 4 | 9.0
CAPRI | CAP437091 | EC000441 | EF005466 | 8 | 9.0
CAPRI | CAP437091 | EC000441 | EF005474 | EV006619 | 9.0
CAPRI | CAP437091 | EC000441 | EF005728 | EV000494 | 9.0
CAPRI | CAP437091 | EC000441 | EF007839 | 9 | 9.0
CAPRI | CAP437091 | EC000441 | EF008404 | EV000494 | 9.0
CAPRI | CAP437091 | EC000441 | EF012184 | Non | 9.0
CAPRI | CAP437091 | EC000441 | EF012547 | Non | 9.0
CAPRI | CAP437091 | EC000441 | EF024919 | Non | 9.0
CAPRI | CAP437092 | EC000441 | EF000007 | EV000270 | 9.0
CAPRI | CAP437092 | EC000441 | EF000010 | EV000164 | 9.0
CAPRI | CAP437092 | EC000441 | EF000025 | Oui | 9.0
CAPRI | CAP437092 | EC000441 | EF000084 | Oui | 9.0
CAPRI | CAP437092 | EC000441 | EF000116 | 7035 | 9.0
CAPRI | CAP437092 | EC000441 | EF000139 | EV006034 | 9.0
CAPRI | CAP437092 | EC000441 | EF000177 | 19 | 9.0
CAPRI | CAP437092 | EC000441 | EF000368 | 9 | 9.0
CAPRI | CAP437092 | EC000441 | EF000734 | Non | 9.0
CAPRI | CAP437092 | EC000441 | EF000878 | Oui | 9.0
CAPRI | CAP437092 | EC000441 | EF000881 | Non | 9.0
CAPRI | CAP437092 | EC000441 | EF001062 | Non | 9.0
CAPRI | CAP437092 | EC000441 | EF001210 | Non | 9.0
CAPRI | CAP437092 | EC000441 | EF001217 | EV009696 | 9.0
CAPRI | CAP437092 | EC000441 | EF001257 | EV000402 | 9.0
CAPRI | CAP437092 | EC000441 | EF001742 | -5 | 9.0
CAPRI | CAP437092 | EC000441 | EF001742 | 70 | 9.0
CAPRI | CAP437092 | EC000441 | EF001758 | EV003695 | 9.0
CAPRI | CAP437092 | EC000441 | EF002169 | EV000139 | 9.0
CAPRI | CAP437092 | EC000441 | EF003712 | 1,41 | 9.0
CAPRI | CAP437092 | EC000441 | EF004191 | Non | 9.0
CAPRI | CAP437092 | EC000441 | EF004685 | Non | 9.0
CAPRI | CAP437092 | EC000441 | EF005004 | Non | 9.0
CAPRI | CAP437092 | EC000441 | EF005049 | Oui | 9.0
CAPRI | CAP437092 | EC000441 | EF005268 | 20,9 | 9.0
CAPRI | CAP437092 | EC000441 | EF005337 | Non | 9.0
CAPRI | CAP437092 | EC000441 | EF005466 | 4 | 9.0
CAPRI | CAP437092 | EC000441 | EF005466 | 8 | 9.0
CAPRI | CAP437092 | EC000441 | EF005474 | EV006619 | 9.0
CAPRI | CAP437092 | EC000441 | EF005728 | EV000494 | 9.0
CAPRI | CAP437092 | EC000441 | EF007839 | 9 | 9.0
CAPRI | CAP437092 | EC000441 | EF008404 | EV000494 | 9.0
CAPRI | CAP437092 | EC000441 | EF012184 | Non | 9.0
CAPRI | CAP437092 | EC000441 | EF012547 | Non | 9.0
CAPRI | CAP437092 | EC000441 | EF024919 | Non | 9.0
CAPRI | CAP437111 | EC000441 | EF000007 | EV000270 | 9.0
CAPRI | CAP437111 | EC000441 | EF000010 | EV000164 | 9.0
CAPRI | CAP437111 | EC000441 | EF000025 | Oui | 9.0
CAPRI | CAP437111 | EC000441 | EF000084 | Oui | 9.0
CAPRI | CAP437111 | EC000441 | EF000116 | 7035 | 9.0
CAPRI | CAP437111 | EC000441 | EF000139 | EV006034 | 9.0
CAPRI | CAP437111 | EC000441 | EF000177 | 22 | 9.0
CAPRI | CAP437111 | EC000441 | EF000368 | 9 | 9.0
CAPRI | CAP437111 | EC000441 | EF000734 | Non | 9.0
CAPRI | CAP437111 | EC000441 | EF000878 | Oui | 9.0
CAPRI | CAP437111 | EC000441 | EF000881 | Non | 9.0
CAPRI | CAP437111 | EC000441 | EF001062 | Non | 9.0
CAPRI | CAP437111 | EC000441 | EF001210 | Non | 9.0
CAPRI | CAP437111 | EC000441 | EF001217 | EV009696 | 9.0
CAPRI | CAP437111 | EC000441 | EF001257 | EV000402 | 9.0
CAPRI | CAP437111 | EC000441 | EF001742 | -5 | 9.0
CAPRI | CAP437111 | EC000441 | EF001742 | 70 | 9.0
CAPRI | CAP437111 | EC000441 | EF001758 | EV003695 | 9.0
CAPRI | CAP437111 | EC000441 | EF002169 | EV000139 | 9.0
CAPRI | CAP437111 | EC000441 | EF003712 | 1,41 | 9.0
CAPRI | CAP437111 | EC000441 | EF004191 | Non | 9.0
CAPRI | CAP437111 | EC000441 | EF004685 | Non | 9.0
CAPRI | CAP437111 | EC000441 | EF005004 | Non | 9.0
CAPRI | CAP437111 | EC000441 | EF005049 | Oui | 9.0
CAPRI | CAP437111 | EC000441 | EF005268 | 24,2 | 9.0
CAPRI | CAP437111 | EC000441 | EF005337 | Non | 9.0
CAPRI | CAP437111 | EC000441 | EF005466 | 10 | 9.0
CAPRI | CAP437111 | EC000441 | EF005466 | 5 | 9.0
CAPRI | CAP437111 | EC000441 | EF005474 | EV006619 | 9.0
CAPRI | CAP437111 | EC000441 | EF005728 | EV000494 | 9.0
CAPRI | CAP437111 | EC000441 | EF007839 | 11 | 9.0
CAPRI | CAP437111 | EC000441 | EF008404 | EV000494 | 9.0
CAPRI | CAP437111 | EC000441 | EF012184 | Non | 9.0
CAPRI | CAP437111 | EC000441 | EF012547 | Non | 9.0
CAPRI | CAP437111 | EC000441 | EF024919 | Non | 9.0
CAPRI | CAP437112 | EC000441 | EF000007 | EV000270 | 9.0
CAPRI | CAP437112 | EC000441 | EF000010 | EV000164 | 9.0
CAPRI | CAP437112 | EC000441 | EF000025 | Oui | 9.0
CAPRI | CAP437112 | EC000441 | EF000084 | Oui | 9.0
CAPRI | CAP437112 | EC000441 | EF000116 | 7035 | 9.0
CAPRI | CAP437112 | EC000441 | EF000139 | EV006034 | 9.0
CAPRI | CAP437112 | EC000441 | EF000177 | 22 | 9.0
CAPRI | CAP437112 | EC000441 | EF000368 | 9 | 9.0
CAPRI | CAP437112 | EC000441 | EF000734 | Non | 9.0
CAPRI | CAP437112 | EC000441 | EF000878 | Oui | 9.0
CAPRI | CAP437112 | EC000441 | EF000881 | Non | 9.0
CAPRI | CAP437112 | EC000441 | EF001062 | Non | 9.0
CAPRI | CAP437112 | EC000441 | EF001210 | Non | 9.0
CAPRI | CAP437112 | EC000441 | EF001217 | EV009696 | 9.0
CAPRI | CAP437112 | EC000441 | EF001257 | EV000402 | 9.0
CAPRI | CAP437112 | EC000441 | EF001742 | -5 | 9.0
CAPRI | CAP437112 | EC000441 | EF001742 | 70 | 9.0
CAPRI | CAP437112 | EC000441 | EF001758 | EV003695 | 9.0
CAPRI | CAP437112 | EC000441 | EF002169 | EV000139 | 9.0
CAPRI | CAP437112 | EC000441 | EF003712 | 1,41 | 9.0
CAPRI | CAP437112 | EC000441 | EF004191 | Non | 9.0
CAPRI | CAP437112 | EC000441 | EF004685 | Non | 9.0
CAPRI | CAP437112 | EC000441 | EF005004 | Non | 9.0
CAPRI | CAP437112 | EC000441 | EF005049 | Oui | 9.0
CAPRI | CAP437112 | EC000441 | EF005268 | 24,2 | 9.0
CAPRI | CAP437112 | EC000441 | EF005337 | Non | 9.0
CAPRI | CAP437112 | EC000441 | EF005466 | 10 | 9.0
CAPRI | CAP437112 | EC000441 | EF005466 | 5 | 9.0
CAPRI | CAP437112 | EC000441 | EF005474 | EV006619 | 9.0
CAPRI | CAP437112 | EC000441 | EF005728 | EV000494 | 9.0
CAPRI | CAP437112 | EC000441 | EF007839 | 11 | 9.0
CAPRI | CAP437112 | EC000441 | EF008404 | EV000494 | 9.0
CAPRI | CAP437112 | EC000441 | EF012184 | Non | 9.0
CAPRI | CAP437112 | EC000441 | EF012547 | Non | 9.0
CAPRI | CAP437112 | EC000441 | EF024919 | Non | 9.0
CAPRI | CAP437131 | EC000441 | EF000007 | EV000270 | 9.0
CAPRI | CAP437131 | EC000441 | EF000010 | EV000164 | 9.0
CAPRI | CAP437131 | EC000441 | EF000025 | Oui | 9.0
CAPRI | CAP437131 | EC000441 | EF000084 | Oui | 9.0
CAPRI | CAP437131 | EC000441 | EF000116 | 7035 | 9.0
CAPRI | CAP437131 | EC000441 | EF000139 | EV006034 | 9.0
CAPRI | CAP437131 | EC000441 | EF000177 | 24 | 9.0
CAPRI | CAP437131 | EC000441 | EF000368 | 10 | 9.0
CAPRI | CAP437131 | EC000441 | EF000734 | Non | 9.0
CAPRI | CAP437131 | EC000441 | EF000878 | Oui | 9.0
CAPRI | CAP437131 | EC000441 | EF000881 | Non | 9.0
CAPRI | CAP437131 | EC000441 | EF001062 | Non | 9.0
CAPRI | CAP437131 | EC000441 | EF001210 | Non | 9.0
CAPRI | CAP437131 | EC000441 | EF001217 | EV009696 | 9.0
CAPRI | CAP437131 | EC000441 | EF001257 | EV000402 | 9.0
CAPRI | CAP437131 | EC000441 | EF001742 | -5 | 9.0
CAPRI | CAP437131 | EC000441 | EF001742 | 70 | 9.0
CAPRI | CAP437131 | EC000441 | EF001758 | EV003695 | 9.0
CAPRI | CAP437131 | EC000441 | EF002169 | EV000139 | 9.0
CAPRI | CAP437131 | EC000441 | EF003712 | 1,41 | 9.0
CAPRI | CAP437131 | EC000441 | EF004191 | Non | 9.0
CAPRI | CAP437131 | EC000441 | EF004685 | Non | 9.0
CAPRI | CAP437131 | EC000441 | EF005004 | Non | 9.0
CAPRI | CAP437131 | EC000441 | EF005049 | Oui | 9.0
CAPRI | CAP437131 | EC000441 | EF005268 | 26,4 | 9.0
CAPRI | CAP437131 | EC000441 | EF005337 | Non | 9.0
CAPRI | CAP437131 | EC000441 | EF005466 | 13 | 9.0
CAPRI | CAP437131 | EC000441 | EF005466 | 7,5 | 9.0
CAPRI | CAP437131 | EC000441 | EF005474 | EV006619 | 9.0
CAPRI | CAP437131 | EC000441 | EF005728 | EV000494 | 9.0
CAPRI | CAP437131 | EC000441 | EF007839 | 13 | 9.0
CAPRI | CAP437131 | EC000441 | EF008404 | EV000494 | 9.0
CAPRI | CAP437131 | EC000441 | EF012184 | Non | 9.0
CAPRI | CAP437131 | EC000441 | EF012547 | Non | 9.0
CAPRI | CAP437131 | EC000441 | EF024919 | Non | 9.0
CAPRI | CAP437132 | EC000441 | EF000007 | EV000270 | 9.0
CAPRI | CAP437132 | EC000441 | EF000010 | EV000164 | 9.0
CAPRI | CAP437132 | EC000441 | EF000025 | Oui | 9.0
CAPRI | CAP437132 | EC000441 | EF000084 | Oui | 9.0
CAPRI | CAP437132 | EC000441 | EF000116 | 7035 | 9.0
CAPRI | CAP437132 | EC000441 | EF000139 | EV006034 | 9.0
CAPRI | CAP437132 | EC000441 | EF000177 | 24 | 9.0
CAPRI | CAP437132 | EC000441 | EF000368 | 10 | 9.0
CAPRI | CAP437132 | EC000441 | EF000734 | Non | 9.0
CAPRI | CAP437132 | EC000441 | EF000878 | Oui | 9.0
CAPRI | CAP437132 | EC000441 | EF000881 | Non | 9.0
CAPRI | CAP437132 | EC000441 | EF001062 | Non | 9.0
CAPRI | CAP437132 | EC000441 | EF001210 | Non | 9.0
CAPRI | CAP437132 | EC000441 | EF001217 | EV009696 | 9.0
CAPRI | CAP437132 | EC000441 | EF001257 | EV000402 | 9.0
CAPRI | CAP437132 | EC000441 | EF001742 | -5 | 9.0
CAPRI | CAP437132 | EC000441 | EF001742 | 70 | 9.0
CAPRI | CAP437132 | EC000441 | EF001758 | EV003695 | 9.0
CAPRI | CAP437132 | EC000441 | EF002169 | EV000139 | 9.0
CAPRI | CAP437132 | EC000441 | EF003712 | 1,41 | 9.0
CAPRI | CAP437132 | EC000441 | EF004191 | Non | 9.0
CAPRI | CAP437132 | EC000441 | EF004685 | Non | 9.0
CAPRI | CAP437132 | EC000441 | EF005004 | Non | 9.0
CAPRI | CAP437132 | EC000441 | EF005049 | Oui | 9.0
CAPRI | CAP437132 | EC000441 | EF005268 | 26,4 | 9.0
CAPRI | CAP437132 | EC000441 | EF005337 | Non | 9.0
CAPRI | CAP437132 | EC000441 | EF005466 | 13 | 9.0
CAPRI | CAP437132 | EC000441 | EF005466 | 7,5 | 9.0
CAPRI | CAP437132 | EC000441 | EF005474 | EV006619 | 9.0
CAPRI | CAP437132 | EC000441 | EF005728 | EV000494 | 9.0
CAPRI | CAP437132 | EC000441 | EF007839 | 13 | 9.0
CAPRI | CAP437132 | EC000441 | EF008404 | EV000494 | 9.0
CAPRI | CAP437132 | EC000441 | EF012184 | Non | 9.0
CAPRI | CAP437132 | EC000441 | EF012547 | Non | 9.0
CAPRI | CAP437132 | EC000441 | EF024919 | Non | 9.0
CAPRI | CAP437161 | EC000441 | EF000007 | EV000270 | 9.0
CAPRI | CAP437161 | EC000441 | EF000010 | EV000164 | 9.0
CAPRI | CAP437161 | EC000441 | EF000025 | Oui | 9.0
CAPRI | CAP437161 | EC000441 | EF000084 | Oui | 9.0
CAPRI | CAP437161 | EC000441 | EF000116 | 7035 | 9.0
CAPRI | CAP437161 | EC000441 | EF000139 | EV006034 | 9.0
CAPRI | CAP437161 | EC000441 | EF000177 | 28 | 9.0
CAPRI | CAP437161 | EC000441 | EF000368 | 10 | 9.0
CAPRI | CAP437161 | EC000441 | EF000734 | Non | 9.0
CAPRI | CAP437161 | EC000441 | EF000878 | Oui | 9.0
CAPRI | CAP437161 | EC000441 | EF000881 | Non | 9.0
CAPRI | CAP437161 | EC000441 | EF001062 | Non | 9.0
CAPRI | CAP437161 | EC000441 | EF001210 | Non | 9.0
CAPRI | CAP437161 | EC000441 | EF001217 | EV009696 | 9.0
CAPRI | CAP437161 | EC000441 | EF001257 | EV000402 | 9.0
CAPRI | CAP437161 | EC000441 | EF001742 | -5 | 9.0
CAPRI | CAP437161 | EC000441 | EF001742 | 70 | 9.0
CAPRI | CAP437161 | EC000441 | EF001758 | EV003695 | 9.0
CAPRI | CAP437161 | EC000441 | EF002169 | EV000139 | 9.0
CAPRI | CAP437161 | EC000441 | EF003712 | 1,41 | 9.0
CAPRI | CAP437161 | EC000441 | EF004191 | Non | 9.0
CAPRI | CAP437161 | EC000441 | EF004685 | Non | 9.0
CAPRI | CAP437161 | EC000441 | EF005004 | Non | 9.0
CAPRI | CAP437161 | EC000441 | EF005049 | Oui | 9.0
CAPRI | CAP437161 | EC000441 | EF005268 | 30,8 | 9.0
CAPRI | CAP437161 | EC000441 | EF005337 | Non | 9.0
CAPRI | CAP437161 | EC000441 | EF005466 | 15 | 9.0
CAPRI | CAP437161 | EC000441 | EF005466 | 9,5 | 9.0
CAPRI | CAP437161 | EC000441 | EF005474 | EV006619 | 9.0
CAPRI | CAP437161 | EC000441 | EF005728 | EV000494 | 9.0
CAPRI | CAP437161 | EC000441 | EF007839 | 16 | 9.0
CAPRI | CAP437161 | EC000441 | EF008404 | EV000494 | 9.0
CAPRI | CAP437161 | EC000441 | EF012184 | Non | 9.0
CAPRI | CAP437161 | EC000441 | EF012547 | Non | 9.0
CAPRI | CAP437161 | EC000441 | EF024919 | Non | 9.0
CAPRI | CAP437162 | EC000441 | EF000007 | EV000270 | 9.0
CAPRI | CAP437162 | EC000441 | EF000010 | EV000164 | 9.0
CAPRI | CAP437162 | EC000441 | EF000025 | Oui | 9.0
CAPRI | CAP437162 | EC000441 | EF000084 | Oui | 9.0
CAPRI | CAP437162 | EC000441 | EF000116 | 7035 | 9.0
CAPRI | CAP437162 | EC000441 | EF000139 | EV006034 | 9.0
CAPRI | CAP437162 | EC000441 | EF000177 | 28 | 9.0
CAPRI | CAP437162 | EC000441 | EF000368 | 10 | 9.0
CAPRI | CAP437162 | EC000441 | EF000734 | Non | 9.0
CAPRI | CAP437162 | EC000441 | EF000878 | Oui | 9.0
CAPRI | CAP437162 | EC000441 | EF000881 | Non | 9.0
CAPRI | CAP437162 | EC000441 | EF001062 | Non | 9.0
CAPRI | CAP437162 | EC000441 | EF001210 | Non | 9.0
CAPRI | CAP437162 | EC000441 | EF001217 | EV009696 | 9.0
CAPRI | CAP437162 | EC000441 | EF001257 | EV000402 | 9.0
CAPRI | CAP437162 | EC000441 | EF001742 | -5 | 9.0
CAPRI | CAP437162 | EC000441 | EF001742 | 70 | 9.0
CAPRI | CAP437162 | EC000441 | EF001758 | EV003695 | 9.0
CAPRI | CAP437162 | EC000441 | EF002169 | EV000139 | 9.0
CAPRI | CAP437162 | EC000441 | EF003712 | 1,41 | 9.0
CAPRI | CAP437162 | EC000441 | EF004191 | Non | 9.0
CAPRI | CAP437162 | EC000441 | EF004685 | Non | 9.0
CAPRI | CAP437162 | EC000441 | EF005004 | Non | 9.0
CAPRI | CAP437162 | EC000441 | EF005049 | Oui | 9.0
CAPRI | CAP437162 | EC000441 | EF005268 | 30,8 | 9.0
CAPRI | CAP437162 | EC000441 | EF005337 | Non | 9.0
CAPRI | CAP437162 | EC000441 | EF005466 | 15 | 9.0
CAPRI | CAP437162 | EC000441 | EF005466 | 9,5 | 9.0
CAPRI | CAP437162 | EC000441 | EF005474 | EV006619 | 9.0
CAPRI | CAP437162 | EC000441 | EF005728 | EV000494 | 9.0
CAPRI | CAP437162 | EC000441 | EF007839 | 16 | 9.0
CAPRI | CAP437162 | EC000441 | EF008404 | EV000494 | 9.0
CAPRI | CAP437162 | EC000441 | EF012184 | Non | 9.0
CAPRI | CAP437162 | EC000441 | EF012547 | Non | 9.0
CAPRI | CAP437162 | EC000441 | EF024919 | Non | 9.0
CAPRI | CAP437211 | EC000441 | EF000007 | EV000270 | 9.0
CAPRI | CAP437211 | EC000441 | EF000010 | EV000164 | 9.0
CAPRI | CAP437211 | EC000441 | EF000025 | Oui | 9.0
CAPRI | CAP437211 | EC000441 | EF000084 | Oui | 9.0
CAPRI | CAP437211 | EC000441 | EF000116 | 7035 | 9.0
CAPRI | CAP437211 | EC000441 | EF000139 | EV006034 | 9.0
CAPRI | CAP437211 | EC000441 | EF000177 | 32 | 9.0
CAPRI | CAP437211 | EC000441 | EF000368 | 11 | 9.0
CAPRI | CAP437211 | EC000441 | EF000734 | Non | 9.0
CAPRI | CAP437211 | EC000441 | EF000878 | Oui | 9.0
CAPRI | CAP437211 | EC000441 | EF000881 | Non | 9.0
CAPRI | CAP437211 | EC000441 | EF001062 | Non | 9.0
CAPRI | CAP437211 | EC000441 | EF001210 | Non | 9.0
CAPRI | CAP437211 | EC000441 | EF001217 | EV009696 | 9.0
CAPRI | CAP437211 | EC000441 | EF001257 | EV000402 | 9.0
CAPRI | CAP437211 | EC000441 | EF001742 | -5 | 9.0
CAPRI | CAP437211 | EC000441 | EF001742 | 70 | 9.0
CAPRI | CAP437211 | EC000441 | EF001758 | EV003695 | 9.0
CAPRI | CAP437211 | EC000441 | EF002169 | EV000139 | 9.0
CAPRI | CAP437211 | EC000441 | EF003712 | 1,587 | 9.0
CAPRI | CAP437211 | EC000441 | EF004191 | Non | 9.0
CAPRI | CAP437211 | EC000441 | EF004685 | Non | 9.0
CAPRI | CAP437211 | EC000441 | EF005004 | Non | 9.0
CAPRI | CAP437211 | EC000441 | EF005049 | Oui | 9.0
CAPRI | CAP437211 | EC000441 | EF005268 | 35,2 | 9.0
CAPRI | CAP437211 | EC000441 | EF005337 | Non | 9.0
CAPRI | CAP437211 | EC000441 | EF005466 | 13 | 9.0
CAPRI | CAP437211 | EC000441 | EF005466 | 19 | 9.0
CAPRI | CAP437211 | EC000441 | EF005474 | EV006619 | 9.0
CAPRI | CAP437211 | EC000441 | EF005728 | EV000494 | 9.0
CAPRI | CAP437211 | EC000441 | EF007839 | 21 | 9.0
CAPRI | CAP437211 | EC000441 | EF008404 | EV000494 | 9.0
CAPRI | CAP437211 | EC000441 | EF012184 | Non | 9.0
CAPRI | CAP437211 | EC000441 | EF012547 | Non | 9.0
CAPRI | CAP437211 | EC000441 | EF024919 | Non | 9.0
CAPRI | CAP437212 | EC000441 | EF000007 | EV000270 | 9.0
CAPRI | CAP437212 | EC000441 | EF000010 | EV000164 | 9.0
CAPRI | CAP437212 | EC000441 | EF000025 | Oui | 9.0
CAPRI | CAP437212 | EC000441 | EF000084 | Oui | 9.0
CAPRI | CAP437212 | EC000441 | EF000116 | 7035 | 9.0
CAPRI | CAP437212 | EC000441 | EF000139 | EV006034 | 9.0
CAPRI | CAP437212 | EC000441 | EF000177 | 32 | 9.0
CAPRI | CAP437212 | EC000441 | EF000368 | 11 | 9.0
CAPRI | CAP437212 | EC000441 | EF000734 | Non | 9.0
CAPRI | CAP437212 | EC000441 | EF000878 | Oui | 9.0
CAPRI | CAP437212 | EC000441 | EF000881 | Non | 9.0
CAPRI | CAP437212 | EC000441 | EF001062 | Non | 9.0
CAPRI | CAP437212 | EC000441 | EF001210 | Non | 9.0
CAPRI | CAP437212 | EC000441 | EF001217 | EV009696 | 9.0
CAPRI | CAP437212 | EC000441 | EF001257 | EV000402 | 9.0
CAPRI | CAP437212 | EC000441 | EF001742 | -5 | 9.0
CAPRI | CAP437212 | EC000441 | EF001742 | 70 | 9.0
CAPRI | CAP437212 | EC000441 | EF001758 | EV003695 | 9.0
CAPRI | CAP437212 | EC000441 | EF002169 | EV000139 | 9.0
CAPRI | CAP437212 | EC000441 | EF003712 | 1,587 | 9.0
CAPRI | CAP437212 | EC000441 | EF004191 | Non | 9.0
CAPRI | CAP437212 | EC000441 | EF004685 | Non | 9.0
CAPRI | CAP437212 | EC000441 | EF005004 | Non | 9.0
CAPRI | CAP437212 | EC000441 | EF005049 | Oui | 9.0
CAPRI | CAP437212 | EC000441 | EF005268 | 35,2 | 9.0
CAPRI | CAP437212 | EC000441 | EF005337 | Non | 9.0
CAPRI | CAP437212 | EC000441 | EF005466 | 13 | 9.0
CAPRI | CAP437212 | EC000441 | EF005466 | 19 | 9.0
CAPRI | CAP437212 | EC000441 | EF005474 | EV006619 | 9.0
CAPRI | CAP437212 | EC000441 | EF005728 | EV000494 | 9.0
CAPRI | CAP437212 | EC000441 | EF007839 | 21 | 9.0
CAPRI | CAP437212 | EC000441 | EF008404 | EV000494 | 9.0
CAPRI | CAP437212 | EC000441 | EF012184 | Non | 9.0
CAPRI | CAP437212 | EC000441 | EF012547 | Non | 9.0
CAPRI | CAP437212 | EC000441 | EF024919 | Non | 9.0
CAPRI | CAP437291 | EC000441 | EF000007 | EV000270 | 9.0
CAPRI | CAP437291 | EC000441 | EF000010 | EV000164 | 9.0
CAPRI | CAP437291 | EC000441 | EF000025 | Oui | 9.0
CAPRI | CAP437291 | EC000441 | EF000084 | Oui | 9.0
CAPRI | CAP437291 | EC000441 | EF000116 | 7035 | 9.0
CAPRI | CAP437291 | EC000441 | EF000139 | EV006034 | 9.0
CAPRI | CAP437291 | EC000441 | EF000177 | 41 | 9.0
CAPRI | CAP437291 | EC000441 | EF000368 | 12 | 9.0
CAPRI | CAP437291 | EC000441 | EF000734 | Non | 9.0
CAPRI | CAP437291 | EC000441 | EF000878 | Oui | 9.0
CAPRI | CAP437291 | EC000441 | EF000881 | Non | 9.0
CAPRI | CAP437291 | EC000441 | EF001062 | Non | 9.0
CAPRI | CAP437291 | EC000441 | EF001210 | Non | 9.0
CAPRI | CAP437291 | EC000441 | EF001217 | EV009696 | 9.0
CAPRI | CAP437291 | EC000441 | EF001257 | EV000402 | 9.0
CAPRI | CAP437291 | EC000441 | EF001742 | -5 | 9.0
CAPRI | CAP437291 | EC000441 | EF001742 | 70 | 9.0
CAPRI | CAP437291 | EC000441 | EF001758 | EV003695 | 9.0
CAPRI | CAP437291 | EC000441 | EF002169 | EV000139 | 9.0
CAPRI | CAP437291 | EC000441 | EF003712 | 1,587 | 9.0
CAPRI | CAP437291 | EC000441 | EF004191 | Non | 9.0
CAPRI | CAP437291 | EC000441 | EF004685 | Non | 9.0
CAPRI | CAP437291 | EC000441 | EF005004 | Non | 9.0
CAPRI | CAP437291 | EC000441 | EF005049 | Oui | 9.0
CAPRI | CAP437291 | EC000441 | EF005268 | 45,1 | 9.0
CAPRI | CAP437291 | EC000441 | EF005337 | Non | 9.0
CAPRI | CAP437291 | EC000441 | EF005466 | 15 | 9.0
CAPRI | CAP437291 | EC000441 | EF005466 | 25 | 9.0
CAPRI | CAP437291 | EC000441 | EF005474 | EV006619 | 9.0
CAPRI | CAP437291 | EC000441 | EF005728 | EV000494 | 9.0
CAPRI | CAP437291 | EC000441 | EF007839 | 29 | 9.0
CAPRI | CAP437291 | EC000441 | EF008404 | EV000494 | 9.0
CAPRI | CAP437291 | EC000441 | EF012184 | Non | 9.0
CAPRI | CAP437291 | EC000441 | EF012547 | Non | 9.0
CAPRI | CAP437291 | EC000441 | EF024919 | Non | 9.0
CAPRI | CAP437292 | EC000441 | EF000007 | EV000270 | 9.0
CAPRI | CAP437292 | EC000441 | EF000010 | EV000164 | 9.0
CAPRI | CAP437292 | EC000441 | EF000025 | Oui | 9.0
CAPRI | CAP437292 | EC000441 | EF000084 | Oui | 9.0
CAPRI | CAP437292 | EC000441 | EF000116 | 7035 | 9.0
CAPRI | CAP437292 | EC000441 | EF000139 | EV006034 | 9.0
CAPRI | CAP437292 | EC000441 | EF000177 | 41 | 9.0
CAPRI | CAP437292 | EC000441 | EF000368 | 12 | 9.0
CAPRI | CAP437292 | EC000441 | EF000734 | Non | 9.0
CAPRI | CAP437292 | EC000441 | EF000878 | Oui | 9.0
CAPRI | CAP437292 | EC000441 | EF000881 | Non | 9.0
CAPRI | CAP437292 | EC000441 | EF001062 | Non | 9.0
CAPRI | CAP437292 | EC000441 | EF001210 | Non | 9.0
CAPRI | CAP437292 | EC000441 | EF001217 | EV009696 | 9.0
CAPRI | CAP437292 | EC000441 | EF001257 | EV000402 | 9.0
CAPRI | CAP437292 | EC000441 | EF001742 | -5 | 9.0
CAPRI | CAP437292 | EC000441 | EF001742 | 70 | 9.0
CAPRI | CAP437292 | EC000441 | EF001758 | EV003695 | 9.0
CAPRI | CAP437292 | EC000441 | EF002169 | EV000139 | 9.0
CAPRI | CAP437292 | EC000441 | EF003712 | 1,587 | 9.0
CAPRI | CAP437292 | EC000441 | EF004191 | Non | 9.0
CAPRI | CAP437292 | EC000441 | EF004685 | Non | 9.0
CAPRI | CAP437292 | EC000441 | EF005004 | Non | 9.0
CAPRI | CAP437292 | EC000441 | EF005049 | Oui | 9.0
CAPRI | CAP437292 | EC000441 | EF005268 | 45,1 | 9.0
CAPRI | CAP437292 | EC000441 | EF005337 | Non | 9.0
CAPRI | CAP437292 | EC000441 | EF005466 | 15 | 9.0
CAPRI | CAP437292 | EC000441 | EF005466 | 25 | 9.0
CAPRI | CAP437292 | EC000441 | EF005474 | EV006619 | 9.0
CAPRI | CAP437292 | EC000441 | EF005728 | EV000494 | 9.0
CAPRI | CAP437292 | EC000441 | EF007839 | 29 | 9.0
CAPRI | CAP437292 | EC000441 | EF008404 | EV000494 | 9.0
CAPRI | CAP437292 | EC000441 | EF012184 | Non | 9.0
CAPRI | CAP437292 | EC000441 | EF012547 | Non | 9.0
CAPRI | CAP437292 | EC000441 | EF024919 | Non | 9.0
CAPRI | CAP437361 | EC000441 | EF000007 | EV000270 | 9.0
CAPRI | CAP437361 | EC000441 | EF000010 | EV000164 | 9.0
CAPRI | CAP437361 | EC000441 | EF000025 | Oui | 9.0
CAPRI | CAP437361 | EC000441 | EF000084 | Oui | 9.0
CAPRI | CAP437361 | EC000441 | EF000116 | 7035 | 9.0
CAPRI | CAP437361 | EC000441 | EF000139 | EV006034 | 9.0
CAPRI | CAP437361 | EC000441 | EF000177 | 52 | 9.0
CAPRI | CAP437361 | EC000441 | EF000368 | 14 | 9.0
CAPRI | CAP437361 | EC000441 | EF000734 | Non | 9.0
CAPRI | CAP437361 | EC000441 | EF000878 | Oui | 9.0
CAPRI | CAP437361 | EC000441 | EF000881 | Non | 9.0
CAPRI | CAP437361 | EC000441 | EF001062 | Non | 9.0
CAPRI | CAP437361 | EC000441 | EF001210 | Non | 9.0
CAPRI | CAP437361 | EC000441 | EF001217 | EV009696 | 9.0
CAPRI | CAP437361 | EC000441 | EF001257 | EV000402 | 9.0
CAPRI | CAP437361 | EC000441 | EF001742 | -5 | 9.0
CAPRI | CAP437361 | EC000441 | EF001742 | 70 | 9.0
CAPRI | CAP437361 | EC000441 | EF001758 | EV003695 | 9.0
CAPRI | CAP437361 | EC000441 | EF002169 | EV000139 | 9.0
CAPRI | CAP437361 | EC000441 | EF003712 | 1,587 | 9.0
CAPRI | CAP437361 | EC000441 | EF004191 | Non | 9.0
CAPRI | CAP437361 | EC000441 | EF004685 | Non | 9.0
CAPRI | CAP437361 | EC000441 | EF005004 | Non | 9.0
CAPRI | CAP437361 | EC000441 | EF005049 | Oui | 9.0
CAPRI | CAP437361 | EC000441 | EF005268 | 57,2 | 9.0
CAPRI | CAP437361 | EC000441 | EF005337 | Non | 9.0
CAPRI | CAP437361 | EC000441 | EF005466 | 21 | 9.0
CAPRI | CAP437361 | EC000441 | EF005466 | 32 | 9.0
CAPRI | CAP437361 | EC000441 | EF005474 | EV006619 | 9.0
CAPRI | CAP437361 | EC000441 | EF005728 | EV000494 | 9.0
CAPRI | CAP437361 | EC000441 | EF007839 | 36 | 9.0
CAPRI | CAP437361 | EC000441 | EF008404 | EV000494 | 9.0
CAPRI | CAP437361 | EC000441 | EF012184 | Non | 9.0
CAPRI | CAP437361 | EC000441 | EF012547 | Non | 9.0
CAPRI | CAP437361 | EC000441 | EF024919 | Non | 9.0
CAPRI | CAP437362 | EC000441 | EF000007 | EV000270 | 9.0
CAPRI | CAP437362 | EC000441 | EF000010 | EV000164 | 9.0
CAPRI | CAP437362 | EC000441 | EF000025 | Oui | 9.0
CAPRI | CAP437362 | EC000441 | EF000084 | Oui | 9.0
CAPRI | CAP437362 | EC000441 | EF000116 | 7035 | 9.0
CAPRI | CAP437362 | EC000441 | EF000139 | EV006034 | 9.0
CAPRI | CAP437362 | EC000441 | EF000177 | 52 | 9.0
CAPRI | CAP437362 | EC000441 | EF000368 | 14 | 9.0
CAPRI | CAP437362 | EC000441 | EF000734 | Non | 9.0
CAPRI | CAP437362 | EC000441 | EF000878 | Oui | 9.0
CAPRI | CAP437362 | EC000441 | EF000881 | Non | 9.0
CAPRI | CAP437362 | EC000441 | EF001062 | Non | 9.0
CAPRI | CAP437362 | EC000441 | EF001210 | Non | 9.0
CAPRI | CAP437362 | EC000441 | EF001217 | EV009696 | 9.0
CAPRI | CAP437362 | EC000441 | EF001257 | EV000402 | 9.0
CAPRI | CAP437362 | EC000441 | EF001742 | -5 | 9.0
CAPRI | CAP437362 | EC000441 | EF001742 | 70 | 9.0
CAPRI | CAP437362 | EC000441 | EF001758 | EV003695 | 9.0
CAPRI | CAP437362 | EC000441 | EF002169 | EV000139 | 9.0
CAPRI | CAP437362 | EC000441 | EF003712 | 1,587 | 9.0
CAPRI | CAP437362 | EC000441 | EF004191 | Non | 9.0
CAPRI | CAP437362 | EC000441 | EF004685 | Non | 9.0
CAPRI | CAP437362 | EC000441 | EF005004 | Non | 9.0
CAPRI | CAP437362 | EC000441 | EF005049 | Oui | 9.0
CAPRI | CAP437362 | EC000441 | EF005268 | 57,2 | 9.0
CAPRI | CAP437362 | EC000441 | EF005337 | Non | 9.0
CAPRI | CAP437362 | EC000441 | EF005466 | 21 | 9.0
CAPRI | CAP437362 | EC000441 | EF005466 | 32 | 9.0
CAPRI | CAP437362 | EC000441 | EF005474 | EV006619 | 9.0
CAPRI | CAP437362 | EC000441 | EF005728 | EV000494 | 9.0
CAPRI | CAP437362 | EC000441 | EF007839 | 36 | 9.0
CAPRI | CAP437362 | EC000441 | EF008404 | EV000494 | 9.0
CAPRI | CAP437362 | EC000441 | EF012184 | Non | 9.0
CAPRI | CAP437362 | EC000441 | EF012547 | Non | 9.0
CAPRI | CAP437362 | EC000441 | EF024919 | Non | 9.0
CAPRI | CAP437421 | EC000441 | EF000007 | EV000270 | 9.0
CAPRI | CAP437421 | EC000441 | EF000010 | EV000164 | 9.0
CAPRI | CAP437421 | EC000441 | EF000025 | Oui | 9.0
CAPRI | CAP437421 | EC000441 | EF000084 | Oui | 9.0
CAPRI | CAP437421 | EC000441 | EF000116 | 7035 | 9.0
CAPRI | CAP437421 | EC000441 | EF000139 | EV006034 | 9.0
CAPRI | CAP437421 | EC000441 | EF000177 | 59 | 9.0
CAPRI | CAP437421 | EC000441 | EF000368 | 16 | 9.0
CAPRI | CAP437421 | EC000441 | EF000734 | Non | 9.0
CAPRI | CAP437421 | EC000441 | EF000878 | Oui | 9.0
CAPRI | CAP437421 | EC000441 | EF000881 | Non | 9.0
CAPRI | CAP437421 | EC000441 | EF001062 | Non | 9.0
CAPRI | CAP437421 | EC000441 | EF001210 | Non | 9.0
CAPRI | CAP437421 | EC000441 | EF001217 | EV009696 | 9.0
CAPRI | CAP437421 | EC000441 | EF001257 | EV000402 | 9.0
CAPRI | CAP437421 | EC000441 | EF001742 | -5 | 9.0
CAPRI | CAP437421 | EC000441 | EF001742 | 70 | 9.0
CAPRI | CAP437421 | EC000441 | EF001758 | EV003695 | 9.0
CAPRI | CAP437421 | EC000441 | EF002169 | EV000139 | 9.0
CAPRI | CAP437421 | EC000441 | EF003712 | 1,587 | 9.0
CAPRI | CAP437421 | EC000441 | EF004191 | Non | 9.0
CAPRI | CAP437421 | EC000441 | EF004685 | Non | 9.0
CAPRI | CAP437421 | EC000441 | EF005004 | Non | 9.0
CAPRI | CAP437421 | EC000441 | EF005049 | Oui | 9.0
CAPRI | CAP437421 | EC000441 | EF005268 | 64,9 | 9.0
CAPRI | CAP437421 | EC000441 | EF005337 | Non | 9.0
CAPRI | CAP437421 | EC000441 | EF005466 | 26 | 9.0
CAPRI | CAP437421 | EC000441 | EF005466 | 38 | 9.0
CAPRI | CAP437421 | EC000441 | EF005474 | EV006619 | 9.0
CAPRI | CAP437421 | EC000441 | EF005728 | EV000494 | 9.0
CAPRI | CAP437421 | EC000441 | EF007839 | 42 | 9.0
CAPRI | CAP437421 | EC000441 | EF008404 | EV000494 | 9.0
CAPRI | CAP437421 | EC000441 | EF012184 | Non | 9.0
CAPRI | CAP437421 | EC000441 | EF012547 | Non | 9.0
CAPRI | CAP437421 | EC000441 | EF024919 | Non | 9.0
CAPRI | CAP437422 | EC000441 | EF000007 | EV000270 | 9.0
CAPRI | CAP437422 | EC000441 | EF000010 | EV000164 | 9.0
CAPRI | CAP437422 | EC000441 | EF000025 | Oui | 9.0
CAPRI | CAP437422 | EC000441 | EF000084 | Oui | 9.0
CAPRI | CAP437422 | EC000441 | EF000116 | 7035 | 9.0
CAPRI | CAP437422 | EC000441 | EF000139 | EV006034 | 9.0
CAPRI | CAP437422 | EC000441 | EF000177 | 59 | 9.0
CAPRI | CAP437422 | EC000441 | EF000368 | 16 | 9.0
CAPRI | CAP437422 | EC000441 | EF000734 | Non | 9.0
CAPRI | CAP437422 | EC000441 | EF000878 | Oui | 9.0
CAPRI | CAP437422 | EC000441 | EF000881 | Non | 9.0
CAPRI | CAP437422 | EC000441 | EF001062 | Non | 9.0
CAPRI | CAP437422 | EC000441 | EF001210 | Non | 9.0
CAPRI | CAP437422 | EC000441 | EF001217 | EV009696 | 9.0
CAPRI | CAP437422 | EC000441 | EF001257 | EV000402 | 9.0
CAPRI | CAP437422 | EC000441 | EF001742 | -5 | 9.0
CAPRI | CAP437422 | EC000441 | EF001742 | 70 | 9.0
CAPRI | CAP437422 | EC000441 | EF001758 | EV003695 | 9.0
CAPRI | CAP437422 | EC000441 | EF002169 | EV000139 | 9.0
CAPRI | CAP437422 | EC000441 | EF003712 | 1,587 | 9.0
CAPRI | CAP437422 | EC000441 | EF004191 | Non | 9.0
CAPRI | CAP437422 | EC000441 | EF004685 | Non | 9.0
CAPRI | CAP437422 | EC000441 | EF005004 | Non | 9.0
CAPRI | CAP437422 | EC000441 | EF005049 | Oui | 9.0
CAPRI | CAP437422 | EC000441 | EF005268 | 64,9 | 9.0
CAPRI | CAP437422 | EC000441 | EF005337 | Non | 9.0
CAPRI | CAP437422 | EC000441 | EF005466 | 26 | 9.0
CAPRI | CAP437422 | EC000441 | EF005466 | 38 | 9.0
CAPRI | CAP437422 | EC000441 | EF005474 | EV006619 | 9.0
CAPRI | CAP437422 | EC000441 | EF005728 | EV000494 | 9.0
CAPRI | CAP437422 | EC000441 | EF007839 | 42 | 9.0
CAPRI | CAP437422 | EC000441 | EF008404 | EV000494 | 9.0
CAPRI | CAP437422 | EC000441 | EF012184 | Non | 9.0
CAPRI | CAP437422 | EC000441 | EF012547 | Non | 9.0
CAPRI | CAP437422 | EC000441 | EF024919 | Non | 9.0
CAPRI | CAP437480 | EC000441 | EF000007 | EV000270 | 9.0
CAPRI | CAP437480 | EC000441 | EF000010 | EV000164 | 9.0
CAPRI | CAP437480 | EC000441 | EF000025 | Oui | 9.0
CAPRI | CAP437480 | EC000441 | EF000084 | Oui | 9.0
CAPRI | CAP437480 | EC000441 | EF000116 | 7035 | 9.0
CAPRI | CAP437480 | EC000441 | EF000139 | EV006034 | 9.0
CAPRI | CAP437480 | EC000441 | EF000177 | 65 | 9.0
CAPRI | CAP437480 | EC000441 | EF000368 | 18 | 9.0
CAPRI | CAP437480 | EC000441 | EF000734 | Non | 9.0
CAPRI | CAP437480 | EC000441 | EF000878 | Oui | 9.0
CAPRI | CAP437480 | EC000441 | EF000881 | Non | 9.0
CAPRI | CAP437480 | EC000441 | EF001062 | Non | 9.0
CAPRI | CAP437480 | EC000441 | EF001210 | Non | 9.0
CAPRI | CAP437480 | EC000441 | EF001217 | EV009696 | 9.0
CAPRI | CAP437480 | EC000441 | EF001257 | EV000402 | 9.0
CAPRI | CAP437480 | EC000441 | EF001742 | -5 | 9.0
CAPRI | CAP437480 | EC000441 | EF001742 | 70 | 9.0
CAPRI | CAP437480 | EC000441 | EF001758 | EV003695 | 9.0
CAPRI | CAP437480 | EC000441 | EF002169 | EV000139 | 9.0
CAPRI | CAP437480 | EC000441 | EF003712 | 1,588 | 9.0
CAPRI | CAP437480 | EC000441 | EF004191 | Non | 9.0
CAPRI | CAP437480 | EC000441 | EF004685 | Non | 9.0
CAPRI | CAP437480 | EC000441 | EF005004 | Non | 9.0
CAPRI | CAP437480 | EC000441 | EF005049 | Non | 9.0
CAPRI | CAP437480 | EC000441 | EF005268 | 71,5 | 9.0
CAPRI | CAP437480 | EC000441 | EF005337 | Non | 9.0
CAPRI | CAP437480 | EC000441 | EF005466 | 31 | 9.0
CAPRI | CAP437480 | EC000441 | EF005466 | 44 | 9.0
CAPRI | CAP437480 | EC000441 | EF005474 | EV006619 | 9.0
CAPRI | CAP437480 | EC000441 | EF005728 | EV000494 | 9.0
CAPRI | CAP437480 | EC000441 | EF007839 | 48 | 9.0
CAPRI | CAP437480 | EC000441 | EF008404 | EV000494 | 9.0
CAPRI | CAP437480 | EC000441 | EF012184 | Non | 9.0
CAPRI | CAP437480 | EC000441 | EF012547 | Non | 9.0
CAPRI | CAP437480 | EC000441 | EF024919 | Non | 9.0
CAPRI | CAP437481 | EC000441 | EF000007 | EV000270 | 9.0
CAPRI | CAP437481 | EC000441 | EF000010 | EV000164 | 9.0
CAPRI | CAP437481 | EC000441 | EF000025 | Oui | 9.0
CAPRI | CAP437481 | EC000441 | EF000084 | Oui | 9.0
CAPRI | CAP437481 | EC000441 | EF000116 | 7035 | 9.0
CAPRI | CAP437481 | EC000441 | EF000139 | EV006034 | 9.0
CAPRI | CAP437481 | EC000441 | EF000177 | 65 | 9.0
CAPRI | CAP437481 | EC000441 | EF000368 | 18 | 9.0
CAPRI | CAP437481 | EC000441 | EF000734 | Non | 9.0
CAPRI | CAP437481 | EC000441 | EF000878 | Oui | 9.0
CAPRI | CAP437481 | EC000441 | EF000881 | Non | 9.0
CAPRI | CAP437481 | EC000441 | EF001062 | Non | 9.0
CAPRI | CAP437481 | EC000441 | EF001210 | Non | 9.0
CAPRI | CAP437481 | EC000441 | EF001217 | EV009696 | 9.0
CAPRI | CAP437481 | EC000441 | EF001257 | EV000402 | 9.0
CAPRI | CAP437481 | EC000441 | EF001742 | -5 | 9.0
CAPRI | CAP437481 | EC000441 | EF001742 | 70 | 9.0
CAPRI | CAP437481 | EC000441 | EF001758 | EV003695 | 9.0
CAPRI | CAP437481 | EC000441 | EF002169 | EV000139 | 9.0
CAPRI | CAP437481 | EC000441 | EF003712 | 1,588 | 9.0
CAPRI | CAP437481 | EC000441 | EF004191 | Non | 9.0
CAPRI | CAP437481 | EC000441 | EF004685 | Non | 9.0
CAPRI | CAP437481 | EC000441 | EF005004 | Non | 9.0
CAPRI | CAP437481 | EC000441 | EF005049 | Oui | 9.0
CAPRI | CAP437481 | EC000441 | EF005268 | 71,5 | 9.0
CAPRI | CAP437481 | EC000441 | EF005337 | Non | 9.0
CAPRI | CAP437481 | EC000441 | EF005466 | 31 | 9.0
CAPRI | CAP437481 | EC000441 | EF005466 | 44 | 9.0
CAPRI | CAP437481 | EC000441 | EF005474 | EV006619 | 9.0
CAPRI | CAP437481 | EC000441 | EF005728 | EV000494 | 9.0
CAPRI | CAP437481 | EC000441 | EF007839 | 48 | 9.0
CAPRI | CAP437481 | EC000441 | EF008404 | EV000494 | 9.0
CAPRI | CAP437481 | EC000441 | EF012184 | Non | 9.0
CAPRI | CAP437481 | EC000441 | EF012547 | Non | 9.0
CAPRI | CAP437481 | EC000441 | EF024919 | Non | 9.0
CAPRI | CAP437482 | EC000441 | EF000007 | EV000270 | 9.0
CAPRI | CAP437482 | EC000441 | EF000010 | EV000164 | 9.0
CAPRI | CAP437482 | EC000441 | EF000025 | Oui | 9.0
CAPRI | CAP437482 | EC000441 | EF000084 | Oui | 9.0
CAPRI | CAP437482 | EC000441 | EF000116 | 7035 | 9.0
CAPRI | CAP437482 | EC000441 | EF000139 | EV006034 | 9.0
CAPRI | CAP437482 | EC000441 | EF000177 | 65 | 9.0
CAPRI | CAP437482 | EC000441 | EF000368 | 18 | 9.0
CAPRI | CAP437482 | EC000441 | EF000734 | Non | 9.0
CAPRI | CAP437482 | EC000441 | EF000878 | Oui | 9.0
CAPRI | CAP437482 | EC000441 | EF000881 | Non | 9.0
CAPRI | CAP437482 | EC000441 | EF001062 | Non | 9.0
CAPRI | CAP437482 | EC000441 | EF001210 | Non | 9.0
CAPRI | CAP437482 | EC000441 | EF001217 | EV009696 | 9.0
CAPRI | CAP437482 | EC000441 | EF001257 | EV000402 | 9.0
CAPRI | CAP437482 | EC000441 | EF001742 | -5 | 9.0
CAPRI | CAP437482 | EC000441 | EF001742 | 70 | 9.0
CAPRI | CAP437482 | EC000441 | EF001758 | EV003695 | 9.0
CAPRI | CAP437482 | EC000441 | EF002169 | EV000139 | 9.0
CAPRI | CAP437482 | EC000441 | EF003712 | 1,588 | 9.0
CAPRI | CAP437482 | EC000441 | EF004191 | Non | 9.0
CAPRI | CAP437482 | EC000441 | EF004685 | Non | 9.0
CAPRI | CAP437482 | EC000441 | EF005004 | Non | 9.0
CAPRI | CAP437482 | EC000441 | EF005049 | Oui | 9.0
CAPRI | CAP437482 | EC000441 | EF005268 | 71,5 | 9.0
CAPRI | CAP437482 | EC000441 | EF005337 | Non | 9.0
CAPRI | CAP437482 | EC000441 | EF005466 | 31 | 9.0
CAPRI | CAP437482 | EC000441 | EF005466 | 44 | 9.0
CAPRI | CAP437482 | EC000441 | EF005474 | EV006619 | 9.0
CAPRI | CAP437482 | EC000441 | EF005728 | EV000494 | 9.0
CAPRI | CAP437482 | EC000441 | EF007839 | 48 | 9.0
CAPRI | CAP437482 | EC000441 | EF008404 | EV000494 | 9.0
CAPRI | CAP437482 | EC000441 | EF012184 | Non | 9.0
CAPRI | CAP437482 | EC000441 | EF012547 | Non | 9.0
CAPRI | CAP437482 | EC000441 | EF024919 | Non | 9.0
CAPRI | CAP439120 | EC000441 | EF000007 | EV000270 | 9.0
CAPRI | CAP439120 | EC000441 | EF000010 | EV000164 | 9.0
CAPRI | CAP439120 | EC000441 | EF000025 | Oui | 9.0
CAPRI | CAP439120 | EC000441 | EF000084 | Oui | 9.0
CAPRI | CAP439120 | EC000441 | EF000116 | 7035 | 9.0
CAPRI | CAP439120 | EC000441 | EF000139 | EV006034 | 9.0
CAPRI | CAP439120 | EC000441 | EF000177 | 15 | 9.0
CAPRI | CAP439120 | EC000441 | EF000368 | 8 | 9.0
CAPRI | CAP439120 | EC000441 | EF000734 | Non | 9.0
CAPRI | CAP439120 | EC000441 | EF000878 | Oui | 9.0
CAPRI | CAP439120 | EC000441 | EF000881 | Non | 9.0
CAPRI | CAP439120 | EC000441 | EF001062 | Non | 9.0
CAPRI | CAP439120 | EC000441 | EF001210 | Non | 9.0
CAPRI | CAP439120 | EC000441 | EF001217 | EV009696 | 9.0
CAPRI | CAP439120 | EC000441 | EF001257 | EV000402 | 9.0
CAPRI | CAP439120 | EC000441 | EF001742 | -5 | 9.0
CAPRI | CAP439120 | EC000441 | EF001742 | 70 | 9.0
CAPRI | CAP439120 | EC000441 | EF001758 | EV003712 | 9.0
CAPRI | CAP439120 | EC000441 | EF002169 | EV000139 | 9.0
CAPRI | CAP439120 | EC000441 | EF003712 | 1,5 | 9.0
CAPRI | CAP439120 | EC000441 | EF004191 | Non | 9.0
CAPRI | CAP439120 | EC000441 | EF004685 | Non | 9.0
CAPRI | CAP439120 | EC000441 | EF005004 | Non | 9.0
CAPRI | CAP439120 | EC000441 | EF005049 | Non | 9.0
CAPRI | CAP439120 | EC000441 | EF005268 | 16,5 | 9.0
CAPRI | CAP439120 | EC000441 | EF005337 | Non | 9.0
CAPRI | CAP439120 | EC000441 | EF005466 | 3 | 9.0
CAPRI | CAP439120 | EC000441 | EF005466 | 6 | 9.0
CAPRI | CAP439120 | EC000441 | EF005474 | EV006619 | 9.0
CAPRI | CAP439120 | EC000441 | EF005728 | EV000494 | 9.0
CAPRI | CAP439120 | EC000441 | EF007839 | 12 | 9.0
CAPRI | CAP439120 | EC000441 | EF008404 | EV000494 | 9.0
CAPRI | CAP439120 | EC000441 | EF012184 | Non | 9.0
CAPRI | CAP439120 | EC000441 | EF012547 | Non | 9.0
CAPRI | CAP439120 | EC000441 | EF024919 | Non | 9.0
CAPRI | CAP439122 | EC000441 | EF000007 | EV000270 | 9.0
CAPRI | CAP439122 | EC000441 | EF000010 | EV000164 | 9.0
CAPRI | CAP439122 | EC000441 | EF000025 | Oui | 9.0
CAPRI | CAP439122 | EC000441 | EF000084 | Oui | 9.0
CAPRI | CAP439122 | EC000441 | EF000116 | 7035 | 9.0
CAPRI | CAP439122 | EC000441 | EF000139 | EV006034 | 9.0
CAPRI | CAP439122 | EC000441 | EF000177 | 15 | 9.0
CAPRI | CAP439122 | EC000441 | EF000368 | 8 | 9.0
CAPRI | CAP439122 | EC000441 | EF000734 | Non | 9.0
CAPRI | CAP439122 | EC000441 | EF000878 | Oui | 9.0
CAPRI | CAP439122 | EC000441 | EF000881 | Non | 9.0
CAPRI | CAP439122 | EC000441 | EF001062 | Non | 9.0
CAPRI | CAP439122 | EC000441 | EF001210 | Non | 9.0
CAPRI | CAP439122 | EC000441 | EF001217 | EV009696 | 9.0
CAPRI | CAP439122 | EC000441 | EF001257 | EV000402 | 9.0
CAPRI | CAP439122 | EC000441 | EF001742 | -5 | 9.0
CAPRI | CAP439122 | EC000441 | EF001742 | 70 | 9.0
CAPRI | CAP439122 | EC000441 | EF001758 | EV003712 | 9.0
CAPRI | CAP439122 | EC000441 | EF002169 | EV000139 | 9.0
CAPRI | CAP439122 | EC000441 | EF003712 | 1,5 | 9.0
CAPRI | CAP439122 | EC000441 | EF004191 | Non | 9.0
CAPRI | CAP439122 | EC000441 | EF004685 | Non | 9.0
CAPRI | CAP439122 | EC000441 | EF005004 | Non | 9.0
CAPRI | CAP439122 | EC000441 | EF005049 | Oui | 9.0
CAPRI | CAP439122 | EC000441 | EF005268 | 16,5 | 9.0
CAPRI | CAP439122 | EC000441 | EF005337 | Non | 9.0
CAPRI | CAP439122 | EC000441 | EF005466 | 3 | 9.0
CAPRI | CAP439122 | EC000441 | EF005466 | 6 | 9.0
CAPRI | CAP439122 | EC000441 | EF005474 | EV006619 | 9.0
CAPRI | CAP439122 | EC000441 | EF005728 | EV000494 | 9.0
CAPRI | CAP439122 | EC000441 | EF007839 | 12 | 9.0
CAPRI | CAP439122 | EC000441 | EF008404 | EV000494 | 9.0
CAPRI | CAP439122 | EC000441 | EF012184 | Non | 9.0
CAPRI | CAP439122 | EC000441 | EF012547 | Non | 9.0
CAPRI | CAP439122 | EC000441 | EF024919 | Non | 9.0
CAPRI | CAP439160 | EC000441 | EF000007 | EV000270 | 9.0
CAPRI | CAP439160 | EC000441 | EF000010 | EV000164 | 9.0
CAPRI | CAP439160 | EC000441 | EF000025 | Oui | 9.0
CAPRI | CAP439160 | EC000441 | EF000084 | Oui | 9.0
CAPRI | CAP439160 | EC000441 | EF000116 | 7035 | 9.0
CAPRI | CAP439160 | EC000441 | EF000139 | EV006034 | 9.0
CAPRI | CAP439160 | EC000441 | EF000177 | 19 | 9.0
CAPRI | CAP439160 | EC000441 | EF000368 | 8 | 9.0
CAPRI | CAP439160 | EC000441 | EF000734 | Non | 9.0
CAPRI | CAP439160 | EC000441 | EF000878 | Oui | 9.0
CAPRI | CAP439160 | EC000441 | EF000881 | Non | 9.0
CAPRI | CAP439160 | EC000441 | EF001062 | Non | 9.0
CAPRI | CAP439160 | EC000441 | EF001210 | Non | 9.0
CAPRI | CAP439160 | EC000441 | EF001217 | EV009696 | 9.0
CAPRI | CAP439160 | EC000441 | EF001257 | EV000402 | 9.0
CAPRI | CAP439160 | EC000441 | EF001742 | -5 | 9.0
CAPRI | CAP439160 | EC000441 | EF001742 | 70 | 9.0
CAPRI | CAP439160 | EC000441 | EF001758 | EV003712 | 9.0
CAPRI | CAP439160 | EC000441 | EF002169 | EV000139 | 9.0
CAPRI | CAP439160 | EC000441 | EF003712 | 1,5 | 9.0
CAPRI | CAP439160 | EC000441 | EF004191 | Non | 9.0
CAPRI | CAP439160 | EC000441 | EF004685 | Non | 9.0
CAPRI | CAP439160 | EC000441 | EF005004 | Non | 9.0
CAPRI | CAP439160 | EC000441 | EF005049 | Non | 9.0
CAPRI | CAP439160 | EC000441 | EF005268 | 20,9 | 9.0
CAPRI | CAP439160 | EC000441 | EF005337 | Non | 9.0
CAPRI | CAP439160 | EC000441 | EF005466 | 4 | 9.0
CAPRI | CAP439160 | EC000441 | EF005466 | 8 | 9.0
CAPRI | CAP439160 | EC000441 | EF005474 | EV006619 | 9.0
CAPRI | CAP439160 | EC000441 | EF005728 | EV000494 | 9.0
CAPRI | CAP439160 | EC000441 | EF007839 | 16 | 9.0
CAPRI | CAP439160 | EC000441 | EF008404 | EV000494 | 9.0
CAPRI | CAP439160 | EC000441 | EF012184 | Non | 9.0
CAPRI | CAP439160 | EC000441 | EF012547 | Non | 9.0
CAPRI | CAP439160 | EC000441 | EF024919 | Non | 9.0
CAPRI | CAP439162 | EC000441 | EF000007 | EV000270 | 9.0
CAPRI | CAP439162 | EC000441 | EF000010 | EV000164 | 9.0
CAPRI | CAP439162 | EC000441 | EF000025 | Oui | 9.0
CAPRI | CAP439162 | EC000441 | EF000084 | Oui | 9.0
CAPRI | CAP439162 | EC000441 | EF000116 | 7035 | 9.0
CAPRI | CAP439162 | EC000441 | EF000139 | EV006034 | 9.0
CAPRI | CAP439162 | EC000441 | EF000177 | 19 | 9.0
CAPRI | CAP439162 | EC000441 | EF000368 | 8 | 9.0
CAPRI | CAP439162 | EC000441 | EF000734 | Non | 9.0
CAPRI | CAP439162 | EC000441 | EF000878 | Oui | 9.0
CAPRI | CAP439162 | EC000441 | EF000881 | Non | 9.0
CAPRI | CAP439162 | EC000441 | EF001062 | Non | 9.0
CAPRI | CAP439162 | EC000441 | EF001210 | Non | 9.0
CAPRI | CAP439162 | EC000441 | EF001217 | EV009696 | 9.0
CAPRI | CAP439162 | EC000441 | EF001257 | EV000402 | 9.0
CAPRI | CAP439162 | EC000441 | EF001742 | -5 | 9.0
CAPRI | CAP439162 | EC000441 | EF001742 | 70 | 9.0
CAPRI | CAP439162 | EC000441 | EF001758 | EV003712 | 9.0
CAPRI | CAP439162 | EC000441 | EF002169 | EV000139 | 9.0
CAPRI | CAP439162 | EC000441 | EF003712 | 1,5 | 9.0
CAPRI | CAP439162 | EC000441 | EF004191 | Non | 9.0
CAPRI | CAP439162 | EC000441 | EF004685 | Non | 9.0
CAPRI | CAP439162 | EC000441 | EF005004 | Non | 9.0
CAPRI | CAP439162 | EC000441 | EF005049 | Oui | 9.0
CAPRI | CAP439162 | EC000441 | EF005268 | 20,9 | 9.0
CAPRI | CAP439162 | EC000441 | EF005337 | Non | 9.0
CAPRI | CAP439162 | EC000441 | EF005466 | 4 | 9.0
CAPRI | CAP439162 | EC000441 | EF005466 | 8 | 9.0
CAPRI | CAP439162 | EC000441 | EF005474 | EV006619 | 9.0
CAPRI | CAP439162 | EC000441 | EF005728 | EV000494 | 9.0
CAPRI | CAP439162 | EC000441 | EF007839 | 16 | 9.0
CAPRI | CAP439162 | EC000441 | EF008404 | EV000494 | 9.0
CAPRI | CAP439162 | EC000441 | EF012184 | Non | 9.0
CAPRI | CAP439162 | EC000441 | EF012547 | Non | 9.0
CAPRI | CAP439162 | EC000441 | EF024919 | Non | 9.0
CAPRI | CAP439170 | EC000441 | EF000007 | EV000270 | 9.0
CAPRI | CAP439170 | EC000441 | EF000010 | EV000164 | 9.0
CAPRI | CAP439170 | EC000441 | EF000025 | Oui | 9.0
CAPRI | CAP439170 | EC000441 | EF000084 | Oui | 9.0
CAPRI | CAP439170 | EC000441 | EF000116 | 7035 | 9.0
CAPRI | CAP439170 | EC000441 | EF000139 | EV006034 | 9.0
CAPRI | CAP439170 | EC000441 | EF000177 | 22 | 9.0
CAPRI | CAP439170 | EC000441 | EF000368 | 8 | 9.0
CAPRI | CAP439170 | EC000441 | EF000734 | Non | 9.0
CAPRI | CAP439170 | EC000441 | EF000878 | Oui | 9.0
CAPRI | CAP439170 | EC000441 | EF000881 | Non | 9.0
CAPRI | CAP439170 | EC000441 | EF001062 | Non | 9.0
CAPRI | CAP439170 | EC000441 | EF001210 | Non | 9.0
CAPRI | CAP439170 | EC000441 | EF001217 | EV009696 | 9.0
CAPRI | CAP439170 | EC000441 | EF001257 | EV000402 | 9.0
CAPRI | CAP439170 | EC000441 | EF001742 | -5 | 9.0
CAPRI | CAP439170 | EC000441 | EF001742 | 70 | 9.0
CAPRI | CAP439170 | EC000441 | EF001758 | EV003712 | 9.0
CAPRI | CAP439170 | EC000441 | EF002169 | EV000139 | 9.0
CAPRI | CAP439170 | EC000441 | EF003712 | 1,5 | 9.0
CAPRI | CAP439170 | EC000441 | EF004191 | Non | 9.0
CAPRI | CAP439170 | EC000441 | EF004685 | Non | 9.0
CAPRI | CAP439170 | EC000441 | EF005004 | Non | 9.0
CAPRI | CAP439170 | EC000441 | EF005049 | Non | 9.0
CAPRI | CAP439170 | EC000441 | EF005268 | 24,2 | 9.0
CAPRI | CAP439170 | EC000441 | EF005337 | Non | 9.0
CAPRI | CAP439170 | EC000441 | EF005466 | 4 | 9.0
CAPRI | CAP439170 | EC000441 | EF005466 | 8 | 9.0
CAPRI | CAP439170 | EC000441 | EF005474 | EV006619 | 9.0
CAPRI | CAP439170 | EC000441 | EF005728 | EV000494 | 9.0
CAPRI | CAP439170 | EC000441 | EF007839 | 16 | 9.0
CAPRI | CAP439170 | EC000441 | EF008404 | EV000494 | 9.0
CAPRI | CAP439170 | EC000441 | EF012184 | Non | 9.0
CAPRI | CAP439170 | EC000441 | EF012547 | Non | 9.0
CAPRI | CAP439170 | EC000441 | EF024919 | Non | 9.0
CAPRI | CAP439172 | EC000441 | EF000007 | EV000270 | 9.0
CAPRI | CAP439172 | EC000441 | EF000010 | EV000164 | 9.0
CAPRI | CAP439172 | EC000441 | EF000025 | Oui | 9.0
CAPRI | CAP439172 | EC000441 | EF000084 | Oui | 9.0
CAPRI | CAP439172 | EC000441 | EF000116 | 7035 | 9.0
CAPRI | CAP439172 | EC000441 | EF000139 | EV006034 | 9.0
CAPRI | CAP439172 | EC000441 | EF000177 | 22 | 9.0
CAPRI | CAP439172 | EC000441 | EF000368 | 8 | 9.0
CAPRI | CAP439172 | EC000441 | EF000734 | Non | 9.0
CAPRI | CAP439172 | EC000441 | EF000878 | Oui | 9.0
CAPRI | CAP439172 | EC000441 | EF000881 | Non | 9.0
CAPRI | CAP439172 | EC000441 | EF001062 | Non | 9.0
CAPRI | CAP439172 | EC000441 | EF001210 | Non | 9.0
CAPRI | CAP439172 | EC000441 | EF001217 | EV009696 | 9.0
CAPRI | CAP439172 | EC000441 | EF001257 | EV000402 | 9.0
CAPRI | CAP439172 | EC000441 | EF001742 | -5 | 9.0
CAPRI | CAP439172 | EC000441 | EF001742 | 70 | 9.0
CAPRI | CAP439172 | EC000441 | EF001758 | EV003712 | 9.0
CAPRI | CAP439172 | EC000441 | EF002169 | EV000139 | 9.0
CAPRI | CAP439172 | EC000441 | EF003712 | 1,5 | 9.0
CAPRI | CAP439172 | EC000441 | EF004191 | Non | 9.0
CAPRI | CAP439172 | EC000441 | EF004685 | Non | 9.0
CAPRI | CAP439172 | EC000441 | EF005004 | Non | 9.0
CAPRI | CAP439172 | EC000441 | EF005049 | Oui | 9.0
CAPRI | CAP439172 | EC000441 | EF005268 | 24,2 | 9.0
CAPRI | CAP439172 | EC000441 | EF005337 | Non | 9.0
CAPRI | CAP439172 | EC000441 | EF005466 | 4 | 9.0
CAPRI | CAP439172 | EC000441 | EF005466 | 8 | 9.0
CAPRI | CAP439172 | EC000441 | EF005474 | EV006619 | 9.0
CAPRI | CAP439172 | EC000441 | EF005728 | EV000494 | 9.0
CAPRI | CAP439172 | EC000441 | EF007839 | 16 | 9.0
CAPRI | CAP439172 | EC000441 | EF008404 | EV000494 | 9.0
CAPRI | CAP439172 | EC000441 | EF012184 | Non | 9.0
CAPRI | CAP439172 | EC000441 | EF012547 | Non | 9.0
CAPRI | CAP439172 | EC000441 | EF024919 | Non | 9.0
CAPRI | CAP439200 | EC000441 | EF000007 | EV000270 | 9.0
CAPRI | CAP439200 | EC000441 | EF000010 | EV000164 | 9.0
CAPRI | CAP439200 | EC000441 | EF000025 | Oui | 9.0
CAPRI | CAP439200 | EC000441 | EF000084 | Oui | 9.0
CAPRI | CAP439200 | EC000441 | EF000116 | 7035 | 9.0
CAPRI | CAP439200 | EC000441 | EF000139 | EV006034 | 9.0
CAPRI | CAP439200 | EC000441 | EF000177 | 24 | 9.0
CAPRI | CAP439200 | EC000441 | EF000368 | 9 | 9.0
CAPRI | CAP439200 | EC000441 | EF000734 | Non | 9.0
CAPRI | CAP439200 | EC000441 | EF000878 | Oui | 9.0
CAPRI | CAP439200 | EC000441 | EF000881 | Non | 9.0
CAPRI | CAP439200 | EC000441 | EF001062 | Non | 9.0
CAPRI | CAP439200 | EC000441 | EF001210 | Non | 9.0
CAPRI | CAP439200 | EC000441 | EF001217 | EV009696 | 9.0
CAPRI | CAP439200 | EC000441 | EF001257 | EV000402 | 9.0
CAPRI | CAP439200 | EC000441 | EF001742 | -5 | 9.0
CAPRI | CAP439200 | EC000441 | EF001742 | 70 | 9.0
CAPRI | CAP439200 | EC000441 | EF001758 | EV003712 | 9.0
CAPRI | CAP439200 | EC000441 | EF002169 | EV000139 | 9.0
CAPRI | CAP439200 | EC000441 | EF003712 | 1,5 | 9.0
CAPRI | CAP439200 | EC000441 | EF004191 | Non | 9.0
CAPRI | CAP439200 | EC000441 | EF004685 | Non | 9.0
CAPRI | CAP439200 | EC000441 | EF005004 | Non | 9.0
CAPRI | CAP439200 | EC000441 | EF005049 | Non | 9.0
CAPRI | CAP439200 | EC000441 | EF005268 | 26,4 | 9.0
CAPRI | CAP439200 | EC000441 | EF005337 | Non | 9.0
CAPRI | CAP439200 | EC000441 | EF005466 | 13 | 9.0
CAPRI | CAP439200 | EC000441 | EF005466 | 7,5 | 9.0
CAPRI | CAP439200 | EC000441 | EF005474 | EV006619 | 9.0
CAPRI | CAP439200 | EC000441 | EF005728 | EV000494 | 9.0
CAPRI | CAP439200 | EC000441 | EF007839 | 20 | 9.0
CAPRI | CAP439200 | EC000441 | EF008404 | EV000494 | 9.0
CAPRI | CAP439200 | EC000441 | EF012184 | Non | 9.0
CAPRI | CAP439200 | EC000441 | EF012547 | Non | 9.0
CAPRI | CAP439200 | EC000441 | EF024919 | Non | 9.0
CAPRI | CAP439201 | EC000441 | EF000007 | EV000270 | 9.0
CAPRI | CAP439201 | EC000441 | EF000010 | EV000164 | 9.0
CAPRI | CAP439201 | EC000441 | EF000025 | Oui | 9.0
CAPRI | CAP439201 | EC000441 | EF000084 | Oui | 9.0
CAPRI | CAP439201 | EC000441 | EF000116 | 7035 | 9.0
CAPRI | CAP439201 | EC000441 | EF000139 | EV006034 | 9.0
CAPRI | CAP439201 | EC000441 | EF000177 | 24 | 9.0
CAPRI | CAP439201 | EC000441 | EF000368 | 9 | 9.0
CAPRI | CAP439201 | EC000441 | EF000734 | Non | 9.0
CAPRI | CAP439201 | EC000441 | EF000878 | Oui | 9.0
CAPRI | CAP439201 | EC000441 | EF000881 | Non | 9.0
CAPRI | CAP439201 | EC000441 | EF001062 | Non | 9.0
CAPRI | CAP439201 | EC000441 | EF001210 | Non | 9.0
CAPRI | CAP439201 | EC000441 | EF001217 | EV009696 | 9.0
CAPRI | CAP439201 | EC000441 | EF001257 | EV000402 | 9.0
CAPRI | CAP439201 | EC000441 | EF001742 | -5 | 9.0
CAPRI | CAP439201 | EC000441 | EF001742 | 70 | 9.0
CAPRI | CAP439201 | EC000441 | EF001758 | EV003712 | 9.0
CAPRI | CAP439201 | EC000441 | EF002169 | EV000139 | 9.0
CAPRI | CAP439201 | EC000441 | EF003712 | 1,5 | 9.0
CAPRI | CAP439201 | EC000441 | EF004191 | Non | 9.0
CAPRI | CAP439201 | EC000441 | EF004685 | Non | 9.0
CAPRI | CAP439201 | EC000441 | EF005004 | Non | 9.0
CAPRI | CAP439201 | EC000441 | EF005049 | Oui | 9.0
CAPRI | CAP439201 | EC000441 | EF005268 | 26,4 | 9.0
CAPRI | CAP439201 | EC000441 | EF005337 | Non | 9.0
CAPRI | CAP439201 | EC000441 | EF005466 | 13 | 9.0
CAPRI | CAP439201 | EC000441 | EF005466 | 7,5 | 9.0
CAPRI | CAP439201 | EC000441 | EF005474 | EV006619 | 9.0
CAPRI | CAP439201 | EC000441 | EF005728 | EV000494 | 9.0
CAPRI | CAP439201 | EC000441 | EF007839 | 20 | 9.0
CAPRI | CAP439201 | EC000441 | EF008404 | EV000494 | 9.0
CAPRI | CAP439201 | EC000441 | EF012184 | Non | 9.0
CAPRI | CAP439201 | EC000441 | EF012547 | Non | 9.0
CAPRI | CAP439201 | EC000441 | EF024919 | Non | 9.0
CAPRI | CAP439202 | EC000441 | EF000007 | EV000270 | 9.0
CAPRI | CAP439202 | EC000441 | EF000010 | EV000164 | 9.0
CAPRI | CAP439202 | EC000441 | EF000025 | Oui | 9.0
CAPRI | CAP439202 | EC000441 | EF000084 | Oui | 9.0
CAPRI | CAP439202 | EC000441 | EF000116 | 7035 | 9.0
CAPRI | CAP439202 | EC000441 | EF000139 | EV006034 | 9.0
CAPRI | CAP439202 | EC000441 | EF000177 | 24 | 9.0
CAPRI | CAP439202 | EC000441 | EF000368 | 9 | 9.0
CAPRI | CAP439202 | EC000441 | EF000734 | Non | 9.0
CAPRI | CAP439202 | EC000441 | EF000878 | Oui | 9.0
CAPRI | CAP439202 | EC000441 | EF000881 | Non | 9.0
CAPRI | CAP439202 | EC000441 | EF001062 | Non | 9.0
CAPRI | CAP439202 | EC000441 | EF001210 | Non | 9.0
CAPRI | CAP439202 | EC000441 | EF001217 | EV009696 | 9.0
CAPRI | CAP439202 | EC000441 | EF001257 | EV000402 | 9.0
CAPRI | CAP439202 | EC000441 | EF001742 | -5 | 9.0
CAPRI | CAP439202 | EC000441 | EF001742 | 70 | 9.0
CAPRI | CAP439202 | EC000441 | EF001758 | EV003712 | 9.0
CAPRI | CAP439202 | EC000441 | EF002169 | EV000139 | 9.0
CAPRI | CAP439202 | EC000441 | EF003712 | 1,5 | 9.0
CAPRI | CAP439202 | EC000441 | EF004191 | Non | 9.0
CAPRI | CAP439202 | EC000441 | EF004685 | Non | 9.0
CAPRI | CAP439202 | EC000441 | EF005004 | Non | 9.0
CAPRI | CAP439202 | EC000441 | EF005049 | Oui | 9.0
CAPRI | CAP439202 | EC000441 | EF005268 | 26,4 | 9.0
CAPRI | CAP439202 | EC000441 | EF005337 | Non | 9.0
CAPRI | CAP439202 | EC000441 | EF005466 | 13 | 9.0
CAPRI | CAP439202 | EC000441 | EF005466 | 7,5 | 9.0
CAPRI | CAP439202 | EC000441 | EF005474 | EV006619 | 9.0
CAPRI | CAP439202 | EC000441 | EF005728 | EV000494 | 9.0
CAPRI | CAP439202 | EC000441 | EF007839 | 20 | 9.0
CAPRI | CAP439202 | EC000441 | EF008404 | EV000494 | 9.0
CAPRI | CAP439202 | EC000441 | EF012184 | Non | 9.0
CAPRI | CAP439202 | EC000441 | EF012547 | Non | 9.0
CAPRI | CAP439202 | EC000441 | EF024919 | Non | 9.0
CAPRI | CAP439210 | EC000441 | EF000007 | EV000270 | 9.0
CAPRI | CAP439210 | EC000441 | EF000010 | EV000164 | 9.0
CAPRI | CAP439210 | EC000441 | EF000025 | Oui | 9.0
CAPRI | CAP439210 | EC000441 | EF000084 | Oui | 9.0
CAPRI | CAP439210 | EC000441 | EF000116 | 7035 | 9.0
CAPRI | CAP439210 | EC000441 | EF000139 | EV006034 | 9.0
CAPRI | CAP439210 | EC000441 | EF000177 | 28 | 9.0
CAPRI | CAP439210 | EC000441 | EF000368 | 9 | 9.0
CAPRI | CAP439210 | EC000441 | EF000734 | Non | 9.0
CAPRI | CAP439210 | EC000441 | EF000878 | Oui | 9.0
CAPRI | CAP439210 | EC000441 | EF000881 | Non | 9.0
CAPRI | CAP439210 | EC000441 | EF001062 | Non | 9.0
CAPRI | CAP439210 | EC000441 | EF001210 | Non | 9.0
CAPRI | CAP439210 | EC000441 | EF001217 | EV009696 | 9.0
CAPRI | CAP439210 | EC000441 | EF001257 | EV000402 | 9.0
CAPRI | CAP439210 | EC000441 | EF001742 | -5 | 9.0
CAPRI | CAP439210 | EC000441 | EF001742 | 70 | 9.0
CAPRI | CAP439210 | EC000441 | EF001758 | EV003712 | 9.0
CAPRI | CAP439210 | EC000441 | EF002169 | EV000139 | 9.0
CAPRI | CAP439210 | EC000441 | EF003712 | 1,5 | 9.0
CAPRI | CAP439210 | EC000441 | EF004191 | Non | 9.0
CAPRI | CAP439210 | EC000441 | EF004685 | Non | 9.0
CAPRI | CAP439210 | EC000441 | EF005004 | Non | 9.0
CAPRI | CAP439210 | EC000441 | EF005049 | Non | 9.0
CAPRI | CAP439210 | EC000441 | EF005268 | 30,8 | 9.0
CAPRI | CAP439210 | EC000441 | EF005337 | Non | 9.0
CAPRI | CAP439210 | EC000441 | EF005466 | 13 | 9.0
CAPRI | CAP439210 | EC000441 | EF005466 | 7,5 | 9.0
CAPRI | CAP439210 | EC000441 | EF005474 | EV006619 | 9.0
CAPRI | CAP439210 | EC000441 | EF005728 | EV000494 | 9.0
CAPRI | CAP439210 | EC000441 | EF007839 | 20 | 9.0
CAPRI | CAP439210 | EC000441 | EF008404 | EV000494 | 9.0
CAPRI | CAP439210 | EC000441 | EF012184 | Non | 9.0
CAPRI | CAP439210 | EC000441 | EF012547 | Non | 9.0
CAPRI | CAP439210 | EC000441 | EF024919 | Non | 9.0
CAPRI | CAP439212 | EC000441 | EF000007 | EV000270 | 9.0
CAPRI | CAP439212 | EC000441 | EF000010 | EV000164 | 9.0
CAPRI | CAP439212 | EC000441 | EF000025 | Oui | 9.0
CAPRI | CAP439212 | EC000441 | EF000084 | Oui | 9.0
CAPRI | CAP439212 | EC000441 | EF000116 | 7035 | 9.0
CAPRI | CAP439212 | EC000441 | EF000139 | EV006034 | 9.0
CAPRI | CAP439212 | EC000441 | EF000177 | 28 | 9.0
CAPRI | CAP439212 | EC000441 | EF000368 | 9 | 9.0
CAPRI | CAP439212 | EC000441 | EF000734 | Non | 9.0
CAPRI | CAP439212 | EC000441 | EF000878 | Oui | 9.0
CAPRI | CAP439212 | EC000441 | EF000881 | Non | 9.0
CAPRI | CAP439212 | EC000441 | EF001062 | Non | 9.0
CAPRI | CAP439212 | EC000441 | EF001210 | Non | 9.0
CAPRI | CAP439212 | EC000441 | EF001217 | EV009696 | 9.0
CAPRI | CAP439212 | EC000441 | EF001257 | EV000402 | 9.0
CAPRI | CAP439212 | EC000441 | EF001742 | -5 | 9.0
CAPRI | CAP439212 | EC000441 | EF001742 | 70 | 9.0
CAPRI | CAP439212 | EC000441 | EF001758 | EV003712 | 9.0
CAPRI | CAP439212 | EC000441 | EF002169 | EV000139 | 9.0
CAPRI | CAP439212 | EC000441 | EF003712 | 1,5 | 9.0
CAPRI | CAP439212 | EC000441 | EF004191 | Non | 9.0
CAPRI | CAP439212 | EC000441 | EF004685 | Non | 9.0
CAPRI | CAP439212 | EC000441 | EF005004 | Non | 9.0
CAPRI | CAP439212 | EC000441 | EF005049 | Oui | 9.0
CAPRI | CAP439212 | EC000441 | EF005268 | 30,8 | 9.0
CAPRI | CAP439212 | EC000441 | EF005337 | Non | 9.0
CAPRI | CAP439212 | EC000441 | EF005466 | 13 | 9.0
CAPRI | CAP439212 | EC000441 | EF005466 | 7,5 | 9.0
CAPRI | CAP439212 | EC000441 | EF005474 | EV006619 | 9.0
CAPRI | CAP439212 | EC000441 | EF005728 | EV000494 | 9.0
CAPRI | CAP439212 | EC000441 | EF007839 | 20 | 9.0
CAPRI | CAP439212 | EC000441 | EF008404 | EV000494 | 9.0
CAPRI | CAP439212 | EC000441 | EF012184 | Non | 9.0
CAPRI | CAP439212 | EC000441 | EF012547 | Non | 9.0
CAPRI | CAP439212 | EC000441 | EF024919 | Non | 9.0
CAPRI | CAP439250 | EC000441 | EF000007 | EV000270 | 9.0
CAPRI | CAP439250 | EC000441 | EF000010 | EV000164 | 9.0
CAPRI | CAP439250 | EC000441 | EF000025 | Oui | 9.0
CAPRI | CAP439250 | EC000441 | EF000084 | Oui | 9.0
CAPRI | CAP439250 | EC000441 | EF000116 | 7035 | 9.0
CAPRI | CAP439250 | EC000441 | EF000139 | EV006034 | 9.0
CAPRI | CAP439250 | EC000441 | EF000177 | 32 | 9.0
CAPRI | CAP439250 | EC000441 | EF000368 | 11 | 9.0
CAPRI | CAP439250 | EC000441 | EF000734 | Non | 9.0
CAPRI | CAP439250 | EC000441 | EF000878 | Oui | 9.0
CAPRI | CAP439250 | EC000441 | EF000881 | Non | 9.0
CAPRI | CAP439250 | EC000441 | EF001062 | Non | 9.0
CAPRI | CAP439250 | EC000441 | EF001210 | Non | 9.0
CAPRI | CAP439250 | EC000441 | EF001217 | EV009696 | 9.0
CAPRI | CAP439250 | EC000441 | EF001257 | EV000402 | 9.0
CAPRI | CAP439250 | EC000441 | EF001742 | -5 | 9.0
CAPRI | CAP439250 | EC000441 | EF001742 | 70 | 9.0
CAPRI | CAP439250 | EC000441 | EF001758 | EV003712 | 9.0
CAPRI | CAP439250 | EC000441 | EF002169 | EV000139 | 9.0
CAPRI | CAP439250 | EC000441 | EF003712 | 1,5 | 9.0
CAPRI | CAP439250 | EC000441 | EF004191 | Non | 9.0
CAPRI | CAP439250 | EC000441 | EF004685 | Non | 9.0
CAPRI | CAP439250 | EC000441 | EF005004 | Non | 9.0
CAPRI | CAP439250 | EC000441 | EF005049 | Non | 9.0
CAPRI | CAP439250 | EC000441 | EF005268 | 35,2 | 9.0
CAPRI | CAP439250 | EC000441 | EF005337 | Non | 9.0
CAPRI | CAP439250 | EC000441 | EF005466 | 13 | 9.0
CAPRI | CAP439250 | EC000441 | EF005466 | 19 | 9.0
CAPRI | CAP439250 | EC000441 | EF005474 | EV006619 | 9.0
CAPRI | CAP439250 | EC000441 | EF005728 | EV000494 | 9.0
CAPRI | CAP439250 | EC000441 | EF007839 | 25 | 9.0
CAPRI | CAP439250 | EC000441 | EF008404 | EV000494 | 9.0
CAPRI | CAP439250 | EC000441 | EF012184 | Non | 9.0
CAPRI | CAP439250 | EC000441 | EF012547 | Non | 9.0
CAPRI | CAP439250 | EC000441 | EF024919 | Non | 9.0
CAPRI | CAP439252 | EC000441 | EF000007 | EV000270 | 9.0
CAPRI | CAP439252 | EC000441 | EF000010 | EV000164 | 9.0
CAPRI | CAP439252 | EC000441 | EF000025 | Oui | 9.0
CAPRI | CAP439252 | EC000441 | EF000084 | Oui | 9.0
CAPRI | CAP439252 | EC000441 | EF000116 | 7035 | 9.0
CAPRI | CAP439252 | EC000441 | EF000139 | EV006034 | 9.0
CAPRI | CAP439252 | EC000441 | EF000177 | 32 | 9.0
CAPRI | CAP439252 | EC000441 | EF000368 | 11 | 9.0
CAPRI | CAP439252 | EC000441 | EF000734 | Non | 9.0
CAPRI | CAP439252 | EC000441 | EF000878 | Oui | 9.0
CAPRI | CAP439252 | EC000441 | EF000881 | Non | 9.0
CAPRI | CAP439252 | EC000441 | EF001062 | Non | 9.0
CAPRI | CAP439252 | EC000441 | EF001210 | Non | 9.0
CAPRI | CAP439252 | EC000441 | EF001217 | EV009696 | 9.0
CAPRI | CAP439252 | EC000441 | EF001257 | EV000402 | 9.0
CAPRI | CAP439252 | EC000441 | EF001742 | -5 | 9.0
CAPRI | CAP439252 | EC000441 | EF001742 | 70 | 9.0
CAPRI | CAP439252 | EC000441 | EF001758 | EV003712 | 9.0
CAPRI | CAP439252 | EC000441 | EF002169 | EV000139 | 9.0
CAPRI | CAP439252 | EC000441 | EF003712 | 1,5 | 9.0
CAPRI | CAP439252 | EC000441 | EF004191 | Non | 9.0
CAPRI | CAP439252 | EC000441 | EF004685 | Non | 9.0
CAPRI | CAP439252 | EC000441 | EF005004 | Non | 9.0
CAPRI | CAP439252 | EC000441 | EF005049 | Oui | 9.0
CAPRI | CAP439252 | EC000441 | EF005268 | 35,2 | 9.0
CAPRI | CAP439252 | EC000441 | EF005337 | Non | 9.0
CAPRI | CAP439252 | EC000441 | EF005466 | 13 | 9.0
CAPRI | CAP439252 | EC000441 | EF005466 | 19 | 9.0
CAPRI | CAP439252 | EC000441 | EF005474 | EV006619 | 9.0
CAPRI | CAP439252 | EC000441 | EF005728 | EV000494 | 9.0
CAPRI | CAP439252 | EC000441 | EF007839 | 25 | 9.0
CAPRI | CAP439252 | EC000441 | EF008404 | EV000494 | 9.0
CAPRI | CAP439252 | EC000441 | EF012184 | Non | 9.0
CAPRI | CAP439252 | EC000441 | EF012547 | Non | 9.0
CAPRI | CAP439252 | EC000441 | EF024919 | Non | 9.0
CAPRI | CAP439320 | EC000441 | EF000007 | EV000270 | 9.0
CAPRI | CAP439320 | EC000441 | EF000010 | EV000164 | 9.0
CAPRI | CAP439320 | EC000441 | EF000025 | Oui | 9.0
CAPRI | CAP439320 | EC000441 | EF000084 | Oui | 9.0
CAPRI | CAP439320 | EC000441 | EF000116 | 7035 | 9.0
CAPRI | CAP439320 | EC000441 | EF000139 | EV006034 | 9.0
CAPRI | CAP439320 | EC000441 | EF000177 | 41 | 9.0
CAPRI | CAP439320 | EC000441 | EF000368 | 11 | 9.0
CAPRI | CAP439320 | EC000441 | EF000734 | Non | 9.0
CAPRI | CAP439320 | EC000441 | EF000878 | Oui | 9.0
CAPRI | CAP439320 | EC000441 | EF000881 | Non | 9.0
CAPRI | CAP439320 | EC000441 | EF001062 | Non | 9.0
CAPRI | CAP439320 | EC000441 | EF001210 | Non | 9.0
CAPRI | CAP439320 | EC000441 | EF001217 | EV009696 | 9.0
CAPRI | CAP439320 | EC000441 | EF001257 | EV000402 | 9.0
CAPRI | CAP439320 | EC000441 | EF001742 | -5 | 9.0
CAPRI | CAP439320 | EC000441 | EF001742 | 70 | 9.0
CAPRI | CAP439320 | EC000441 | EF001758 | EV003712 | 9.0
CAPRI | CAP439320 | EC000441 | EF002169 | EV000139 | 9.0
CAPRI | CAP439320 | EC000441 | EF003712 | 1,5 | 9.0
CAPRI | CAP439320 | EC000441 | EF004191 | Non | 9.0
CAPRI | CAP439320 | EC000441 | EF004685 | Non | 9.0
CAPRI | CAP439320 | EC000441 | EF005004 | Non | 9.0
CAPRI | CAP439320 | EC000441 | EF005049 | Non | 9.0
CAPRI | CAP439320 | EC000441 | EF005268 | 45,1 | 9.0
CAPRI | CAP439320 | EC000441 | EF005337 | Non | 9.0
CAPRI | CAP439320 | EC000441 | EF005466 | 15 | 9.0
CAPRI | CAP439320 | EC000441 | EF005466 | 25 | 9.0
CAPRI | CAP439320 | EC000441 | EF005474 | EV006619 | 9.0
CAPRI | CAP439320 | EC000441 | EF005728 | EV000494 | 9.0
CAPRI | CAP439320 | EC000441 | EF007839 | 32 | 9.0
CAPRI | CAP439320 | EC000441 | EF008404 | EV000494 | 9.0
CAPRI | CAP439320 | EC000441 | EF012184 | Non | 9.0
CAPRI | CAP439320 | EC000441 | EF012547 | Non | 9.0
CAPRI | CAP439320 | EC000441 | EF024919 | Non | 9.0
CAPRI | CAP439322 | EC000441 | EF000007 | EV000270 | 9.0
CAPRI | CAP439322 | EC000441 | EF000010 | EV000164 | 9.0
CAPRI | CAP439322 | EC000441 | EF000025 | Oui | 9.0
CAPRI | CAP439322 | EC000441 | EF000084 | Oui | 9.0
CAPRI | CAP439322 | EC000441 | EF000116 | 7035 | 9.0
CAPRI | CAP439322 | EC000441 | EF000139 | EV006034 | 9.0
CAPRI | CAP439322 | EC000441 | EF000177 | 41 | 9.0
CAPRI | CAP439322 | EC000441 | EF000368 | 11 | 9.0
CAPRI | CAP439322 | EC000441 | EF000734 | Non | 9.0
CAPRI | CAP439322 | EC000441 | EF000878 | Oui | 9.0
CAPRI | CAP439322 | EC000441 | EF000881 | Non | 9.0
CAPRI | CAP439322 | EC000441 | EF001062 | Non | 9.0
CAPRI | CAP439322 | EC000441 | EF001210 | Non | 9.0
CAPRI | CAP439322 | EC000441 | EF001217 | EV009696 | 9.0
CAPRI | CAP439322 | EC000441 | EF001257 | EV000402 | 9.0
CAPRI | CAP439322 | EC000441 | EF001742 | -5 | 9.0
CAPRI | CAP439322 | EC000441 | EF001742 | 70 | 9.0
CAPRI | CAP439322 | EC000441 | EF001758 | EV003712 | 9.0
CAPRI | CAP439322 | EC000441 | EF002169 | EV000139 | 9.0
CAPRI | CAP439322 | EC000441 | EF003712 | 1,5 | 9.0
CAPRI | CAP439322 | EC000441 | EF004191 | Non | 9.0
CAPRI | CAP439322 | EC000441 | EF004685 | Non | 9.0
CAPRI | CAP439322 | EC000441 | EF005004 | Non | 9.0
CAPRI | CAP439322 | EC000441 | EF005049 | Oui | 9.0
CAPRI | CAP439322 | EC000441 | EF005268 | 45,1 | 9.0
CAPRI | CAP439322 | EC000441 | EF005337 | Non | 9.0
CAPRI | CAP439322 | EC000441 | EF005466 | 15 | 9.0
CAPRI | CAP439322 | EC000441 | EF005466 | 25 | 9.0
CAPRI | CAP439322 | EC000441 | EF005474 | EV006619 | 9.0
CAPRI | CAP439322 | EC000441 | EF005728 | EV000494 | 9.0
CAPRI | CAP439322 | EC000441 | EF007839 | 32 | 9.0
CAPRI | CAP439322 | EC000441 | EF008404 | EV000494 | 9.0
CAPRI | CAP439322 | EC000441 | EF012184 | Non | 9.0
CAPRI | CAP439322 | EC000441 | EF012547 | Non | 9.0
CAPRI | CAP439322 | EC000441 | EF024919 | Non | 9.0
CAPRI | CAP439400 | EC000441 | EF000007 | EV000270 | 9.0
CAPRI | CAP439400 | EC000441 | EF000010 | EV000164 | 9.0
CAPRI | CAP439400 | EC000441 | EF000025 | Oui | 9.0
CAPRI | CAP439400 | EC000441 | EF000084 | Oui | 9.0
CAPRI | CAP439400 | EC000441 | EF000116 | 7035 | 9.0
CAPRI | CAP439400 | EC000441 | EF000139 | EV006034 | 9.0
CAPRI | CAP439400 | EC000441 | EF000177 | 52 | 9.0
CAPRI | CAP439400 | EC000441 | EF000368 | 13 | 9.0
CAPRI | CAP439400 | EC000441 | EF000734 | Non | 9.0
CAPRI | CAP439400 | EC000441 | EF000878 | Oui | 9.0
CAPRI | CAP439400 | EC000441 | EF000881 | Non | 9.0
CAPRI | CAP439400 | EC000441 | EF001062 | Non | 9.0
CAPRI | CAP439400 | EC000441 | EF001210 | Non | 9.0
CAPRI | CAP439400 | EC000441 | EF001217 | EV009696 | 9.0
CAPRI | CAP439400 | EC000441 | EF001257 | EV000402 | 9.0
CAPRI | CAP439400 | EC000441 | EF001742 | -5 | 9.0
CAPRI | CAP439400 | EC000441 | EF001742 | 70 | 9.0
CAPRI | CAP439400 | EC000441 | EF001758 | EV003712 | 9.0
CAPRI | CAP439400 | EC000441 | EF002169 | EV000139 | 9.0
CAPRI | CAP439400 | EC000441 | EF003712 | 1,5 | 9.0
CAPRI | CAP439400 | EC000441 | EF004191 | Non | 9.0
CAPRI | CAP439400 | EC000441 | EF004685 | Non | 9.0
CAPRI | CAP439400 | EC000441 | EF005004 | Non | 9.0
CAPRI | CAP439400 | EC000441 | EF005049 | Non | 9.0
CAPRI | CAP439400 | EC000441 | EF005268 | 57,2 | 9.0
CAPRI | CAP439400 | EC000441 | EF005337 | Non | 9.0
CAPRI | CAP439400 | EC000441 | EF005466 | 21 | 9.0
CAPRI | CAP439400 | EC000441 | EF005466 | 32 | 9.0
CAPRI | CAP439400 | EC000441 | EF005474 | EV006619 | 9.0
CAPRI | CAP439400 | EC000441 | EF005728 | EV000494 | 9.0
CAPRI | CAP439400 | EC000441 | EF007839 | 40 | 9.0
CAPRI | CAP439400 | EC000441 | EF008404 | EV000494 | 9.0
CAPRI | CAP439400 | EC000441 | EF012184 | Non | 9.0
CAPRI | CAP439400 | EC000441 | EF012547 | Non | 9.0
CAPRI | CAP439400 | EC000441 | EF024919 | Non | 9.0
CAPRI | CAP439402 | EC000441 | EF000007 | EV000270 | 9.0
CAPRI | CAP439402 | EC000441 | EF000010 | EV000164 | 9.0
CAPRI | CAP439402 | EC000441 | EF000025 | Oui | 9.0
CAPRI | CAP439402 | EC000441 | EF000084 | Oui | 9.0
CAPRI | CAP439402 | EC000441 | EF000116 | 7035 | 9.0
CAPRI | CAP439402 | EC000441 | EF000139 | EV006034 | 9.0
CAPRI | CAP439402 | EC000441 | EF000177 | 52 | 9.0
CAPRI | CAP439402 | EC000441 | EF000368 | 13 | 9.0
CAPRI | CAP439402 | EC000441 | EF000734 | Non | 9.0
CAPRI | CAP439402 | EC000441 | EF000878 | Oui | 9.0
CAPRI | CAP439402 | EC000441 | EF000881 | Non | 9.0
CAPRI | CAP439402 | EC000441 | EF001062 | Non | 9.0
CAPRI | CAP439402 | EC000441 | EF001210 | Non | 9.0
CAPRI | CAP439402 | EC000441 | EF001217 | EV009696 | 9.0
CAPRI | CAP439402 | EC000441 | EF001257 | EV000402 | 9.0
CAPRI | CAP439402 | EC000441 | EF001742 | -5 | 9.0
CAPRI | CAP439402 | EC000441 | EF001742 | 70 | 9.0
CAPRI | CAP439402 | EC000441 | EF001758 | EV003712 | 9.0
CAPRI | CAP439402 | EC000441 | EF002169 | EV000139 | 9.0
CAPRI | CAP439402 | EC000441 | EF003712 | 1,5 | 9.0
CAPRI | CAP439402 | EC000441 | EF004191 | Non | 9.0
CAPRI | CAP439402 | EC000441 | EF004685 | Non | 9.0
CAPRI | CAP439402 | EC000441 | EF005004 | Non | 9.0
CAPRI | CAP439402 | EC000441 | EF005049 | Oui | 9.0
CAPRI | CAP439402 | EC000441 | EF005268 | 57,2 | 9.0
CAPRI | CAP439402 | EC000441 | EF005337 | Non | 9.0
CAPRI | CAP439402 | EC000441 | EF005466 | 21 | 9.0
CAPRI | CAP439402 | EC000441 | EF005466 | 32 | 9.0
CAPRI | CAP439402 | EC000441 | EF005474 | EV006619 | 9.0
CAPRI | CAP439402 | EC000441 | EF005728 | EV000494 | 9.0
CAPRI | CAP439402 | EC000441 | EF007839 | 40 | 9.0
CAPRI | CAP439402 | EC000441 | EF008404 | EV000494 | 9.0
CAPRI | CAP439402 | EC000441 | EF012184 | Non | 9.0
CAPRI | CAP439402 | EC000441 | EF012547 | Non | 9.0
CAPRI | CAP439402 | EC000441 | EF024919 | Non | 9.0
CAPRI | CAP439500 | EC000441 | EF000007 | EV000270 | 9.0
CAPRI | CAP439500 | EC000441 | EF000010 | EV000164 | 9.0
CAPRI | CAP439500 | EC000441 | EF000025 | Oui | 9.0
CAPRI | CAP439500 | EC000441 | EF000084 | Oui | 9.0
CAPRI | CAP439500 | EC000441 | EF000116 | 7035 | 9.0
CAPRI | CAP439500 | EC000441 | EF000139 | EV006034 | 9.0
CAPRI | CAP439500 | EC000441 | EF000177 | 59 | 9.0
CAPRI | CAP439500 | EC000441 | EF000368 | 13 | 9.0
CAPRI | CAP439500 | EC000441 | EF000734 | Non | 9.0
CAPRI | CAP439500 | EC000441 | EF000878 | Oui | 9.0
CAPRI | CAP439500 | EC000441 | EF000881 | Non | 9.0
CAPRI | CAP439500 | EC000441 | EF001062 | Non | 9.0
CAPRI | CAP439500 | EC000441 | EF001210 | Non | 9.0
CAPRI | CAP439500 | EC000441 | EF001217 | EV009696 | 9.0
CAPRI | CAP439500 | EC000441 | EF001257 | EV000402 | 9.0
CAPRI | CAP439500 | EC000441 | EF001742 | -5 | 9.0
CAPRI | CAP439500 | EC000441 | EF001742 | 70 | 9.0
CAPRI | CAP439500 | EC000441 | EF001758 | EV003712 | 9.0
CAPRI | CAP439500 | EC000441 | EF002169 | EV000139 | 9.0
CAPRI | CAP439500 | EC000441 | EF003712 | 1,5 | 9.0
CAPRI | CAP439500 | EC000441 | EF004191 | Non | 9.0
CAPRI | CAP439500 | EC000441 | EF004685 | Non | 9.0
CAPRI | CAP439500 | EC000441 | EF005004 | Non | 9.0
CAPRI | CAP439500 | EC000441 | EF005049 | Non | 9.0
CAPRI | CAP439500 | EC000441 | EF005268 | 64,9 | 9.0
CAPRI | CAP439500 | EC000441 | EF005337 | Non | 9.0
CAPRI | CAP439500 | EC000441 | EF005466 | 26 | 9.0
CAPRI | CAP439500 | EC000441 | EF005466 | 38 | 9.0
CAPRI | CAP439500 | EC000441 | EF005474 | EV006619 | 9.0
CAPRI | CAP439500 | EC000441 | EF005728 | EV000494 | 9.0
CAPRI | CAP439500 | EC000441 | EF007839 | 50 | 9.0
CAPRI | CAP439500 | EC000441 | EF008404 | EV000494 | 9.0
CAPRI | CAP439500 | EC000441 | EF012184 | Non | 9.0
CAPRI | CAP439500 | EC000441 | EF012547 | Non | 9.0
CAPRI | CAP439500 | EC000441 | EF024919 | Non | 9.0
CAPRI | CAP439502 | EC000441 | EF000007 | EV000270 | 9.0
CAPRI | CAP439502 | EC000441 | EF000010 | EV000164 | 9.0
CAPRI | CAP439502 | EC000441 | EF000025 | Oui | 9.0
CAPRI | CAP439502 | EC000441 | EF000084 | Oui | 9.0
CAPRI | CAP439502 | EC000441 | EF000116 | 7035 | 9.0
CAPRI | CAP439502 | EC000441 | EF000139 | EV006034 | 9.0
CAPRI | CAP439502 | EC000441 | EF000177 | 59 | 9.0
CAPRI | CAP439502 | EC000441 | EF000368 | 13 | 9.0
CAPRI | CAP439502 | EC000441 | EF000734 | Non | 9.0
CAPRI | CAP439502 | EC000441 | EF000878 | Oui | 9.0
CAPRI | CAP439502 | EC000441 | EF000881 | Non | 9.0
CAPRI | CAP439502 | EC000441 | EF001062 | Non | 9.0
CAPRI | CAP439502 | EC000441 | EF001210 | Non | 9.0
CAPRI | CAP439502 | EC000441 | EF001217 | EV009696 | 9.0
CAPRI | CAP439502 | EC000441 | EF001257 | EV000402 | 9.0
CAPRI | CAP439502 | EC000441 | EF001742 | -5 | 9.0
CAPRI | CAP439502 | EC000441 | EF001742 | 70 | 9.0
CAPRI | CAP439502 | EC000441 | EF001758 | EV003712 | 9.0
CAPRI | CAP439502 | EC000441 | EF002169 | EV000139 | 9.0
CAPRI | CAP439502 | EC000441 | EF003712 | 1,5 | 9.0
CAPRI | CAP439502 | EC000441 | EF004191 | Non | 9.0
CAPRI | CAP439502 | EC000441 | EF004685 | Non | 9.0
CAPRI | CAP439502 | EC000441 | EF005004 | Non | 9.0
CAPRI | CAP439502 | EC000441 | EF005049 | Oui | 9.0
CAPRI | CAP439502 | EC000441 | EF005268 | 64,9 | 9.0
CAPRI | CAP439502 | EC000441 | EF005337 | Non | 9.0
CAPRI | CAP439502 | EC000441 | EF005466 | 26 | 9.0
CAPRI | CAP439502 | EC000441 | EF005466 | 38 | 9.0
CAPRI | CAP439502 | EC000441 | EF005474 | EV006619 | 9.0
CAPRI | CAP439502 | EC000441 | EF005728 | EV000494 | 9.0
CAPRI | CAP439502 | EC000441 | EF007839 | 50 | 9.0
CAPRI | CAP439502 | EC000441 | EF008404 | EV000494 | 9.0
CAPRI | CAP439502 | EC000441 | EF012184 | Non | 9.0
CAPRI | CAP439502 | EC000441 | EF012547 | Non | 9.0
CAPRI | CAP439502 | EC000441 | EF024919 | Non | 9.0
CAPRI | CAP439630 | EC000441 | EF000007 | EV000270 | 9.0
CAPRI | CAP439630 | EC000441 | EF000010 | EV000164 | 9.0
CAPRI | CAP439630 | EC000441 | EF000025 | Oui | 9.0
CAPRI | CAP439630 | EC000441 | EF000084 | Oui | 9.0
CAPRI | CAP439630 | EC000441 | EF000116 | 7035 | 9.0
CAPRI | CAP439630 | EC000441 | EF000139 | EV006034 | 9.0
CAPRI | CAP439630 | EC000441 | EF000177 | 65 | 9.0
CAPRI | CAP439630 | EC000441 | EF000368 | 14 | 9.0
CAPRI | CAP439630 | EC000441 | EF000734 | Non | 9.0
CAPRI | CAP439630 | EC000441 | EF000878 | Oui | 9.0
CAPRI | CAP439630 | EC000441 | EF000881 | Non | 9.0
CAPRI | CAP439630 | EC000441 | EF001062 | Non | 9.0
CAPRI | CAP439630 | EC000441 | EF001210 | Non | 9.0
CAPRI | CAP439630 | EC000441 | EF001217 | EV009696 | 9.0
CAPRI | CAP439630 | EC000441 | EF001257 | EV000402 | 9.0
CAPRI | CAP439630 | EC000441 | EF001742 | -5 | 9.0
CAPRI | CAP439630 | EC000441 | EF001742 | 70 | 9.0
CAPRI | CAP439630 | EC000441 | EF001758 | EV003712 | 9.0
CAPRI | CAP439630 | EC000441 | EF002169 | EV000139 | 9.0
CAPRI | CAP439630 | EC000441 | EF003712 | 1,5 | 9.0
CAPRI | CAP439630 | EC000441 | EF004191 | Non | 9.0
CAPRI | CAP439630 | EC000441 | EF004685 | Non | 9.0
CAPRI | CAP439630 | EC000441 | EF005004 | Non | 9.0
CAPRI | CAP439630 | EC000441 | EF005049 | Non | 9.0
CAPRI | CAP439630 | EC000441 | EF005268 | 71,5 | 9.0
CAPRI | CAP439630 | EC000441 | EF005337 | Non | 9.0
CAPRI | CAP439630 | EC000441 | EF005466 | 31 | 9.0
CAPRI | CAP439630 | EC000441 | EF005466 | 44 | 9.0
CAPRI | CAP439630 | EC000441 | EF005474 | EV006619 | 9.0
CAPRI | CAP439630 | EC000441 | EF005728 | EV000494 | 9.0
CAPRI | CAP439630 | EC000441 | EF007839 | 63 | 9.0
CAPRI | CAP439630 | EC000441 | EF008404 | EV000494 | 9.0
CAPRI | CAP439630 | EC000441 | EF012184 | Non | 9.0
CAPRI | CAP439630 | EC000441 | EF012547 | Non | 9.0
CAPRI | CAP439630 | EC000441 | EF024919 | Non | 9.0
CAPRI | CAP439631 | EC000441 | EF000007 | EV000270 | 9.0
CAPRI | CAP439631 | EC000441 | EF000010 | EV000164 | 9.0
CAPRI | CAP439631 | EC000441 | EF000025 | Oui | 9.0
CAPRI | CAP439631 | EC000441 | EF000084 | Oui | 9.0
CAPRI | CAP439631 | EC000441 | EF000116 | 7035 | 9.0
CAPRI | CAP439631 | EC000441 | EF000139 | EV006034 | 9.0
CAPRI | CAP439631 | EC000441 | EF000177 | 65 | 9.0
CAPRI | CAP439631 | EC000441 | EF000368 | 14 | 9.0
CAPRI | CAP439631 | EC000441 | EF000734 | Non | 9.0
CAPRI | CAP439631 | EC000441 | EF000878 | Oui | 9.0
CAPRI | CAP439631 | EC000441 | EF000881 | Non | 9.0
CAPRI | CAP439631 | EC000441 | EF001062 | Non | 9.0
CAPRI | CAP439631 | EC000441 | EF001210 | Non | 9.0
CAPRI | CAP439631 | EC000441 | EF001217 | EV009696 | 9.0
CAPRI | CAP439631 | EC000441 | EF001257 | EV000402 | 9.0
CAPRI | CAP439631 | EC000441 | EF001742 | -5 | 9.0
CAPRI | CAP439631 | EC000441 | EF001742 | 70 | 9.0
CAPRI | CAP439631 | EC000441 | EF001758 | EV003712 | 9.0
CAPRI | CAP439631 | EC000441 | EF002169 | EV000139 | 9.0
CAPRI | CAP439631 | EC000441 | EF003712 | 1,5 | 9.0
CAPRI | CAP439631 | EC000441 | EF004191 | Non | 9.0
CAPRI | CAP439631 | EC000441 | EF004685 | Non | 9.0
CAPRI | CAP439631 | EC000441 | EF005004 | Non | 9.0
CAPRI | CAP439631 | EC000441 | EF005049 | Oui | 9.0
CAPRI | CAP439631 | EC000441 | EF005268 | 71,5 | 9.0
CAPRI | CAP439631 | EC000441 | EF005337 | Non | 9.0
CAPRI | CAP439631 | EC000441 | EF005466 | 31 | 9.0
CAPRI | CAP439631 | EC000441 | EF005466 | 44 | 9.0
CAPRI | CAP439631 | EC000441 | EF005474 | EV006619 | 9.0
CAPRI | CAP439631 | EC000441 | EF005728 | EV000494 | 9.0
CAPRI | CAP439631 | EC000441 | EF007839 | 63 | 9.0
CAPRI | CAP439631 | EC000441 | EF008404 | EV000494 | 9.0
CAPRI | CAP439631 | EC000441 | EF012184 | Non | 9.0
CAPRI | CAP439631 | EC000441 | EF012547 | Non | 9.0
CAPRI | CAP439631 | EC000441 | EF024919 | Non | 9.0
CAPRI | CAP439632 | EC000441 | EF000007 | EV000270 | 9.0
CAPRI | CAP439632 | EC000441 | EF000010 | EV000164 | 9.0
CAPRI | CAP439632 | EC000441 | EF000025 | Oui | 9.0
CAPRI | CAP439632 | EC000441 | EF000084 | Oui | 9.0
CAPRI | CAP439632 | EC000441 | EF000116 | 7035 | 9.0
CAPRI | CAP439632 | EC000441 | EF000139 | EV006034 | 9.0
CAPRI | CAP439632 | EC000441 | EF000177 | 65 | 9.0
CAPRI | CAP439632 | EC000441 | EF000368 | 14 | 9.0
CAPRI | CAP439632 | EC000441 | EF000734 | Non | 9.0
CAPRI | CAP439632 | EC000441 | EF000878 | Oui | 9.0
CAPRI | CAP439632 | EC000441 | EF000881 | Non | 9.0
CAPRI | CAP439632 | EC000441 | EF001062 | Non | 9.0
CAPRI | CAP439632 | EC000441 | EF001210 | Non | 9.0
CAPRI | CAP439632 | EC000441 | EF001217 | EV009696 | 9.0
CAPRI | CAP439632 | EC000441 | EF001257 | EV000402 | 9.0
CAPRI | CAP439632 | EC000441 | EF001742 | -5 | 9.0
CAPRI | CAP439632 | EC000441 | EF001742 | 70 | 9.0
CAPRI | CAP439632 | EC000441 | EF001758 | EV003712 | 9.0
CAPRI | CAP439632 | EC000441 | EF002169 | EV000139 | 9.0
CAPRI | CAP439632 | EC000441 | EF003712 | 1,5 | 9.0
CAPRI | CAP439632 | EC000441 | EF004191 | Non | 9.0
CAPRI | CAP439632 | EC000441 | EF004685 | Non | 9.0
CAPRI | CAP439632 | EC000441 | EF005004 | Non | 9.0
CAPRI | CAP439632 | EC000441 | EF005049 | Oui | 9.0
CAPRI | CAP439632 | EC000441 | EF005268 | 71,5 | 9.0
CAPRI | CAP439632 | EC000441 | EF005337 | Non | 9.0
CAPRI | CAP439632 | EC000441 | EF005466 | 31 | 9.0
CAPRI | CAP439632 | EC000441 | EF005466 | 44 | 9.0
CAPRI | CAP439632 | EC000441 | EF005474 | EV006619 | 9.0
CAPRI | CAP439632 | EC000441 | EF005728 | EV000494 | 9.0
CAPRI | CAP439632 | EC000441 | EF007839 | 63 | 9.0
CAPRI | CAP439632 | EC000441 | EF008404 | EV000494 | 9.0
CAPRI | CAP439632 | EC000441 | EF012184 | Non | 9.0
CAPRI | CAP439632 | EC000441 | EF012547 | Non | 9.0
CAPRI | CAP439632 | EC000441 | EF024919 | Non | 9.0
CAPRI | CAP450702 | EC000441 | EF000007 | EV000270 | 9.0
CAPRI | CAP450702 | EC000441 | EF000010 | EV000164 | 9.0
CAPRI | CAP450702 | EC000441 | EF000025 | Oui | 9.0
CAPRI | CAP450702 | EC000441 | EF000084 | Oui | 9.0
CAPRI | CAP450702 | EC000441 | EF000116 | 7035 | 9.0
CAPRI | CAP450702 | EC000441 | EF000139 | EV006034 | 9.0
CAPRI | CAP450702 | EC000441 | EF000177 | 15 | 9.0
CAPRI | CAP450702 | EC000441 | EF000368 | 8 | 9.0
CAPRI | CAP450702 | EC000441 | EF000734 | Non | 9.0
CAPRI | CAP450702 | EC000441 | EF000878 | Oui | 9.0
CAPRI | CAP450702 | EC000441 | EF000881 | Non | 9.0
CAPRI | CAP450702 | EC000441 | EF001062 | Non | 9.0
CAPRI | CAP450702 | EC000441 | EF001210 | Non | 9.0
CAPRI | CAP450702 | EC000441 | EF001217 | EV009696 | 9.0
CAPRI | CAP450702 | EC000441 | EF001257 | EV000402 | 9.0
CAPRI | CAP450702 | EC000441 | EF001742 | 100 | 9.0
CAPRI | CAP450702 | EC000441 | EF001742 | -20 | 9.0
CAPRI | CAP450702 | EC000441 | EF001758 | EV003695 | 9.0
CAPRI | CAP450702 | EC000441 | EF002169 | EV000139 | 9.0
CAPRI | CAP450702 | EC000441 | EF003712 | 1,27 | 9.0
CAPRI | CAP450702 | EC000441 | EF004191 | Non | 9.0
CAPRI | CAP450702 | EC000441 | EF004685 | Non | 9.0
CAPRI | CAP450702 | EC000441 | EF005004 | Non | 9.0
CAPRI | CAP450702 | EC000441 | EF005049 | Non | 9.0
CAPRI | CAP450702 | EC000441 | EF005268 | 16,5 | 9.0
CAPRI | CAP450702 | EC000441 | EF005337 | Non | 9.0
CAPRI | CAP450702 | EC000441 | EF005466 | 3 | 9.0
CAPRI | CAP450702 | EC000441 | EF005466 | 6,5 | 9.0
CAPRI | CAP450702 | EC000441 | EF005474 | EV006618 | 9.0
CAPRI | CAP450702 | EC000441 | EF005728 | EV000494 | 9.0
CAPRI | CAP450702 | EC000441 | EF007839 | 7 | 9.0
CAPRI | CAP450702 | EC000441 | EF008404 | EV000494 | 9.0
CAPRI | CAP450702 | EC000441 | EF012184 | Non | 9.0
CAPRI | CAP450702 | EC000441 | EF012547 | Non | 9.0
CAPRI | CAP450702 | EC000441 | EF024919 | Non | 9.0
CAPRI | CAP450712 | EC000441 | EF000007 | EV000270 | 9.0
CAPRI | CAP450712 | EC000441 | EF000010 | EV000164 | 9.0
CAPRI | CAP450712 | EC000441 | EF000025 | Oui | 9.0
CAPRI | CAP450712 | EC000441 | EF000084 | Oui | 9.0
CAPRI | CAP450712 | EC000441 | EF000116 | 7035 | 9.0
CAPRI | CAP450712 | EC000441 | EF000139 | EV006034 | 9.0
CAPRI | CAP450712 | EC000441 | EF000177 | 15 | 9.0
CAPRI | CAP450712 | EC000441 | EF000368 | 8 | 9.0
CAPRI | CAP450712 | EC000441 | EF000734 | Non | 9.0
CAPRI | CAP450712 | EC000441 | EF000878 | Oui | 9.0
CAPRI | CAP450712 | EC000441 | EF000881 | Non | 9.0
CAPRI | CAP450712 | EC000441 | EF001062 | Non | 9.0
CAPRI | CAP450712 | EC000441 | EF001210 | Non | 9.0
CAPRI | CAP450712 | EC000441 | EF001217 | EV009696 | 9.0
CAPRI | CAP450712 | EC000441 | EF001257 | EV000402 | 9.0
CAPRI | CAP450712 | EC000441 | EF001742 | 100 | 9.0
CAPRI | CAP450712 | EC000441 | EF001742 | -20 | 9.0
CAPRI | CAP450712 | EC000441 | EF001758 | EV003695 | 9.0
CAPRI | CAP450712 | EC000441 | EF002169 | EV000139 | 9.0
CAPRI | CAP450712 | EC000441 | EF003712 | 1,27 | 9.0
CAPRI | CAP450712 | EC000441 | EF004191 | Non | 9.0
CAPRI | CAP450712 | EC000441 | EF004685 | Non | 9.0
CAPRI | CAP450712 | EC000441 | EF005004 | Non | 9.0
CAPRI | CAP450712 | EC000441 | EF005049 | Oui | 9.0
CAPRI | CAP450712 | EC000441 | EF005268 | 16,5 | 9.0
CAPRI | CAP450712 | EC000441 | EF005337 | Non | 9.0
CAPRI | CAP450712 | EC000441 | EF005466 | 3 | 9.0
CAPRI | CAP450712 | EC000441 | EF005466 | 6,5 | 9.0
CAPRI | CAP450712 | EC000441 | EF005474 | EV006618 | 9.0
CAPRI | CAP450712 | EC000441 | EF005728 | EV000494 | 9.0
CAPRI | CAP450712 | EC000441 | EF007839 | 7 | 9.0
CAPRI | CAP450712 | EC000441 | EF008404 | EV000494 | 9.0
CAPRI | CAP450712 | EC000441 | EF012184 | Non | 9.0
CAPRI | CAP450712 | EC000441 | EF012547 | Non | 9.0
CAPRI | CAP450712 | EC000441 | EF024919 | Non | 9.0
CAPRI | CAP450772 | EC000441 | EF000007 | EV000270 | 9.0
CAPRI | CAP450772 | EC000441 | EF000010 | EV000164 | 9.0
CAPRI | CAP450772 | EC000441 | EF000025 | Oui | 9.0
CAPRI | CAP450772 | EC000441 | EF000084 | Oui | 9.0
CAPRI | CAP450772 | EC000441 | EF000116 | 7035 | 9.0
CAPRI | CAP450772 | EC000441 | EF000139 | EV006034 | 9.0
CAPRI | CAP450772 | EC000441 | EF000177 | 15 | 9.0
CAPRI | CAP450772 | EC000441 | EF000368 | 8 | 9.0
CAPRI | CAP450772 | EC000441 | EF000734 | Non | 9.0
CAPRI | CAP450772 | EC000441 | EF000878 | Oui | 9.0
CAPRI | CAP450772 | EC000441 | EF000881 | Non | 9.0
CAPRI | CAP450772 | EC000441 | EF001062 | Non | 9.0
CAPRI | CAP450772 | EC000441 | EF001210 | Non | 9.0
CAPRI | CAP450772 | EC000441 | EF001217 | EV009696 | 9.0
CAPRI | CAP450772 | EC000441 | EF001257 | EV000402 | 9.0
CAPRI | CAP450772 | EC000441 | EF001742 | 100 | 9.0
CAPRI | CAP450772 | EC000441 | EF001742 | -20 | 9.0
CAPRI | CAP450772 | EC000441 | EF001758 | EV003695 | 9.0
CAPRI | CAP450772 | EC000441 | EF002169 | EV000139 | 9.0
CAPRI | CAP450772 | EC000441 | EF003712 | 1,27 | 9.0
CAPRI | CAP450772 | EC000441 | EF004191 | Non | 9.0
CAPRI | CAP450772 | EC000441 | EF004685 | Non | 9.0
CAPRI | CAP450772 | EC000441 | EF005004 | Non | 9.0
CAPRI | CAP450772 | EC000441 | EF005049 | Oui | 9.0
CAPRI | CAP450772 | EC000441 | EF005268 | 16,5 | 9.0
CAPRI | CAP450772 | EC000441 | EF005337 | Non | 9.0
CAPRI | CAP450772 | EC000441 | EF005466 | 3 | 9.0
CAPRI | CAP450772 | EC000441 | EF005466 | 6,5 | 9.0
CAPRI | CAP450772 | EC000441 | EF005474 | EV006618 | 9.0
CAPRI | CAP450772 | EC000441 | EF005728 | EV000494 | 9.0
CAPRI | CAP450772 | EC000441 | EF007839 | 7 | 9.0
CAPRI | CAP450772 | EC000441 | EF008404 | EV000494 | 9.0
CAPRI | CAP450772 | EC000441 | EF012184 | Non | 9.0
CAPRI | CAP450772 | EC000441 | EF012547 | Non | 9.0
CAPRI | CAP450772 | EC000441 | EF024919 | Non | 9.0
CAPRI | CAP450902 | EC000441 | EF000007 | EV000270 | 9.0
CAPRI | CAP450902 | EC000441 | EF000010 | EV000164 | 9.0
CAPRI | CAP450902 | EC000441 | EF000025 | Oui | 9.0
CAPRI | CAP450902 | EC000441 | EF000084 | Oui | 9.0
CAPRI | CAP450902 | EC000441 | EF000116 | 7035 | 9.0
CAPRI | CAP450902 | EC000441 | EF000139 | EV006034 | 9.0
CAPRI | CAP450902 | EC000441 | EF000177 | 19 | 9.0
CAPRI | CAP450902 | EC000441 | EF000368 | 8 | 9.0
CAPRI | CAP450902 | EC000441 | EF000734 | Non | 9.0
CAPRI | CAP450902 | EC000441 | EF000878 | Oui | 9.0
CAPRI | CAP450902 | EC000441 | EF000881 | Non | 9.0
CAPRI | CAP450902 | EC000441 | EF001062 | Non | 9.0
CAPRI | CAP450902 | EC000441 | EF001210 | Non | 9.0
CAPRI | CAP450902 | EC000441 | EF001217 | EV009696 | 9.0
CAPRI | CAP450902 | EC000441 | EF001257 | EV000402 | 9.0
CAPRI | CAP450902 | EC000441 | EF001742 | 100 | 9.0
CAPRI | CAP450902 | EC000441 | EF001742 | -20 | 9.0
CAPRI | CAP450902 | EC000441 | EF001758 | EV003695 | 9.0
CAPRI | CAP450902 | EC000441 | EF002169 | EV000139 | 9.0
CAPRI | CAP450902 | EC000441 | EF003712 | 1,41 | 9.0
CAPRI | CAP450902 | EC000441 | EF004191 | Non | 9.0
CAPRI | CAP450902 | EC000441 | EF004685 | Non | 9.0
CAPRI | CAP450902 | EC000441 | EF005004 | Non | 9.0
CAPRI | CAP450902 | EC000441 | EF005049 | Non | 9.0
CAPRI | CAP450902 | EC000441 | EF005268 | 20,9 | 9.0
CAPRI | CAP450902 | EC000441 | EF005337 | Non | 9.0
CAPRI | CAP450902 | EC000441 | EF005466 | 4 | 9.0
CAPRI | CAP450902 | EC000441 | EF005466 | 8 | 9.0
CAPRI | CAP450902 | EC000441 | EF005474 | EV006618 | 9.0
CAPRI | CAP450902 | EC000441 | EF005728 | EV000494 | 9.0
CAPRI | CAP450902 | EC000441 | EF007839 | 9 | 9.0
CAPRI | CAP450902 | EC000441 | EF008404 | EV000494 | 9.0
CAPRI | CAP450902 | EC000441 | EF012184 | Non | 9.0
CAPRI | CAP450902 | EC000441 | EF012547 | Non | 9.0
CAPRI | CAP450902 | EC000441 | EF024919 | Non | 9.0
CAPRI | CAP450912 | EC000441 | EF000007 | EV000270 | 9.0
CAPRI | CAP450912 | EC000441 | EF000010 | EV000164 | 9.0
CAPRI | CAP450912 | EC000441 | EF000025 | Oui | 9.0
CAPRI | CAP450912 | EC000441 | EF000084 | Oui | 9.0
CAPRI | CAP450912 | EC000441 | EF000116 | 7035 | 9.0
CAPRI | CAP450912 | EC000441 | EF000139 | EV006034 | 9.0
CAPRI | CAP450912 | EC000441 | EF000177 | 19 | 9.0
CAPRI | CAP450912 | EC000441 | EF000368 | 8 | 9.0
CAPRI | CAP450912 | EC000441 | EF000734 | Non | 9.0
CAPRI | CAP450912 | EC000441 | EF000878 | Oui | 9.0
CAPRI | CAP450912 | EC000441 | EF000881 | Non | 9.0
CAPRI | CAP450912 | EC000441 | EF001062 | Non | 9.0
CAPRI | CAP450912 | EC000441 | EF001210 | Non | 9.0
CAPRI | CAP450912 | EC000441 | EF001217 | EV009696 | 9.0
CAPRI | CAP450912 | EC000441 | EF001257 | EV000402 | 9.0
CAPRI | CAP450912 | EC000441 | EF001742 | 100 | 9.0
CAPRI | CAP450912 | EC000441 | EF001742 | -20 | 9.0
CAPRI | CAP450912 | EC000441 | EF001758 | EV003695 | 9.0
CAPRI | CAP450912 | EC000441 | EF002169 | EV000139 | 9.0
CAPRI | CAP450912 | EC000441 | EF003712 | 1,41 | 9.0
CAPRI | CAP450912 | EC000441 | EF004191 | Non | 9.0
CAPRI | CAP450912 | EC000441 | EF004685 | Non | 9.0
CAPRI | CAP450912 | EC000441 | EF005004 | Non | 9.0
CAPRI | CAP450912 | EC000441 | EF005049 | Oui | 9.0
CAPRI | CAP450912 | EC000441 | EF005268 | 20.9 | 9.0
CAPRI | CAP450912 | EC000441 | EF005337 | Non | 9.0
CAPRI | CAP450912 | EC000441 | EF005466 | 4 | 9.0
CAPRI | CAP450912 | EC000441 | EF005466 | 8 | 9.0
CAPRI | CAP450912 | EC000441 | EF005474 | EV006618 | 9.0
CAPRI | CAP450912 | EC000441 | EF005728 | EV000494 | 9.0
CAPRI | CAP450912 | EC000441 | EF007839 | 9 | 9.0
CAPRI | CAP450912 | EC000441 | EF008404 | EV000494 | 9.0
CAPRI | CAP450912 | EC000441 | EF012184 | Non | 9.0
CAPRI | CAP450912 | EC000441 | EF012547 | Non | 9.0
CAPRI | CAP450912 | EC000441 | EF024919 | Non | 9.0
CAPRI | CAP450972 | EC000441 | EF000007 | EV000270 | 9.0
CAPRI | CAP450972 | EC000441 | EF000010 | EV000164 | 9.0
CAPRI | CAP450972 | EC000441 | EF000025 | Oui | 9.0
CAPRI | CAP450972 | EC000441 | EF000084 | Oui | 9.0
CAPRI | CAP450972 | EC000441 | EF000116 | 7035 | 9.0
CAPRI | CAP450972 | EC000441 | EF000139 | EV006034 | 9.0
CAPRI | CAP450972 | EC000441 | EF000177 | 19 | 9.0
CAPRI | CAP450972 | EC000441 | EF000368 | 8 | 9.0
CAPRI | CAP450972 | EC000441 | EF000734 | Non | 9.0
CAPRI | CAP450972 | EC000441 | EF000878 | Oui | 9.0
CAPRI | CAP450972 | EC000441 | EF000881 | Non | 9.0
CAPRI | CAP450972 | EC000441 | EF001062 | Non | 9.0
CAPRI | CAP450972 | EC000441 | EF001210 | Non | 9.0
CAPRI | CAP450972 | EC000441 | EF001217 | EV009696 | 9.0
CAPRI | CAP450972 | EC000441 | EF001257 | EV000402 | 9.0
CAPRI | CAP450972 | EC000441 | EF001742 | 100 | 9.0
CAPRI | CAP450972 | EC000441 | EF001742 | -20 | 9.0
CAPRI | CAP450972 | EC000441 | EF001758 | EV003695 | 9.0
CAPRI | CAP450972 | EC000441 | EF002169 | EV000139 | 9.0
CAPRI | CAP450972 | EC000441 | EF003712 | 1,41 | 9.0
CAPRI | CAP450972 | EC000441 | EF004191 | Non | 9.0
CAPRI | CAP450972 | EC000441 | EF004685 | Non | 9.0
CAPRI | CAP450972 | EC000441 | EF005004 | Non | 9.0
CAPRI | CAP450972 | EC000441 | EF005049 | Oui | 9.0
CAPRI | CAP450972 | EC000441 | EF005268 | 20,9 | 9.0
CAPRI | CAP450972 | EC000441 | EF005337 | Non | 9.0
CAPRI | CAP450972 | EC000441 | EF005466 | 4 | 9.0
CAPRI | CAP450972 | EC000441 | EF005466 | 8 | 9.0
CAPRI | CAP450972 | EC000441 | EF005474 | EV006618 | 9.0
CAPRI | CAP450972 | EC000441 | EF005728 | EV000494 | 9.0
CAPRI | CAP450972 | EC000441 | EF007839 | 9 | 9.0
CAPRI | CAP450972 | EC000441 | EF008404 | EV000494 | 9.0
CAPRI | CAP450972 | EC000441 | EF012184 | Non | 9.0
CAPRI | CAP450972 | EC000441 | EF012547 | Non | 9.0
CAPRI | CAP450972 | EC000441 | EF024919 | Non | 9.0
CAPRI | CAP451102 | EC000441 | EF000007 | EV000270 | 9.0
CAPRI | CAP451102 | EC000441 | EF000010 | EV000164 | 9.0
CAPRI | CAP451102 | EC000441 | EF000025 | Oui | 9.0
CAPRI | CAP451102 | EC000441 | EF000084 | Oui | 9.0
CAPRI | CAP451102 | EC000441 | EF000116 | 7035 | 9.0
CAPRI | CAP451102 | EC000441 | EF000139 | EV006034 | 9.0
CAPRI | CAP451102 | EC000441 | EF000177 | 22 | 9.0
CAPRI | CAP451102 | EC000441 | EF000368 | 8 | 9.0
CAPRI | CAP451102 | EC000441 | EF000734 | Non | 9.0
CAPRI | CAP451102 | EC000441 | EF000878 | Oui | 9.0
CAPRI | CAP451102 | EC000441 | EF000881 | Non | 9.0
CAPRI | CAP451102 | EC000441 | EF001062 | Non | 9.0
CAPRI | CAP451102 | EC000441 | EF001210 | Non | 9.0
CAPRI | CAP451102 | EC000441 | EF001217 | EV009696 | 9.0
CAPRI | CAP451102 | EC000441 | EF001257 | EV000402 | 9.0
CAPRI | CAP451102 | EC000441 | EF001742 | 100 | 9.0
CAPRI | CAP451102 | EC000441 | EF001742 | -20 | 9.0
CAPRI | CAP451102 | EC000441 | EF001758 | EV003695 | 9.0
CAPRI | CAP451102 | EC000441 | EF002169 | EV000139 | 9.0
CAPRI | CAP451102 | EC000441 | EF003712 | 1,41 | 9.0
CAPRI | CAP451102 | EC000441 | EF004191 | Non | 9.0
CAPRI | CAP451102 | EC000441 | EF004685 | Non | 9.0
CAPRI | CAP451102 | EC000441 | EF005004 | Non | 9.0
CAPRI | CAP451102 | EC000441 | EF005049 | Non | 9.0
CAPRI | CAP451102 | EC000441 | EF005268 | 24,2 | 9.0
CAPRI | CAP451102 | EC000441 | EF005337 | Non | 9.0
CAPRI | CAP451102 | EC000441 | EF005466 | 10 | 9.0
CAPRI | CAP451102 | EC000441 | EF005466 | 5 | 9.0
CAPRI | CAP451102 | EC000441 | EF005474 | EV006618 | 9.0
CAPRI | CAP451102 | EC000441 | EF005728 | EV000494 | 9.0
CAPRI | CAP451102 | EC000441 | EF007839 | 11 | 9.0
CAPRI | CAP451102 | EC000441 | EF008404 | EV000494 | 9.0
CAPRI | CAP451102 | EC000441 | EF012184 | Non | 9.0
CAPRI | CAP451102 | EC000441 | EF012547 | Non | 9.0
CAPRI | CAP451102 | EC000441 | EF024919 | Non | 9.0
CAPRI | CAP451112 | EC000441 | EF000007 | EV000270 | 9.0
CAPRI | CAP451112 | EC000441 | EF000010 | EV000164 | 9.0
CAPRI | CAP451112 | EC000441 | EF000025 | Oui | 9.0
CAPRI | CAP451112 | EC000441 | EF000084 | Oui | 9.0
CAPRI | CAP451112 | EC000441 | EF000116 | 7035 | 9.0
CAPRI | CAP451112 | EC000441 | EF000139 | EV006034 | 9.0
CAPRI | CAP451112 | EC000441 | EF000177 | 22 | 9.0
CAPRI | CAP451112 | EC000441 | EF000368 | 8 | 9.0
CAPRI | CAP451112 | EC000441 | EF000734 | Non | 9.0
CAPRI | CAP451112 | EC000441 | EF000878 | Oui | 9.0
CAPRI | CAP451112 | EC000441 | EF000881 | Non | 9.0
CAPRI | CAP451112 | EC000441 | EF001062 | Non | 9.0
CAPRI | CAP451112 | EC000441 | EF001210 | Non | 9.0
CAPRI | CAP451112 | EC000441 | EF001217 | EV009696 | 9.0
CAPRI | CAP451112 | EC000441 | EF001257 | EV000402 | 9.0
CAPRI | CAP451112 | EC000441 | EF001742 | 100 | 9.0
CAPRI | CAP451112 | EC000441 | EF001742 | -20 | 9.0
CAPRI | CAP451112 | EC000441 | EF001758 | EV003695 | 9.0
CAPRI | CAP451112 | EC000441 | EF002169 | EV000139 | 9.0
CAPRI | CAP451112 | EC000441 | EF003712 | 1,41 | 9.0
CAPRI | CAP451112 | EC000441 | EF004191 | Non | 9.0
CAPRI | CAP451112 | EC000441 | EF004685 | Non | 9.0
CAPRI | CAP451112 | EC000441 | EF005004 | Non | 9.0
CAPRI | CAP451112 | EC000441 | EF005049 | Oui | 9.0
CAPRI | CAP451112 | EC000441 | EF005268 | 24,2 | 9.0
CAPRI | CAP451112 | EC000441 | EF005337 | Non | 9.0
CAPRI | CAP451112 | EC000441 | EF005466 | 10 | 9.0
CAPRI | CAP451112 | EC000441 | EF005466 | 5 | 9.0
CAPRI | CAP451112 | EC000441 | EF005474 | EV006618 | 9.0
CAPRI | CAP451112 | EC000441 | EF005728 | EV000494 | 9.0
CAPRI | CAP451112 | EC000441 | EF007839 | 11 | 9.0
CAPRI | CAP451112 | EC000441 | EF008404 | EV000494 | 9.0
CAPRI | CAP451112 | EC000441 | EF012184 | Non | 9.0
CAPRI | CAP451112 | EC000441 | EF012547 | Non | 9.0
CAPRI | CAP451112 | EC000441 | EF024919 | Non | 9.0
CAPRI | CAP451172 | EC000441 | EF000007 | EV000270 | 9.0
CAPRI | CAP451172 | EC000441 | EF000010 | EV000164 | 9.0
CAPRI | CAP451172 | EC000441 | EF000025 | Oui | 9.0
CAPRI | CAP451172 | EC000441 | EF000084 | Oui | 9.0
CAPRI | CAP451172 | EC000441 | EF000116 | 7035 | 9.0
CAPRI | CAP451172 | EC000441 | EF000139 | EV006034 | 9.0
CAPRI | CAP451172 | EC000441 | EF000177 | 22 | 9.0
CAPRI | CAP451172 | EC000441 | EF000368 | 8 | 9.0
CAPRI | CAP451172 | EC000441 | EF000734 | Non | 9.0
CAPRI | CAP451172 | EC000441 | EF000878 | Oui | 9.0
CAPRI | CAP451172 | EC000441 | EF000881 | Non | 9.0
CAPRI | CAP451172 | EC000441 | EF001062 | Non | 9.0
CAPRI | CAP451172 | EC000441 | EF001210 | Non | 9.0
CAPRI | CAP451172 | EC000441 | EF001217 | EV009696 | 9.0
CAPRI | CAP451172 | EC000441 | EF001257 | EV000402 | 9.0
CAPRI | CAP451172 | EC000441 | EF001742 | 100 | 9.0
CAPRI | CAP451172 | EC000441 | EF001742 | -20 | 9.0
CAPRI | CAP451172 | EC000441 | EF001758 | EV003695 | 9.0
CAPRI | CAP451172 | EC000441 | EF002169 | EV000139 | 9.0
CAPRI | CAP451172 | EC000441 | EF003712 | 1,41 | 9.0
CAPRI | CAP451172 | EC000441 | EF004191 | Non | 9.0
CAPRI | CAP451172 | EC000441 | EF004685 | Non | 9.0
CAPRI | CAP451172 | EC000441 | EF005004 | Non | 9.0
CAPRI | CAP451172 | EC000441 | EF005049 | Oui | 9.0
CAPRI | CAP451172 | EC000441 | EF005268 | 24,2 | 9.0
CAPRI | CAP451172 | EC000441 | EF005337 | Non | 9.0
CAPRI | CAP451172 | EC000441 | EF005466 | 10 | 9.0
CAPRI | CAP451172 | EC000441 | EF005466 | 5 | 9.0
CAPRI | CAP451172 | EC000441 | EF005474 | EV006618 | 9.0
CAPRI | CAP451172 | EC000441 | EF005728 | EV000494 | 9.0
CAPRI | CAP451172 | EC000441 | EF007839 | 11 | 9.0
CAPRI | CAP451172 | EC000441 | EF008404 | EV000494 | 9.0
CAPRI | CAP451172 | EC000441 | EF012184 | Non | 9.0
CAPRI | CAP451172 | EC000441 | EF012547 | Non | 9.0
CAPRI | CAP451172 | EC000441 | EF024919 | Non | 9.0
CAPRI | CAP451202 | EC000441 | EF000007 | EV000270 | 9.0
CAPRI | CAP451202 | EC000441 | EF000010 | EV000164 | 9.0
CAPRI | CAP451202 | EC000441 | EF000025 | Oui | 9.0
CAPRI | CAP451202 | EC000441 | EF000084 | Oui | 9.0
CAPRI | CAP451202 | EC000441 | EF000116 | 7035 | 9.0
CAPRI | CAP451202 | EC000441 | EF000139 | EV006034 | 9.0
CAPRI | CAP451202 | EC000441 | EF000177 | 15 | 9.0
CAPRI | CAP451202 | EC000441 | EF000368 | 8 | 9.0
CAPRI | CAP451202 | EC000441 | EF000734 | Non | 9.0
CAPRI | CAP451202 | EC000441 | EF000878 | Oui | 9.0
CAPRI | CAP451202 | EC000441 | EF000881 | Non | 9.0
CAPRI | CAP451202 | EC000441 | EF001062 | Non | 9.0
CAPRI | CAP451202 | EC000441 | EF001210 | Non | 9.0
CAPRI | CAP451202 | EC000441 | EF001217 | EV009696 | 9.0
CAPRI | CAP451202 | EC000441 | EF001257 | EV000402 | 9.0
CAPRI | CAP451202 | EC000441 | EF001742 | 100 | 9.0
CAPRI | CAP451202 | EC000441 | EF001742 | -20 | 9.0
CAPRI | CAP451202 | EC000441 | EF001758 | EV003712 | 9.0
CAPRI | CAP451202 | EC000441 | EF002169 | EV000139 | 9.0
CAPRI | CAP451202 | EC000441 | EF003712 | 1,5 | 9.0
CAPRI | CAP451202 | EC000441 | EF004191 | Non | 9.0
CAPRI | CAP451202 | EC000441 | EF004685 | Non | 9.0
CAPRI | CAP451202 | EC000441 | EF005004 | Non | 9.0
CAPRI | CAP451202 | EC000441 | EF005049 | Non | 9.0
CAPRI | CAP451202 | EC000441 | EF005268 | 16,5 | 9.0
CAPRI | CAP451202 | EC000441 | EF005337 | Non | 9.0
CAPRI | CAP451202 | EC000441 | EF005466 | 3 | 9.0
CAPRI | CAP451202 | EC000441 | EF005466 | 6,5 | 9.0
CAPRI | CAP451202 | EC000441 | EF005474 | EV006618 | 9.0
CAPRI | CAP451202 | EC000441 | EF005728 | EV000494 | 9.0
CAPRI | CAP451202 | EC000441 | EF007839 | 12 | 9.0
CAPRI | CAP451202 | EC000441 | EF008404 | EV000494 | 9.0
CAPRI | CAP451202 | EC000441 | EF012184 | Non | 9.0
CAPRI | CAP451202 | EC000441 | EF012547 | Non | 9.0
CAPRI | CAP451202 | EC000441 | EF024919 | Non | 9.0
CAPRI | CAP451212 | EC000441 | EF000007 | EV000270 | 9.0
CAPRI | CAP451212 | EC000441 | EF000010 | EV000164 | 9.0
CAPRI | CAP451212 | EC000441 | EF000025 | Oui | 9.0
CAPRI | CAP451212 | EC000441 | EF000084 | Oui | 9.0
CAPRI | CAP451212 | EC000441 | EF000116 | 7035 | 9.0
CAPRI | CAP451212 | EC000441 | EF000139 | EV006034 | 9.0
CAPRI | CAP451212 | EC000441 | EF000177 | 15 | 9.0
CAPRI | CAP451212 | EC000441 | EF000368 | 8 | 9.0
CAPRI | CAP451212 | EC000441 | EF000734 | Non | 9.0
CAPRI | CAP451212 | EC000441 | EF000878 | Oui | 9.0
CAPRI | CAP451212 | EC000441 | EF000881 | Non | 9.0
CAPRI | CAP451212 | EC000441 | EF001062 | Non | 9.0
CAPRI | CAP451212 | EC000441 | EF001210 | Non | 9.0
CAPRI | CAP451212 | EC000441 | EF001217 | EV009696 | 9.0
CAPRI | CAP451212 | EC000441 | EF001257 | EV000402 | 9.0
CAPRI | CAP451212 | EC000441 | EF001742 | 100 | 9.0
CAPRI | CAP451212 | EC000441 | EF001742 | -20 | 9.0
CAPRI | CAP451212 | EC000441 | EF001758 | EV003712 | 9.0
CAPRI | CAP451212 | EC000441 | EF002169 | EV000139 | 9.0
CAPRI | CAP451212 | EC000441 | EF003712 | 1,5 | 9.0
CAPRI | CAP451212 | EC000441 | EF004191 | Non | 9.0
CAPRI | CAP451212 | EC000441 | EF004685 | Non | 9.0
CAPRI | CAP451212 | EC000441 | EF005004 | Non | 9.0
CAPRI | CAP451212 | EC000441 | EF005049 | Oui | 9.0
CAPRI | CAP451212 | EC000441 | EF005268 | 16,5 | 9.0
CAPRI | CAP451212 | EC000441 | EF005337 | Non | 9.0
CAPRI | CAP451212 | EC000441 | EF005466 | 3 | 9.0
CAPRI | CAP451212 | EC000441 | EF005466 | 6,5 | 9.0
CAPRI | CAP451212 | EC000441 | EF005474 | EV006618 | 9.0
CAPRI | CAP451212 | EC000441 | EF005728 | EV000494 | 9.0
CAPRI | CAP451212 | EC000441 | EF007839 | 12 | 9.0
CAPRI | CAP451212 | EC000441 | EF008404 | EV000494 | 9.0
CAPRI | CAP451212 | EC000441 | EF012184 | Non | 9.0
CAPRI | CAP451212 | EC000441 | EF012547 | Non | 9.0
CAPRI | CAP451212 | EC000441 | EF024919 | Non | 9.0
CAPRI | CAP451272 | EC000441 | EF000007 | EV000270 | 9.0
CAPRI | CAP451272 | EC000441 | EF000010 | EV000164 | 9.0
CAPRI | CAP451272 | EC000441 | EF000025 | Oui | 9.0
CAPRI | CAP451272 | EC000441 | EF000084 | Oui | 9.0
CAPRI | CAP451272 | EC000441 | EF000116 | 7035 | 9.0
CAPRI | CAP451272 | EC000441 | EF000139 | EV006034 | 9.0
CAPRI | CAP451272 | EC000441 | EF000177 | 15 | 9.0
CAPRI | CAP451272 | EC000441 | EF000368 | 8 | 9.0
CAPRI | CAP451272 | EC000441 | EF000734 | Non | 9.0
CAPRI | CAP451272 | EC000441 | EF000878 | Oui | 9.0
CAPRI | CAP451272 | EC000441 | EF000881 | Non | 9.0
CAPRI | CAP451272 | EC000441 | EF001062 | Non | 9.0
CAPRI | CAP451272 | EC000441 | EF001210 | Non | 9.0
CAPRI | CAP451272 | EC000441 | EF001217 | EV009696 | 9.0
CAPRI | CAP451272 | EC000441 | EF001257 | EV000402 | 9.0
CAPRI | CAP451272 | EC000441 | EF001742 | 100 | 9.0
CAPRI | CAP451272 | EC000441 | EF001742 | -20 | 9.0
CAPRI | CAP451272 | EC000441 | EF001758 | EV003712 | 9.0
CAPRI | CAP451272 | EC000441 | EF002169 | EV000139 | 9.0
CAPRI | CAP451272 | EC000441 | EF003712 | 1,5 | 9.0
CAPRI | CAP451272 | EC000441 | EF004191 | Non | 9.0
CAPRI | CAP451272 | EC000441 | EF004685 | Non | 9.0
CAPRI | CAP451272 | EC000441 | EF005004 | Non | 9.0
CAPRI | CAP451272 | EC000441 | EF005049 | Oui | 9.0
CAPRI | CAP451272 | EC000441 | EF005268 | 16,5 | 9.0
CAPRI | CAP451272 | EC000441 | EF005337 | Non | 9.0
CAPRI | CAP451272 | EC000441 | EF005466 | 3 | 9.0
CAPRI | CAP451272 | EC000441 | EF005466 | 6,5 | 9.0
CAPRI | CAP451272 | EC000441 | EF005474 | EV006618 | 9.0
CAPRI | CAP451272 | EC000441 | EF005728 | EV000494 | 9.0
CAPRI | CAP451272 | EC000441 | EF007839 | 12 | 9.0
CAPRI | CAP451272 | EC000441 | EF008404 | EV000494 | 9.0
CAPRI | CAP451272 | EC000441 | EF012184 | Non | 9.0
CAPRI | CAP451272 | EC000441 | EF012547 | Non | 9.0
CAPRI | CAP451272 | EC000441 | EF024919 | Non | 9.0
CAPRI | CAP451302 | EC000441 | EF000007 | EV000270 | 9.0
CAPRI | CAP451302 | EC000441 | EF000010 | EV000164 | 9.0
CAPRI | CAP451302 | EC000441 | EF000025 | Oui | 9.0
CAPRI | CAP451302 | EC000441 | EF000084 | Oui | 9.0
CAPRI | CAP451302 | EC000441 | EF000116 | 7035 | 9.0
CAPRI | CAP451302 | EC000441 | EF000139 | EV006034 | 9.0
CAPRI | CAP451302 | EC000441 | EF000177 | 24 | 9.0
CAPRI | CAP451302 | EC000441 | EF000368 | 9 | 9.0
CAPRI | CAP451302 | EC000441 | EF000734 | Non | 9.0
CAPRI | CAP451302 | EC000441 | EF000878 | Oui | 9.0
CAPRI | CAP451302 | EC000441 | EF000881 | Non | 9.0
CAPRI | CAP451302 | EC000441 | EF001062 | Non | 9.0
CAPRI | CAP451302 | EC000441 | EF001210 | Non | 9.0
CAPRI | CAP451302 | EC000441 | EF001217 | EV009696 | 9.0
CAPRI | CAP451302 | EC000441 | EF001257 | EV000402 | 9.0
CAPRI | CAP451302 | EC000441 | EF001742 | 100 | 9.0
CAPRI | CAP451302 | EC000441 | EF001742 | -20 | 9.0
CAPRI | CAP451302 | EC000441 | EF001758 | EV003695 | 9.0
CAPRI | CAP451302 | EC000441 | EF002169 | EV000139 | 9.0
CAPRI | CAP451302 | EC000441 | EF003712 | 1,41 | 9.0
CAPRI | CAP451302 | EC000441 | EF004191 | Non | 9.0
CAPRI | CAP451302 | EC000441 | EF004685 | Non | 9.0
CAPRI | CAP451302 | EC000441 | EF005004 | Non | 9.0
CAPRI | CAP451302 | EC000441 | EF005049 | Non | 9.0
CAPRI | CAP451302 | EC000441 | EF005268 | 26,4 | 9.0
CAPRI | CAP451302 | EC000441 | EF005337 | Non | 9.0
CAPRI | CAP451302 | EC000441 | EF005466 | 12 | 9.0
CAPRI | CAP451302 | EC000441 | EF005466 | 6 | 9.0
CAPRI | CAP451302 | EC000441 | EF005474 | EV006618 | 9.0
CAPRI | CAP451302 | EC000441 | EF005728 | EV000494 | 9.0
CAPRI | CAP451302 | EC000441 | EF007839 | 13 | 9.0
CAPRI | CAP451302 | EC000441 | EF008404 | EV000494 | 9.0
CAPRI | CAP451302 | EC000441 | EF012184 | Non | 9.0
CAPRI | CAP451302 | EC000441 | EF012547 | Non | 9.0
CAPRI | CAP451302 | EC000441 | EF024919 | Non | 9.0
CAPRI | CAP451312 | EC000441 | EF000007 | EV000270 | 9.0
CAPRI | CAP451312 | EC000441 | EF000010 | EV000164 | 9.0
CAPRI | CAP451312 | EC000441 | EF000025 | Oui | 9.0
CAPRI | CAP451312 | EC000441 | EF000084 | Oui | 9.0
CAPRI | CAP451312 | EC000441 | EF000116 | 7035 | 9.0
CAPRI | CAP451312 | EC000441 | EF000139 | EV006034 | 9.0
CAPRI | CAP451312 | EC000441 | EF000177 | 24 | 9.0
CAPRI | CAP451312 | EC000441 | EF000368 | 9 | 9.0
CAPRI | CAP451312 | EC000441 | EF000734 | Non | 9.0
CAPRI | CAP451312 | EC000441 | EF000878 | Oui | 9.0
CAPRI | CAP451312 | EC000441 | EF000881 | Non | 9.0
CAPRI | CAP451312 | EC000441 | EF001062 | Non | 9.0
CAPRI | CAP451312 | EC000441 | EF001210 | Non | 9.0
CAPRI | CAP451312 | EC000441 | EF001217 | EV009696 | 9.0
CAPRI | CAP451312 | EC000441 | EF001257 | EV000402 | 9.0
CAPRI | CAP451312 | EC000441 | EF001742 | 100 | 9.0
CAPRI | CAP451312 | EC000441 | EF001742 | -20 | 9.0
CAPRI | CAP451312 | EC000441 | EF001758 | EV003695 | 9.0
CAPRI | CAP451312 | EC000441 | EF002169 | EV000139 | 9.0
CAPRI | CAP451312 | EC000441 | EF003712 | 1,41 | 9.0
CAPRI | CAP451312 | EC000441 | EF004191 | Non | 9.0
CAPRI | CAP451312 | EC000441 | EF004685 | Non | 9.0
CAPRI | CAP451312 | EC000441 | EF005004 | Non | 9.0
CAPRI | CAP451312 | EC000441 | EF005049 | Oui | 9.0
CAPRI | CAP451312 | EC000441 | EF005268 | 26,4 | 9.0
CAPRI | CAP451312 | EC000441 | EF005337 | Non | 9.0
CAPRI | CAP451312 | EC000441 | EF005466 | 12 | 9.0
CAPRI | CAP451312 | EC000441 | EF005466 | 6 | 9.0
CAPRI | CAP451312 | EC000441 | EF005474 | EV006618 | 9.0
CAPRI | CAP451312 | EC000441 | EF005728 | EV000494 | 9.0
CAPRI | CAP451312 | EC000441 | EF007839 | 13 | 9.0
CAPRI | CAP451312 | EC000441 | EF008404 | EV000494 | 9.0
CAPRI | CAP451312 | EC000441 | EF012184 | Non | 9.0
CAPRI | CAP451312 | EC000441 | EF012547 | Non | 9.0
CAPRI | CAP451312 | EC000441 | EF024919 | Non | 9.0
CAPRI | CAP451372 | EC000441 | EF000007 | EV000270 | 9.0
CAPRI | CAP451372 | EC000441 | EF000010 | EV000164 | 9.0
CAPRI | CAP451372 | EC000441 | EF000025 | Oui | 9.0
CAPRI | CAP451372 | EC000441 | EF000084 | Oui | 9.0
CAPRI | CAP451372 | EC000441 | EF000116 | 7035 | 9.0
CAPRI | CAP451372 | EC000441 | EF000139 | EV006034 | 9.0
CAPRI | CAP451372 | EC000441 | EF000177 | 24 | 9.0
CAPRI | CAP451372 | EC000441 | EF000368 | 9 | 9.0
CAPRI | CAP451372 | EC000441 | EF000734 | Non | 9.0
CAPRI | CAP451372 | EC000441 | EF000878 | Oui | 9.0
CAPRI | CAP451372 | EC000441 | EF000881 | Non | 9.0
CAPRI | CAP451372 | EC000441 | EF001062 | Non | 9.0
CAPRI | CAP451372 | EC000441 | EF001210 | Non | 9.0
CAPRI | CAP451372 | EC000441 | EF001217 | EV009696 | 9.0
CAPRI | CAP451372 | EC000441 | EF001257 | EV000402 | 9.0
CAPRI | CAP451372 | EC000441 | EF001742 | 100 | 9.0
CAPRI | CAP451372 | EC000441 | EF001742 | -20 | 9.0
CAPRI | CAP451372 | EC000441 | EF001758 | EV003695 | 9.0
CAPRI | CAP451372 | EC000441 | EF002169 | EV000139 | 9.0
CAPRI | CAP451372 | EC000441 | EF003712 | 1,41 | 9.0
CAPRI | CAP451372 | EC000441 | EF004191 | Non | 9.0
CAPRI | CAP451372 | EC000441 | EF004685 | Non | 9.0
CAPRI | CAP451372 | EC000441 | EF005004 | Non | 9.0
CAPRI | CAP451372 | EC000441 | EF005049 | Oui | 9.0
CAPRI | CAP451372 | EC000441 | EF005268 | 26,4 | 9.0
CAPRI | CAP451372 | EC000441 | EF005337 | Non | 9.0
CAPRI | CAP451372 | EC000441 | EF005466 | 12 | 9.0
CAPRI | CAP451372 | EC000441 | EF005466 | 6 | 9.0
CAPRI | CAP451372 | EC000441 | EF005474 | EV006618 | 9.0
CAPRI | CAP451372 | EC000441 | EF005728 | EV000494 | 9.0
CAPRI | CAP451372 | EC000441 | EF007839 | 13 | 9.0
CAPRI | CAP451372 | EC000441 | EF008404 | EV000494 | 9.0
CAPRI | CAP451372 | EC000441 | EF012184 | Non | 9.0
CAPRI | CAP451372 | EC000441 | EF012547 | Non | 9.0
CAPRI | CAP451372 | EC000441 | EF024919 | Non | 9.0
CAPRI | CAP451602 | EC000441 | EF000007 | EV000270 | 9.0
CAPRI | CAP451602 | EC000441 | EF000010 | EV000164 | 9.0
CAPRI | CAP451602 | EC000441 | EF000025 | Oui | 9.0
CAPRI | CAP451602 | EC000441 | EF000084 | Oui | 9.0
CAPRI | CAP451602 | EC000441 | EF000116 | 7035 | 9.0
CAPRI | CAP451602 | EC000441 | EF000139 | EV006034 | 9.0
CAPRI | CAP451602 | EC000441 | EF000177 | 22 | 9.0
CAPRI | CAP451602 | EC000441 | EF000368 | 10 | 9.0
CAPRI | CAP451602 | EC000441 | EF000734 | Non | 9.0
CAPRI | CAP451602 | EC000441 | EF000878 | Oui | 9.0
CAPRI | CAP451602 | EC000441 | EF000881 | Non | 9.0
CAPRI | CAP451602 | EC000441 | EF001062 | Non | 9.0
CAPRI | CAP451602 | EC000441 | EF001210 | Non | 9.0
CAPRI | CAP451602 | EC000441 | EF001217 | EV009696 | 9.0
CAPRI | CAP451602 | EC000441 | EF001257 | EV000402 | 9.0
CAPRI | CAP451602 | EC000441 | EF001742 | 100 | 9.0
CAPRI | CAP451602 | EC000441 | EF001742 | -20 | 9.0
CAPRI | CAP451602 | EC000441 | EF001758 | EV003712 | 9.0
CAPRI | CAP451602 | EC000441 | EF002169 | EV000139 | 9.0
CAPRI | CAP451602 | EC000441 | EF003712 | 1,5 | 9.0
CAPRI | CAP451602 | EC000441 | EF004191 | Non | 9.0
CAPRI | CAP451602 | EC000441 | EF004685 | Non | 9.0
CAPRI | CAP451602 | EC000441 | EF005004 | Non | 9.0
CAPRI | CAP451602 | EC000441 | EF005049 | Non | 9.0
CAPRI | CAP451602 | EC000441 | EF005268 | 24,2 | 9.0
CAPRI | CAP451602 | EC000441 | EF005337 | Non | 9.0
CAPRI | CAP451602 | EC000441 | EF005466 | 10 | 9.0
CAPRI | CAP451602 | EC000441 | EF005466 | 5 | 9.0
CAPRI | CAP451602 | EC000441 | EF005474 | EV006618 | 9.0
CAPRI | CAP451602 | EC000441 | EF005728 | EV000494 | 9.0
CAPRI | CAP451602 | EC000441 | EF007839 | 16 | 9.0
CAPRI | CAP451602 | EC000441 | EF008404 | EV000494 | 9.0
CAPRI | CAP451602 | EC000441 | EF012184 | Non | 9.0
CAPRI | CAP451602 | EC000441 | EF012547 | Non | 9.0
CAPRI | CAP451602 | EC000441 | EF024919 | Non | 9.0
CAPRI | CAP451612 | EC000441 | EF000007 | EV000270 | 9.0
CAPRI | CAP451612 | EC000441 | EF000010 | EV000164 | 9.0
CAPRI | CAP451612 | EC000441 | EF000025 | Oui | 9.0
CAPRI | CAP451612 | EC000441 | EF000084 | Oui | 9.0
CAPRI | CAP451612 | EC000441 | EF000116 | 7035 | 9.0
CAPRI | CAP451612 | EC000441 | EF000139 | EV006034 | 9.0
CAPRI | CAP451612 | EC000441 | EF000177 | 22 | 9.0
CAPRI | CAP451612 | EC000441 | EF000368 | 10 | 9.0
CAPRI | CAP451612 | EC000441 | EF000734 | Non | 9.0
CAPRI | CAP451612 | EC000441 | EF000878 | Oui | 9.0
CAPRI | CAP451612 | EC000441 | EF000881 | Non | 9.0
CAPRI | CAP451612 | EC000441 | EF001062 | Non | 9.0
CAPRI | CAP451612 | EC000441 | EF001210 | Non | 9.0
CAPRI | CAP451612 | EC000441 | EF001217 | EV009696 | 9.0
CAPRI | CAP451612 | EC000441 | EF001257 | EV000402 | 9.0
CAPRI | CAP451612 | EC000441 | EF001742 | 100 | 9.0
CAPRI | CAP451612 | EC000441 | EF001742 | -20 | 9.0
CAPRI | CAP451612 | EC000441 | EF001758 | EV003712 | 9.0
CAPRI | CAP451612 | EC000441 | EF002169 | EV000139 | 9.0
CAPRI | CAP451612 | EC000441 | EF003712 | 1,5 | 9.0
CAPRI | CAP451612 | EC000441 | EF004191 | Non | 9.0
CAPRI | CAP451612 | EC000441 | EF004685 | Non | 9.0
CAPRI | CAP451612 | EC000441 | EF005004 | Non | 9.0
CAPRI | CAP451612 | EC000441 | EF005049 | Oui | 9.0
CAPRI | CAP451612 | EC000441 | EF005268 | 24,2 | 9.0
CAPRI | CAP451612 | EC000441 | EF005337 | Non | 9.0
CAPRI | CAP451612 | EC000441 | EF005466 | 10 | 9.0
CAPRI | CAP451612 | EC000441 | EF005466 | 5 | 9.0
CAPRI | CAP451612 | EC000441 | EF005474 | EV006618 | 9.0
CAPRI | CAP451612 | EC000441 | EF005728 | EV000494 | 9.0
CAPRI | CAP451612 | EC000441 | EF007839 | 16 | 9.0
CAPRI | CAP451612 | EC000441 | EF008404 | EV000494 | 9.0
CAPRI | CAP451612 | EC000441 | EF012184 | Non | 9.0
CAPRI | CAP451612 | EC000441 | EF012547 | Non | 9.0
CAPRI | CAP451612 | EC000441 | EF024919 | Non | 9.0
CAPRI | CAP451672 | EC000441 | EF000007 | EV000270 | 9.0
CAPRI | CAP451672 | EC000441 | EF000010 | EV000164 | 9.0
CAPRI | CAP451672 | EC000441 | EF000025 | Oui | 9.0
CAPRI | CAP451672 | EC000441 | EF000084 | Oui | 9.0
CAPRI | CAP451672 | EC000441 | EF000116 | 7035 | 9.0
CAPRI | CAP451672 | EC000441 | EF000139 | EV006034 | 9.0
CAPRI | CAP451672 | EC000441 | EF000177 | 22 | 9.0
CAPRI | CAP451672 | EC000441 | EF000368 | 10 | 9.0
CAPRI | CAP451672 | EC000441 | EF000734 | Non | 9.0
CAPRI | CAP451672 | EC000441 | EF000878 | Oui | 9.0
CAPRI | CAP451672 | EC000441 | EF000881 | Non | 9.0
CAPRI | CAP451672 | EC000441 | EF001062 | Non | 9.0
CAPRI | CAP451672 | EC000441 | EF001210 | Non | 9.0
CAPRI | CAP451672 | EC000441 | EF001217 | EV009696 | 9.0
CAPRI | CAP451672 | EC000441 | EF001257 | EV000402 | 9.0
CAPRI | CAP451672 | EC000441 | EF001742 | 100 | 9.0
CAPRI | CAP451672 | EC000441 | EF001742 | -20 | 9.0
CAPRI | CAP451672 | EC000441 | EF001758 | EV003712 | 9.0
CAPRI | CAP451672 | EC000441 | EF002169 | EV000139 | 9.0
CAPRI | CAP451672 | EC000441 | EF003712 | 1,5 | 9.0
CAPRI | CAP451672 | EC000441 | EF004191 | Non | 9.0
CAPRI | CAP451672 | EC000441 | EF004685 | Non | 9.0
CAPRI | CAP451672 | EC000441 | EF005004 | Non | 9.0
CAPRI | CAP451672 | EC000441 | EF005049 | Oui | 9.0
CAPRI | CAP451672 | EC000441 | EF005268 | 24,2 | 9.0
CAPRI | CAP451672 | EC000441 | EF005337 | Non | 9.0
CAPRI | CAP451672 | EC000441 | EF005466 | 10 | 9.0
CAPRI | CAP451672 | EC000441 | EF005466 | 5 | 9.0
CAPRI | CAP451672 | EC000441 | EF005474 | EV006618 | 9.0
CAPRI | CAP451672 | EC000441 | EF005728 | EV000494 | 9.0
CAPRI | CAP451672 | EC000441 | EF007839 | 16 | 9.0
CAPRI | CAP451672 | EC000441 | EF008404 | EV000494 | 9.0
CAPRI | CAP451672 | EC000441 | EF012184 | Non | 9.0
CAPRI | CAP451672 | EC000441 | EF012547 | Non | 9.0
CAPRI | CAP451672 | EC000441 | EF024919 | Non | 9.0
CAPRI | CAP451702 | EC000441 | EF000007 | EV000270 | 9.0
CAPRI | CAP451702 | EC000441 | EF000010 | EV000164 | 9.0
CAPRI | CAP451702 | EC000441 | EF000025 | Oui | 9.0
CAPRI | CAP451702 | EC000441 | EF000084 | Oui | 9.0
CAPRI | CAP451702 | EC000441 | EF000116 | 7035 | 9.0
CAPRI | CAP451702 | EC000441 | EF000139 | EV006034 | 9.0
CAPRI | CAP451702 | EC000441 | EF000177 | 27 | 9.0
CAPRI | CAP451702 | EC000441 | EF000368 | 9 | 9.0
CAPRI | CAP451702 | EC000441 | EF000734 | Non | 9.0
CAPRI | CAP451702 | EC000441 | EF000878 | Oui | 9.0
CAPRI | CAP451702 | EC000441 | EF000881 | Non | 9.0
CAPRI | CAP451702 | EC000441 | EF001062 | Non | 9.0
CAPRI | CAP451702 | EC000441 | EF001210 | Non | 9.0
CAPRI | CAP451702 | EC000441 | EF001217 | EV009696 | 9.0
CAPRI | CAP451702 | EC000441 | EF001257 | EV000402 | 9.0
CAPRI | CAP451702 | EC000441 | EF001742 | 100 | 9.0
CAPRI | CAP451702 | EC000441 | EF001742 | -20 | 9.0
CAPRI | CAP451702 | EC000441 | EF001758 | EV003695 | 9.0
CAPRI | CAP451702 | EC000441 | EF002169 | EV000139 | 9.0
CAPRI | CAP451702 | EC000441 | EF003712 | 1,41 | 9.0
CAPRI | CAP451702 | EC000441 | EF004191 | Non | 9.0
CAPRI | CAP451702 | EC000441 | EF004685 | Non | 9.0
CAPRI | CAP451702 | EC000441 | EF005004 | Non | 9.0
CAPRI | CAP451702 | EC000441 | EF005049 | Non | 9.0
CAPRI | CAP451702 | EC000441 | EF005268 | 29,7 | 9.0
CAPRI | CAP451702 | EC000441 | EF005337 | Non | 9.0
CAPRI | CAP451702 | EC000441 | EF005466 | 10 | 9.0
CAPRI | CAP451702 | EC000441 | EF005466 | 14 | 9.0
CAPRI | CAP451702 | EC000441 | EF005474 | EV006618 | 9.0
CAPRI | CAP451702 | EC000441 | EF005728 | EV000494 | 9.0
CAPRI | CAP451702 | EC000441 | EF007839 | 16 | 9.0
CAPRI | CAP451702 | EC000441 | EF008404 | EV000494 | 9.0
CAPRI | CAP451702 | EC000441 | EF012184 | Non | 9.0
CAPRI | CAP451702 | EC000441 | EF012547 | Non | 9.0
CAPRI | CAP451702 | EC000441 | EF024919 | Non | 9.0
CAPRI | CAP451712 | EC000441 | EF000007 | EV000270 | 9.0
CAPRI | CAP451712 | EC000441 | EF000010 | EV000164 | 9.0
CAPRI | CAP451712 | EC000441 | EF000025 | Oui | 9.0
CAPRI | CAP451712 | EC000441 | EF000084 | Oui | 9.0
CAPRI | CAP451712 | EC000441 | EF000116 | 7035 | 9.0
CAPRI | CAP451712 | EC000441 | EF000139 | EV006034 | 9.0
CAPRI | CAP451712 | EC000441 | EF000177 | 27 | 9.0
CAPRI | CAP451712 | EC000441 | EF000368 | 9 | 9.0
CAPRI | CAP451712 | EC000441 | EF000734 | Non | 9.0
CAPRI | CAP451712 | EC000441 | EF000878 | Oui | 9.0
CAPRI | CAP451712 | EC000441 | EF000881 | Non | 9.0
CAPRI | CAP451712 | EC000441 | EF001062 | Non | 9.0
CAPRI | CAP451712 | EC000441 | EF001210 | Non | 9.0
CAPRI | CAP451712 | EC000441 | EF001217 | EV009696 | 9.0
CAPRI | CAP451712 | EC000441 | EF001257 | EV000402 | 9.0
CAPRI | CAP451712 | EC000441 | EF001742 | 100 | 9.0
CAPRI | CAP451712 | EC000441 | EF001742 | -20 | 9.0
CAPRI | CAP451712 | EC000441 | EF001758 | EV003695 | 9.0
CAPRI | CAP451712 | EC000441 | EF002169 | EV000139 | 9.0
CAPRI | CAP451712 | EC000441 | EF003712 | 1,41 | 9.0
CAPRI | CAP451712 | EC000441 | EF004191 | Non | 9.0
CAPRI | CAP451712 | EC000441 | EF004685 | Non | 9.0
CAPRI | CAP451712 | EC000441 | EF005004 | Non | 9.0
CAPRI | CAP451712 | EC000441 | EF005049 | Oui | 9.0
CAPRI | CAP451712 | EC000441 | EF005268 | 29,7 | 9.0
CAPRI | CAP451712 | EC000441 | EF005337 | Non | 9.0
CAPRI | CAP451712 | EC000441 | EF005466 | 10 | 9.0
CAPRI | CAP451712 | EC000441 | EF005466 | 14 | 9.0
CAPRI | CAP451712 | EC000441 | EF005474 | EV006618 | 9.0
CAPRI | CAP451712 | EC000441 | EF005728 | EV000494 | 9.0
CAPRI | CAP451712 | EC000441 | EF007839 | 16 | 9.0
CAPRI | CAP451712 | EC000441 | EF008404 | EV000494 | 9.0
CAPRI | CAP451712 | EC000441 | EF012184 | Non | 9.0
CAPRI | CAP451712 | EC000441 | EF012547 | Non | 9.0
CAPRI | CAP451712 | EC000441 | EF024919 | Non | 9.0
CAPRI | CAP451772 | EC000441 | EF000007 | EV000270 | 9.0
CAPRI | CAP451772 | EC000441 | EF000010 | EV000164 | 9.0
CAPRI | CAP451772 | EC000441 | EF000025 | Oui | 9.0
CAPRI | CAP451772 | EC000441 | EF000084 | Oui | 9.0
CAPRI | CAP451772 | EC000441 | EF000116 | 7035 | 9.0
CAPRI | CAP451772 | EC000441 | EF000139 | EV006034 | 9.0
CAPRI | CAP451772 | EC000441 | EF000177 | 27 | 9.0
CAPRI | CAP451772 | EC000441 | EF000368 | 9 | 9.0
CAPRI | CAP451772 | EC000441 | EF000734 | Non | 9.0
CAPRI | CAP451772 | EC000441 | EF000878 | Oui | 9.0
CAPRI | CAP451772 | EC000441 | EF000881 | Non | 9.0
CAPRI | CAP451772 | EC000441 | EF001062 | Non | 9.0
CAPRI | CAP451772 | EC000441 | EF001210 | Non | 9.0
CAPRI | CAP451772 | EC000441 | EF001217 | EV009696 | 9.0
CAPRI | CAP451772 | EC000441 | EF001257 | EV000402 | 9.0
CAPRI | CAP451772 | EC000441 | EF001742 | 100 | 9.0
CAPRI | CAP451772 | EC000441 | EF001742 | -20 | 9.0
CAPRI | CAP451772 | EC000441 | EF001758 | EV003695 | 9.0
CAPRI | CAP451772 | EC000441 | EF002169 | EV000139 | 9.0
CAPRI | CAP451772 | EC000441 | EF003712 | 1,41 | 9.0
CAPRI | CAP451772 | EC000441 | EF004191 | Non | 9.0
CAPRI | CAP451772 | EC000441 | EF004685 | Non | 9.0
CAPRI | CAP451772 | EC000441 | EF005004 | Non | 9.0
CAPRI | CAP451772 | EC000441 | EF005049 | Oui | 9.0
CAPRI | CAP451772 | EC000441 | EF005268 | 29,7 | 9.0
CAPRI | CAP451772 | EC000441 | EF005337 | Non | 9.0
CAPRI | CAP451772 | EC000441 | EF005466 | 10 | 9.0
CAPRI | CAP451772 | EC000441 | EF005466 | 14 | 9.0
CAPRI | CAP451772 | EC000441 | EF005474 | EV006618 | 9.0
CAPRI | CAP451772 | EC000441 | EF005728 | EV000494 | 9.0
CAPRI | CAP451772 | EC000441 | EF007839 | 16 | 9.0
CAPRI | CAP451772 | EC000441 | EF008404 | EV000494 | 9.0
CAPRI | CAP451772 | EC000441 | EF012184 | Non | 9.0
CAPRI | CAP451772 | EC000441 | EF012547 | Non | 9.0
CAPRI | CAP451772 | EC000441 | EF024919 | Non | 9.0
CAPRI | CAP452002 | EC000441 | EF000007 | EV000270 | 9.0
CAPRI | CAP452002 | EC000441 | EF000010 | EV000164 | 9.0
CAPRI | CAP452002 | EC000441 | EF000025 | Oui | 9.0
CAPRI | CAP452002 | EC000441 | EF000084 | Oui | 9.0
CAPRI | CAP452002 | EC000441 | EF000116 | 7035 | 9.0
CAPRI | CAP452002 | EC000441 | EF000139 | EV006034 | 9.0
CAPRI | CAP452002 | EC000441 | EF000177 | 24 | 9.0
CAPRI | CAP452002 | EC000441 | EF000368 | 10 | 9.0
CAPRI | CAP452002 | EC000441 | EF000734 | Non | 9.0
CAPRI | CAP452002 | EC000441 | EF000878 | Oui | 9.0
CAPRI | CAP452002 | EC000441 | EF000881 | Non | 9.0
CAPRI | CAP452002 | EC000441 | EF001062 | Non | 9.0
CAPRI | CAP452002 | EC000441 | EF001210 | Non | 9.0
CAPRI | CAP452002 | EC000441 | EF001217 | EV009696 | 9.0
CAPRI | CAP452002 | EC000441 | EF001257 | EV000402 | 9.0
CAPRI | CAP452002 | EC000441 | EF001742 | 100 | 9.0
CAPRI | CAP452002 | EC000441 | EF001742 | -20 | 9.0
CAPRI | CAP452002 | EC000441 | EF001758 | EV003712 | 9.0
CAPRI | CAP452002 | EC000441 | EF002169 | EV000139 | 9.0
CAPRI | CAP452002 | EC000441 | EF003712 | 1,5 | 9.0
CAPRI | CAP452002 | EC000441 | EF004191 | Non | 9.0
CAPRI | CAP452002 | EC000441 | EF004685 | Non | 9.0
CAPRI | CAP452002 | EC000441 | EF005004 | Non | 9.0
CAPRI | CAP452002 | EC000441 | EF005049 | Non | 9.0
CAPRI | CAP452002 | EC000441 | EF005268 | 26,4 | 9.0
CAPRI | CAP452002 | EC000441 | EF005337 | Non | 9.0
CAPRI | CAP452002 | EC000441 | EF005466 | 12 | 9.0
CAPRI | CAP452002 | EC000441 | EF005466 | 6 | 9.0
CAPRI | CAP452002 | EC000441 | EF005474 | EV006618 | 9.0
CAPRI | CAP452002 | EC000441 | EF005728 | EV000494 | 9.0
CAPRI | CAP452002 | EC000441 | EF007839 | 20 | 9.0
CAPRI | CAP452002 | EC000441 | EF008404 | EV000494 | 9.0
CAPRI | CAP452002 | EC000441 | EF012184 | Non | 9.0
CAPRI | CAP452002 | EC000441 | EF012547 | Non | 9.0
CAPRI | CAP452002 | EC000441 | EF024919 | Non | 9.0
CAPRI | CAP452012 | EC000441 | EF000007 | EV000270 | 9.0
CAPRI | CAP452012 | EC000441 | EF000010 | EV000164 | 9.0
CAPRI | CAP452012 | EC000441 | EF000025 | Oui | 9.0
CAPRI | CAP452012 | EC000441 | EF000084 | Oui | 9.0
CAPRI | CAP452012 | EC000441 | EF000116 | 7035 | 9.0
CAPRI | CAP452012 | EC000441 | EF000139 | EV006034 | 9.0
CAPRI | CAP452012 | EC000441 | EF000177 | 24 | 9.0
CAPRI | CAP452012 | EC000441 | EF000368 | 10 | 9.0
CAPRI | CAP452012 | EC000441 | EF000734 | Non | 9.0
CAPRI | CAP452012 | EC000441 | EF000878 | Oui | 9.0
CAPRI | CAP452012 | EC000441 | EF000881 | Non | 9.0
CAPRI | CAP452012 | EC000441 | EF001062 | Non | 9.0
CAPRI | CAP452012 | EC000441 | EF001210 | Non | 9.0
CAPRI | CAP452012 | EC000441 | EF001217 | EV009696 | 9.0
CAPRI | CAP452012 | EC000441 | EF001257 | EV000402 | 9.0
CAPRI | CAP452012 | EC000441 | EF001742 | 100 | 9.0
CAPRI | CAP452012 | EC000441 | EF001742 | -20 | 9.0
CAPRI | CAP452012 | EC000441 | EF001758 | EV003712 | 9.0
CAPRI | CAP452012 | EC000441 | EF002169 | EV000139 | 9.0
CAPRI | CAP452012 | EC000441 | EF003712 | 1,5 | 9.0
CAPRI | CAP452012 | EC000441 | EF004191 | Non | 9.0
CAPRI | CAP452012 | EC000441 | EF004685 | Non | 9.0
CAPRI | CAP452012 | EC000441 | EF005004 | Non | 9.0
CAPRI | CAP452012 | EC000441 | EF005049 | Oui | 9.0
CAPRI | CAP452012 | EC000441 | EF005268 | 26,4 | 9.0
CAPRI | CAP452012 | EC000441 | EF005337 | Non | 9.0
CAPRI | CAP452012 | EC000441 | EF005466 | 12 | 9.0
CAPRI | CAP452012 | EC000441 | EF005466 | 6 | 9.0
CAPRI | CAP452012 | EC000441 | EF005474 | EV006618 | 9.0
CAPRI | CAP452012 | EC000441 | EF005728 | EV000494 | 9.0
CAPRI | CAP452012 | EC000441 | EF007839 | 20 | 9.0
CAPRI | CAP452012 | EC000441 | EF008404 | EV000494 | 9.0
CAPRI | CAP452012 | EC000441 | EF012184 | Non | 9.0
CAPRI | CAP452012 | EC000441 | EF012547 | Non | 9.0
CAPRI | CAP452012 | EC000441 | EF024919 | Non | 9.0
CAPRI | CAP452072 | EC000441 | EF000007 | EV000270 | 9.0
CAPRI | CAP452072 | EC000441 | EF000010 | EV000164 | 9.0
CAPRI | CAP452072 | EC000441 | EF000025 | Oui | 9.0
CAPRI | CAP452072 | EC000441 | EF000084 | Oui | 9.0
CAPRI | CAP452072 | EC000441 | EF000116 | 7035 | 9.0
CAPRI | CAP452072 | EC000441 | EF000139 | EV006034 | 9.0
CAPRI | CAP452072 | EC000441 | EF000177 | 24 | 9.0
CAPRI | CAP452072 | EC000441 | EF000368 | 10 | 9.0
CAPRI | CAP452072 | EC000441 | EF000734 | Non | 9.0
CAPRI | CAP452072 | EC000441 | EF000878 | Oui | 9.0
CAPRI | CAP452072 | EC000441 | EF000881 | Non | 9.0
CAPRI | CAP452072 | EC000441 | EF001062 | Non | 9.0
CAPRI | CAP452072 | EC000441 | EF001210 | Non | 9.0
CAPRI | CAP452072 | EC000441 | EF001217 | EV009696 | 9.0
CAPRI | CAP452072 | EC000441 | EF001257 | EV000402 | 9.0
CAPRI | CAP452072 | EC000441 | EF001742 | 100 | 9.0
CAPRI | CAP452072 | EC000441 | EF001742 | -20 | 9.0
CAPRI | CAP452072 | EC000441 | EF001758 | EV003712 | 9.0
CAPRI | CAP452072 | EC000441 | EF002169 | EV000139 | 9.0
CAPRI | CAP452072 | EC000441 | EF003712 | 1,5 | 9.0
CAPRI | CAP452072 | EC000441 | EF004191 | Non | 9.0
CAPRI | CAP452072 | EC000441 | EF004685 | Non | 9.0
CAPRI | CAP452072 | EC000441 | EF005004 | Non | 9.0
CAPRI | CAP452072 | EC000441 | EF005049 | Oui | 9.0
CAPRI | CAP452072 | EC000441 | EF005268 | 26,4 | 9.0
CAPRI | CAP452072 | EC000441 | EF005337 | Non | 9.0
CAPRI | CAP452072 | EC000441 | EF005466 | 12 | 9.0
CAPRI | CAP452072 | EC000441 | EF005466 | 6 | 9.0
CAPRI | CAP452072 | EC000441 | EF005474 | EV006618 | 9.0
CAPRI | CAP452072 | EC000441 | EF005728 | EV000494 | 9.0
CAPRI | CAP452072 | EC000441 | EF007839 | 20 | 9.0
CAPRI | CAP452072 | EC000441 | EF008404 | EV000494 | 9.0
CAPRI | CAP452072 | EC000441 | EF012184 | Non | 9.0
CAPRI | CAP452072 | EC000441 | EF012547 | Non | 9.0
CAPRI | CAP452072 | EC000441 | EF024919 | Non | 9.0
CAPRI | CAP452102 | EC000441 | EF000007 | EV000270 | 9.0
CAPRI | CAP452102 | EC000441 | EF000010 | EV000164 | 9.0
CAPRI | CAP452102 | EC000441 | EF000025 | Oui | 9.0
CAPRI | CAP452102 | EC000441 | EF000084 | Oui | 9.0
CAPRI | CAP452102 | EC000441 | EF000116 | 7035 | 9.0
CAPRI | CAP452102 | EC000441 | EF000139 | EV006034 | 9.0
CAPRI | CAP452102 | EC000441 | EF000177 | 33 | 9.0
CAPRI | CAP452102 | EC000441 | EF000368 | 11 | 9.0
CAPRI | CAP452102 | EC000441 | EF000734 | Non | 9.0
CAPRI | CAP452102 | EC000441 | EF000878 | Oui | 9.0
CAPRI | CAP452102 | EC000441 | EF000881 | Non | 9.0
CAPRI | CAP452102 | EC000441 | EF001062 | Non | 9.0
CAPRI | CAP452102 | EC000441 | EF001210 | Non | 9.0
CAPRI | CAP452102 | EC000441 | EF001217 | EV009696 | 9.0
CAPRI | CAP452102 | EC000441 | EF001257 | EV000402 | 9.0
CAPRI | CAP452102 | EC000441 | EF001742 | 100 | 9.0
CAPRI | CAP452102 | EC000441 | EF001742 | -20 | 9.0
CAPRI | CAP452102 | EC000441 | EF001758 | EV003695 | 9.0
CAPRI | CAP452102 | EC000441 | EF002169 | EV000139 | 9.0
CAPRI | CAP452102 | EC000441 | EF003712 | 1,587 | 9.0
CAPRI | CAP452102 | EC000441 | EF004191 | Non | 9.0
CAPRI | CAP452102 | EC000441 | EF004685 | Non | 9.0
CAPRI | CAP452102 | EC000441 | EF005004 | Non | 9.0
CAPRI | CAP452102 | EC000441 | EF005049 | Non | 9.0
CAPRI | CAP452102 | EC000441 | EF005268 | 36,3 | 9.0
CAPRI | CAP452102 | EC000441 | EF005337 | Non | 9.0
CAPRI | CAP452102 | EC000441 | EF005466 | 12 | 9.0
CAPRI | CAP452102 | EC000441 | EF005466 | 18 | 9.0
CAPRI | CAP452102 | EC000441 | EF005474 | EV006618 | 9.0
CAPRI | CAP452102 | EC000441 | EF005728 | EV000494 | 9.0
CAPRI | CAP452102 | EC000441 | EF007839 | 21 | 9.0
CAPRI | CAP452102 | EC000441 | EF008404 | EV000494 | 9.0
CAPRI | CAP452102 | EC000441 | EF012184 | Non | 9.0
CAPRI | CAP452102 | EC000441 | EF012547 | Non | 9.0
CAPRI | CAP452102 | EC000441 | EF024919 | Non | 9.0
CAPRI | CAP452112 | EC000441 | EF000007 | EV000270 | 9.0
CAPRI | CAP452112 | EC000441 | EF000010 | EV000164 | 9.0
CAPRI | CAP452112 | EC000441 | EF000025 | Oui | 9.0
CAPRI | CAP452112 | EC000441 | EF000084 | Oui | 9.0
CAPRI | CAP452112 | EC000441 | EF000116 | 7035 | 9.0
CAPRI | CAP452112 | EC000441 | EF000139 | EV006034 | 9.0
CAPRI | CAP452112 | EC000441 | EF000177 | 33 | 9.0
CAPRI | CAP452112 | EC000441 | EF000368 | 11 | 9.0
CAPRI | CAP452112 | EC000441 | EF000734 | Non | 9.0
CAPRI | CAP452112 | EC000441 | EF000878 | Oui | 9.0
CAPRI | CAP452112 | EC000441 | EF000881 | Non | 9.0
CAPRI | CAP452112 | EC000441 | EF001062 | Non | 9.0
CAPRI | CAP452112 | EC000441 | EF001210 | Non | 9.0
CAPRI | CAP452112 | EC000441 | EF001217 | EV009696 | 9.0
CAPRI | CAP452112 | EC000441 | EF001257 | EV000402 | 9.0
CAPRI | CAP452112 | EC000441 | EF001742 | 100 | 9.0
CAPRI | CAP452112 | EC000441 | EF001742 | -20 | 9.0
CAPRI | CAP452112 | EC000441 | EF001758 | EV003695 | 9.0
CAPRI | CAP452112 | EC000441 | EF002169 | EV000139 | 9.0
CAPRI | CAP452112 | EC000441 | EF003712 | 1,587 | 9.0
CAPRI | CAP452112 | EC000441 | EF004191 | Non | 9.0
CAPRI | CAP452112 | EC000441 | EF004685 | Non | 9.0
CAPRI | CAP452112 | EC000441 | EF005004 | Non | 9.0
CAPRI | CAP452112 | EC000441 | EF005049 | Oui | 9.0
CAPRI | CAP452112 | EC000441 | EF005268 | 36,3 | 9.0
CAPRI | CAP452112 | EC000441 | EF005337 | Non | 9.0
CAPRI | CAP452112 | EC000441 | EF005466 | 12 | 9.0
CAPRI | CAP452112 | EC000441 | EF005466 | 18 | 9.0
CAPRI | CAP452112 | EC000441 | EF005474 | EV006618 | 9.0
CAPRI | CAP452112 | EC000441 | EF005728 | EV000494 | 9.0
CAPRI | CAP452112 | EC000441 | EF007839 | 21 | 9.0
CAPRI | CAP452112 | EC000441 | EF008404 | EV000494 | 9.0
CAPRI | CAP452112 | EC000441 | EF012184 | Non | 9.0
CAPRI | CAP452112 | EC000441 | EF012547 | Non | 9.0
CAPRI | CAP452112 | EC000441 | EF024919 | Non | 9.0
CAPRI | CAP452172 | EC000441 | EF000007 | EV000270 | 9.0
CAPRI | CAP452172 | EC000441 | EF000010 | EV000164 | 9.0
CAPRI | CAP452172 | EC000441 | EF000025 | Oui | 9.0
CAPRI | CAP452172 | EC000441 | EF000084 | Oui | 9.0
CAPRI | CAP452172 | EC000441 | EF000116 | 7035 | 9.0
CAPRI | CAP452172 | EC000441 | EF000139 | EV006034 | 9.0
CAPRI | CAP452172 | EC000441 | EF000177 | 33 | 9.0
CAPRI | CAP452172 | EC000441 | EF000368 | 11 | 9.0
CAPRI | CAP452172 | EC000441 | EF000734 | Non | 9.0
CAPRI | CAP452172 | EC000441 | EF000878 | Oui | 9.0
CAPRI | CAP452172 | EC000441 | EF000881 | Non | 9.0
CAPRI | CAP452172 | EC000441 | EF001062 | Non | 9.0
CAPRI | CAP452172 | EC000441 | EF001210 | Non | 9.0
CAPRI | CAP452172 | EC000441 | EF001217 | EV009696 | 9.0
CAPRI | CAP452172 | EC000441 | EF001257 | EV000402 | 9.0
CAPRI | CAP452172 | EC000441 | EF001742 | 100 | 9.0
CAPRI | CAP452172 | EC000441 | EF001742 | -20 | 9.0
CAPRI | CAP452172 | EC000441 | EF001758 | EV003695 | 9.0
CAPRI | CAP452172 | EC000441 | EF002169 | EV000139 | 9.0
CAPRI | CAP452172 | EC000441 | EF003712 | 1,587 | 9.0
CAPRI | CAP452172 | EC000441 | EF004191 | Non | 9.0
CAPRI | CAP452172 | EC000441 | EF004685 | Non | 9.0
CAPRI | CAP452172 | EC000441 | EF005004 | Non | 9.0
CAPRI | CAP452172 | EC000441 | EF005049 | Oui | 9.0
CAPRI | CAP452172 | EC000441 | EF005268 | 36,3 | 9.0
CAPRI | CAP452172 | EC000441 | EF005337 | Non | 9.0
CAPRI | CAP452172 | EC000441 | EF005466 | 12 | 9.0
CAPRI | CAP452172 | EC000441 | EF005466 | 18 | 9.0
CAPRI | CAP452172 | EC000441 | EF005474 | EV006618 | 9.0
CAPRI | CAP452172 | EC000441 | EF005728 | EV000494 | 9.0
CAPRI | CAP452172 | EC000441 | EF007839 | 21 | 9.0
CAPRI | CAP452172 | EC000441 | EF008404 | EV000494 | 9.0
CAPRI | CAP452172 | EC000441 | EF012184 | Non | 9.0
CAPRI | CAP452172 | EC000441 | EF012547 | Non | 9.0
CAPRI | CAP452172 | EC000441 | EF024919 | Non | 9.0
CAPRI | CAP452502 | EC000441 | EF000007 | EV000270 | 9.0
CAPRI | CAP452502 | EC000441 | EF000010 | EV000164 | 9.0
CAPRI | CAP452502 | EC000441 | EF000025 | Oui | 9.0
CAPRI | CAP452502 | EC000441 | EF000084 | Oui | 9.0
CAPRI | CAP452502 | EC000441 | EF000116 | 7035 | 9.0
CAPRI | CAP452502 | EC000441 | EF000139 | EV006034 | 9.0
CAPRI | CAP452502 | EC000441 | EF000177 | 33 | 9.0
CAPRI | CAP452502 | EC000441 | EF000368 | 10 | 9.0
CAPRI | CAP452502 | EC000441 | EF000734 | Non | 9.0
CAPRI | CAP452502 | EC000441 | EF000878 | Oui | 9.0
CAPRI | CAP452502 | EC000441 | EF000881 | Non | 9.0
CAPRI | CAP452502 | EC000441 | EF001062 | Non | 9.0
CAPRI | CAP452502 | EC000441 | EF001210 | Non | 9.0
CAPRI | CAP452502 | EC000441 | EF001217 | EV009696 | 9.0
CAPRI | CAP452502 | EC000441 | EF001257 | EV000402 | 9.0
CAPRI | CAP452502 | EC000441 | EF001742 | 100 | 9.0
CAPRI | CAP452502 | EC000441 | EF001742 | -20 | 9.0
CAPRI | CAP452502 | EC000441 | EF001758 | EV003712 | 9.0
CAPRI | CAP452502 | EC000441 | EF002169 | EV000139 | 9.0
CAPRI | CAP452502 | EC000441 | EF003712 | 1,5 | 9.0
CAPRI | CAP452502 | EC000441 | EF004191 | Non | 9.0
CAPRI | CAP452502 | EC000441 | EF004685 | Non | 9.0
CAPRI | CAP452502 | EC000441 | EF005004 | Non | 9.0
CAPRI | CAP452502 | EC000441 | EF005049 | Non | 9.0
CAPRI | CAP452502 | EC000441 | EF005268 | 36,3 | 9.0
CAPRI | CAP452502 | EC000441 | EF005337 | Non | 9.0
CAPRI | CAP452502 | EC000441 | EF005466 | 12 | 9.0
CAPRI | CAP452502 | EC000441 | EF005466 | 18 | 9.0
CAPRI | CAP452502 | EC000441 | EF005474 | EV006618 | 9.0
CAPRI | CAP452502 | EC000441 | EF005728 | EV000494 | 9.0
CAPRI | CAP452502 | EC000441 | EF007839 | 25 | 9.0
CAPRI | CAP452502 | EC000441 | EF008404 | EV000494 | 9.0
CAPRI | CAP452502 | EC000441 | EF012184 | Non | 9.0
CAPRI | CAP452502 | EC000441 | EF012547 | Non | 9.0
CAPRI | CAP452502 | EC000441 | EF024919 | Non | 9.0
CAPRI | CAP452512 | EC000441 | EF000007 | EV000270 | 9.0
CAPRI | CAP452512 | EC000441 | EF000010 | EV000164 | 9.0
CAPRI | CAP452512 | EC000441 | EF000025 | Oui | 9.0
CAPRI | CAP452512 | EC000441 | EF000084 | Oui | 9.0
CAPRI | CAP452512 | EC000441 | EF000116 | 7035 | 9.0
CAPRI | CAP452512 | EC000441 | EF000139 | EV006034 | 9.0
CAPRI | CAP452512 | EC000441 | EF000177 | 33 | 9.0
CAPRI | CAP452512 | EC000441 | EF000368 | 10 | 9.0
CAPRI | CAP452512 | EC000441 | EF000734 | Non | 9.0
CAPRI | CAP452512 | EC000441 | EF000878 | Oui | 9.0
CAPRI | CAP452512 | EC000441 | EF000881 | Non | 9.0
CAPRI | CAP452512 | EC000441 | EF001062 | Non | 9.0
CAPRI | CAP452512 | EC000441 | EF001210 | Non | 9.0
CAPRI | CAP452512 | EC000441 | EF001217 | EV009696 | 9.0
CAPRI | CAP452512 | EC000441 | EF001257 | EV000402 | 9.0
CAPRI | CAP452512 | EC000441 | EF001742 | 100 | 9.0
CAPRI | CAP452512 | EC000441 | EF001742 | -20 | 9.0
CAPRI | CAP452512 | EC000441 | EF001758 | EV003712 | 9.0
CAPRI | CAP452512 | EC000441 | EF002169 | EV000139 | 9.0
CAPRI | CAP452512 | EC000441 | EF003712 | 1,5 | 9.0
CAPRI | CAP452512 | EC000441 | EF004191 | Non | 9.0
CAPRI | CAP452512 | EC000441 | EF004685 | Non | 9.0
CAPRI | CAP452512 | EC000441 | EF005004 | Non | 9.0
CAPRI | CAP452512 | EC000441 | EF005049 | Oui | 9.0
CAPRI | CAP452512 | EC000441 | EF005268 | 36,3 | 9.0
CAPRI | CAP452512 | EC000441 | EF005337 | Non | 9.0
CAPRI | CAP452512 | EC000441 | EF005466 | 12 | 9.0
CAPRI | CAP452512 | EC000441 | EF005466 | 18 | 9.0
CAPRI | CAP452512 | EC000441 | EF005474 | EV006618 | 9.0
CAPRI | CAP452512 | EC000441 | EF005728 | EV000494 | 9.0
CAPRI | CAP452512 | EC000441 | EF007839 | 25 | 9.0
CAPRI | CAP452512 | EC000441 | EF008404 | EV000494 | 9.0
CAPRI | CAP452512 | EC000441 | EF012184 | Non | 9.0
CAPRI | CAP452512 | EC000441 | EF012547 | Non | 9.0
CAPRI | CAP452512 | EC000441 | EF024919 | Non | 9.0
CAPRI | CAP452572 | EC000441 | EF000007 | EV000270 | 9.0
CAPRI | CAP452572 | EC000441 | EF000010 | EV000164 | 9.0
CAPRI | CAP452572 | EC000441 | EF000025 | Oui | 9.0
CAPRI | CAP452572 | EC000441 | EF000084 | Oui | 9.0
CAPRI | CAP452572 | EC000441 | EF000116 | 7035 | 9.0
CAPRI | CAP452572 | EC000441 | EF000139 | EV006034 | 9.0
CAPRI | CAP452572 | EC000441 | EF000177 | 33 | 9.0
CAPRI | CAP452572 | EC000441 | EF000368 | 10 | 9.0
CAPRI | CAP452572 | EC000441 | EF000734 | Non | 9.0
CAPRI | CAP452572 | EC000441 | EF000878 | Oui | 9.0
CAPRI | CAP452572 | EC000441 | EF000881 | Non | 9.0
CAPRI | CAP452572 | EC000441 | EF001062 | Non | 9.0
CAPRI | CAP452572 | EC000441 | EF001210 | Non | 9.0
CAPRI | CAP452572 | EC000441 | EF001217 | EV009696 | 9.0
CAPRI | CAP452572 | EC000441 | EF001257 | EV000402 | 9.0
CAPRI | CAP452572 | EC000441 | EF001742 | 100 | 9.0
CAPRI | CAP452572 | EC000441 | EF001742 | -20 | 9.0
CAPRI | CAP452572 | EC000441 | EF001758 | EV003712 | 9.0
CAPRI | CAP452572 | EC000441 | EF002169 | EV000139 | 9.0
CAPRI | CAP452572 | EC000441 | EF003712 | 1,5 | 9.0
CAPRI | CAP452572 | EC000441 | EF004191 | Non | 9.0
CAPRI | CAP452572 | EC000441 | EF004685 | Non | 9.0
CAPRI | CAP452572 | EC000441 | EF005004 | Non | 9.0
CAPRI | CAP452572 | EC000441 | EF005049 | Oui | 9.0
CAPRI | CAP452572 | EC000441 | EF005268 | 36,3 | 9.0
CAPRI | CAP452572 | EC000441 | EF005337 | Non | 9.0
CAPRI | CAP452572 | EC000441 | EF005466 | 12 | 9.0
CAPRI | CAP452572 | EC000441 | EF005466 | 18 | 9.0
CAPRI | CAP452572 | EC000441 | EF005474 | EV006618 | 9.0
CAPRI | CAP452572 | EC000441 | EF005728 | EV000494 | 9.0
CAPRI | CAP452572 | EC000441 | EF007839 | 25 | 9.0
CAPRI | CAP452572 | EC000441 | EF008404 | EV000494 | 9.0
CAPRI | CAP452572 | EC000441 | EF012184 | Non | 9.0
CAPRI | CAP452572 | EC000441 | EF012547 | Non | 9.0
CAPRI | CAP452572 | EC000441 | EF024919 | Non | 9.0
CAPRI | CAP452902 | EC000441 | EF000007 | EV000270 | 9.0
CAPRI | CAP452902 | EC000441 | EF000010 | EV000164 | 9.0
CAPRI | CAP452902 | EC000441 | EF000025 | Oui | 9.0
CAPRI | CAP452902 | EC000441 | EF000084 | Oui | 9.0
CAPRI | CAP452902 | EC000441 | EF000116 | 7035 | 9.0
CAPRI | CAP452902 | EC000441 | EF000139 | EV006034 | 9.0
CAPRI | CAP452902 | EC000441 | EF000177 | 42 | 9.0
CAPRI | CAP452902 | EC000441 | EF000368 | 11 | 9.0
CAPRI | CAP452902 | EC000441 | EF000734 | Non | 9.0
CAPRI | CAP452902 | EC000441 | EF000878 | Oui | 9.0
CAPRI | CAP452902 | EC000441 | EF000881 | Non | 9.0
CAPRI | CAP452902 | EC000441 | EF001062 | Non | 9.0
CAPRI | CAP452902 | EC000441 | EF001210 | Non | 9.0
CAPRI | CAP452902 | EC000441 | EF001217 | EV009696 | 9.0
CAPRI | CAP452902 | EC000441 | EF001257 | EV000402 | 9.0
CAPRI | CAP452902 | EC000441 | EF001742 | 100 | 9.0
CAPRI | CAP452902 | EC000441 | EF001742 | -20 | 9.0
CAPRI | CAP452902 | EC000441 | EF001758 | EV003695 | 9.0
CAPRI | CAP452902 | EC000441 | EF002169 | EV000139 | 9.0
CAPRI | CAP452902 | EC000441 | EF003712 | 1,587 | 9.0
CAPRI | CAP452902 | EC000441 | EF004191 | Non | 9.0
CAPRI | CAP452902 | EC000441 | EF004685 | Non | 9.0
CAPRI | CAP452902 | EC000441 | EF005004 | Non | 9.0
CAPRI | CAP452902 | EC000441 | EF005049 | Non | 9.0
CAPRI | CAP452902 | EC000441 | EF005268 | 46,2 | 9.0
CAPRI | CAP452902 | EC000441 | EF005337 | Non | 9.0
CAPRI | CAP452902 | EC000441 | EF005466 | 18 | 9.0
CAPRI | CAP452902 | EC000441 | EF005466 | 25 | 9.0
CAPRI | CAP452902 | EC000441 | EF005474 | EV006618 | 9.0
CAPRI | CAP452902 | EC000441 | EF005728 | EV000494 | 9.0
CAPRI | CAP452902 | EC000441 | EF007839 | 29 | 9.0
CAPRI | CAP452902 | EC000441 | EF008404 | EV000494 | 9.0
CAPRI | CAP452902 | EC000441 | EF012184 | Non | 9.0
CAPRI | CAP452902 | EC000441 | EF012547 | Non | 9.0
CAPRI | CAP452902 | EC000441 | EF024919 | Non | 9.0
CAPRI | CAP452912 | EC000441 | EF000007 | EV000270 | 9.0
CAPRI | CAP452912 | EC000441 | EF000010 | EV000164 | 9.0
CAPRI | CAP452912 | EC000441 | EF000025 | Oui | 9.0
CAPRI | CAP452912 | EC000441 | EF000084 | Oui | 9.0
CAPRI | CAP452912 | EC000441 | EF000116 | 7035 | 9.0
CAPRI | CAP452912 | EC000441 | EF000139 | EV006034 | 9.0
CAPRI | CAP452912 | EC000441 | EF000177 | 42 | 9.0
CAPRI | CAP452912 | EC000441 | EF000368 | 11 | 9.0
CAPRI | CAP452912 | EC000441 | EF000734 | Non | 9.0
CAPRI | CAP452912 | EC000441 | EF000878 | Oui | 9.0
CAPRI | CAP452912 | EC000441 | EF000881 | Non | 9.0
CAPRI | CAP452912 | EC000441 | EF001062 | Non | 9.0
CAPRI | CAP452912 | EC000441 | EF001210 | Non | 9.0
CAPRI | CAP452912 | EC000441 | EF001217 | EV009696 | 9.0
CAPRI | CAP452912 | EC000441 | EF001257 | EV000402 | 9.0
CAPRI | CAP452912 | EC000441 | EF001742 | 100 | 9.0
CAPRI | CAP452912 | EC000441 | EF001742 | -20 | 9.0
CAPRI | CAP452912 | EC000441 | EF001758 | EV003695 | 9.0
CAPRI | CAP452912 | EC000441 | EF002169 | EV000139 | 9.0
CAPRI | CAP452912 | EC000441 | EF003712 | 1,587 | 9.0
CAPRI | CAP452912 | EC000441 | EF004191 | Non | 9.0
CAPRI | CAP452912 | EC000441 | EF004685 | Non | 9.0
CAPRI | CAP452912 | EC000441 | EF005004 | Non | 9.0
CAPRI | CAP452912 | EC000441 | EF005049 | Oui | 9.0
CAPRI | CAP452912 | EC000441 | EF005268 | 46,2 | 9.0
CAPRI | CAP452912 | EC000441 | EF005337 | Non | 9.0
CAPRI | CAP452912 | EC000441 | EF005466 | 18 | 9.0
CAPRI | CAP452912 | EC000441 | EF005466 | 25 | 9.0
CAPRI | CAP452912 | EC000441 | EF005474 | EV006618 | 9.0
CAPRI | CAP452912 | EC000441 | EF005728 | EV000494 | 9.0
CAPRI | CAP452912 | EC000441 | EF007839 | 29 | 9.0
CAPRI | CAP452912 | EC000441 | EF008404 | EV000494 | 9.0
CAPRI | CAP452912 | EC000441 | EF012184 | Non | 9.0
CAPRI | CAP452912 | EC000441 | EF012547 | Non | 9.0
CAPRI | CAP452912 | EC000441 | EF024919 | Non | 9.0
CAPRI | CAP452972 | EC000441 | EF000007 | EV000270 | 9.0
CAPRI | CAP452972 | EC000441 | EF000010 | EV000164 | 9.0
CAPRI | CAP452972 | EC000441 | EF000025 | Oui | 9.0
CAPRI | CAP452972 | EC000441 | EF000084 | Oui | 9.0
CAPRI | CAP452972 | EC000441 | EF000116 | 7035 | 9.0
CAPRI | CAP452972 | EC000441 | EF000139 | EV006034 | 9.0
CAPRI | CAP452972 | EC000441 | EF000177 | 42 | 9.0
CAPRI | CAP452972 | EC000441 | EF000368 | 11 | 9.0
CAPRI | CAP452972 | EC000441 | EF000734 | Non | 9.0
CAPRI | CAP452972 | EC000441 | EF000878 | Oui | 9.0
CAPRI | CAP452972 | EC000441 | EF000881 | Non | 9.0
CAPRI | CAP452972 | EC000441 | EF001062 | Non | 9.0
CAPRI | CAP452972 | EC000441 | EF001210 | Non | 9.0
CAPRI | CAP452972 | EC000441 | EF001217 | EV009696 | 9.0
CAPRI | CAP452972 | EC000441 | EF001257 | EV000402 | 9.0
CAPRI | CAP452972 | EC000441 | EF001742 | 100 | 9.0
CAPRI | CAP452972 | EC000441 | EF001742 | -20 | 9.0
CAPRI | CAP452972 | EC000441 | EF001758 | EV003695 | 9.0
CAPRI | CAP452972 | EC000441 | EF002169 | EV000139 | 9.0
CAPRI | CAP452972 | EC000441 | EF003712 | 1,587 | 9.0
CAPRI | CAP452972 | EC000441 | EF004191 | Non | 9.0
CAPRI | CAP452972 | EC000441 | EF004685 | Non | 9.0
CAPRI | CAP452972 | EC000441 | EF005004 | Non | 9.0
CAPRI | CAP452972 | EC000441 | EF005049 | Oui | 9.0
CAPRI | CAP452972 | EC000441 | EF005268 | 46,2 | 9.0
CAPRI | CAP452972 | EC000441 | EF005337 | Non | 9.0
CAPRI | CAP452972 | EC000441 | EF005466 | 18 | 9.0
CAPRI | CAP452972 | EC000441 | EF005466 | 25 | 9.0
CAPRI | CAP452972 | EC000441 | EF005474 | EV006618 | 9.0
CAPRI | CAP452972 | EC000441 | EF005728 | EV000494 | 9.0
CAPRI | CAP452972 | EC000441 | EF007839 | 29 | 9.0
CAPRI | CAP452972 | EC000441 | EF008404 | EV000494 | 9.0
CAPRI | CAP452972 | EC000441 | EF012184 | Non | 9.0
CAPRI | CAP452972 | EC000441 | EF012547 | Non | 9.0
CAPRI | CAP452972 | EC000441 | EF024919 | Non | 9.0
CAPRI | CAP453202 | EC000441 | EF000007 | EV000270 | 9.0
CAPRI | CAP453202 | EC000441 | EF000010 | EV000164 | 9.0
CAPRI | CAP453202 | EC000441 | EF000025 | Oui | 9.0
CAPRI | CAP453202 | EC000441 | EF000084 | Oui | 9.0
CAPRI | CAP453202 | EC000441 | EF000116 | 7035 | 9.0
CAPRI | CAP453202 | EC000441 | EF000139 | EV006034 | 9.0
CAPRI | CAP453202 | EC000441 | EF000177 | 42 | 9.0
CAPRI | CAP453202 | EC000441 | EF000368 | 10 | 9.0
CAPRI | CAP453202 | EC000441 | EF000734 | Non | 9.0
CAPRI | CAP453202 | EC000441 | EF000878 | Oui | 9.0
CAPRI | CAP453202 | EC000441 | EF000881 | Non | 9.0
CAPRI | CAP453202 | EC000441 | EF001062 | Non | 9.0
CAPRI | CAP453202 | EC000441 | EF001210 | Non | 9.0
CAPRI | CAP453202 | EC000441 | EF001217 | EV009696 | 9.0
CAPRI | CAP453202 | EC000441 | EF001257 | EV000402 | 9.0
CAPRI | CAP453202 | EC000441 | EF001742 | 100 | 9.0
CAPRI | CAP453202 | EC000441 | EF001742 | -20 | 9.0
CAPRI | CAP453202 | EC000441 | EF001758 | EV003712 | 9.0
CAPRI | CAP453202 | EC000441 | EF002169 | EV000139 | 9.0
CAPRI | CAP453202 | EC000441 | EF003712 | 1,5 | 9.0
CAPRI | CAP453202 | EC000441 | EF004191 | Non | 9.0
CAPRI | CAP453202 | EC000441 | EF004685 | Non | 9.0
CAPRI | CAP453202 | EC000441 | EF005004 | Non | 9.0
CAPRI | CAP453202 | EC000441 | EF005049 | Non | 9.0
CAPRI | CAP453202 | EC000441 | EF005268 | 46,2 | 9.0
CAPRI | CAP453202 | EC000441 | EF005337 | Non | 9.0
CAPRI | CAP453202 | EC000441 | EF005466 | 18 | 9.0
CAPRI | CAP453202 | EC000441 | EF005466 | 25 | 9.0
CAPRI | CAP453202 | EC000441 | EF005474 | EV006618 | 9.0
CAPRI | CAP453202 | EC000441 | EF005728 | EV000494 | 9.0
CAPRI | CAP453202 | EC000441 | EF007839 | 32 | 9.0
CAPRI | CAP453202 | EC000441 | EF008404 | EV000494 | 9.0
CAPRI | CAP453202 | EC000441 | EF012184 | Non | 9.0
CAPRI | CAP453202 | EC000441 | EF012547 | Non | 9.0
CAPRI | CAP453202 | EC000441 | EF024919 | Non | 9.0
CAPRI | CAP453212 | EC000441 | EF000007 | EV000270 | 9.0
CAPRI | CAP453212 | EC000441 | EF000010 | EV000164 | 9.0
CAPRI | CAP453212 | EC000441 | EF000025 | Oui | 9.0
CAPRI | CAP453212 | EC000441 | EF000084 | Oui | 9.0
CAPRI | CAP453212 | EC000441 | EF000116 | 7035 | 9.0
CAPRI | CAP453212 | EC000441 | EF000139 | EV006034 | 9.0
CAPRI | CAP453212 | EC000441 | EF000177 | 42 | 9.0
CAPRI | CAP453212 | EC000441 | EF000368 | 10 | 9.0
CAPRI | CAP453212 | EC000441 | EF000734 | Non | 9.0
CAPRI | CAP453212 | EC000441 | EF000878 | Oui | 9.0
CAPRI | CAP453212 | EC000441 | EF000881 | Non | 9.0
CAPRI | CAP453212 | EC000441 | EF001062 | Non | 9.0
CAPRI | CAP453212 | EC000441 | EF001210 | Non | 9.0
CAPRI | CAP453212 | EC000441 | EF001217 | EV009696 | 9.0
CAPRI | CAP453212 | EC000441 | EF001257 | EV000402 | 9.0
CAPRI | CAP453212 | EC000441 | EF001742 | 100 | 9.0
CAPRI | CAP453212 | EC000441 | EF001742 | -20 | 9.0
CAPRI | CAP453212 | EC000441 | EF001758 | EV003712 | 9.0
CAPRI | CAP453212 | EC000441 | EF002169 | EV000139 | 9.0
CAPRI | CAP453212 | EC000441 | EF003712 | 1,5 | 9.0
CAPRI | CAP453212 | EC000441 | EF004191 | Non | 9.0
CAPRI | CAP453212 | EC000441 | EF004685 | Non | 9.0
CAPRI | CAP453212 | EC000441 | EF005004 | Non | 9.0
CAPRI | CAP453212 | EC000441 | EF005049 | Oui | 9.0
CAPRI | CAP453212 | EC000441 | EF005268 | 46,2 | 9.0
CAPRI | CAP453212 | EC000441 | EF005337 | Non | 9.0
CAPRI | CAP453212 | EC000441 | EF005466 | 18 | 9.0
CAPRI | CAP453212 | EC000441 | EF005466 | 25 | 9.0
CAPRI | CAP453212 | EC000441 | EF005474 | EV006618 | 9.0
CAPRI | CAP453212 | EC000441 | EF005728 | EV000494 | 9.0
CAPRI | CAP453212 | EC000441 | EF007839 | 32 | 9.0
CAPRI | CAP453212 | EC000441 | EF008404 | EV000494 | 9.0
CAPRI | CAP453212 | EC000441 | EF012184 | Non | 9.0
CAPRI | CAP453212 | EC000441 | EF012547 | Non | 9.0
CAPRI | CAP453212 | EC000441 | EF024919 | Non | 9.0
CAPRI | CAP453272 | EC000441 | EF000007 | EV000270 | 9.0
CAPRI | CAP453272 | EC000441 | EF000010 | EV000164 | 9.0
CAPRI | CAP453272 | EC000441 | EF000025 | Oui | 9.0
CAPRI | CAP453272 | EC000441 | EF000084 | Oui | 9.0
CAPRI | CAP453272 | EC000441 | EF000116 | 7035 | 9.0
CAPRI | CAP453272 | EC000441 | EF000139 | EV006034 | 9.0
CAPRI | CAP453272 | EC000441 | EF000177 | 42 | 9.0
CAPRI | CAP453272 | EC000441 | EF000368 | 10 | 9.0
CAPRI | CAP453272 | EC000441 | EF000734 | Non | 9.0
CAPRI | CAP453272 | EC000441 | EF000878 | Oui | 9.0
CAPRI | CAP453272 | EC000441 | EF000881 | Non | 9.0
CAPRI | CAP453272 | EC000441 | EF001062 | Non | 9.0
CAPRI | CAP453272 | EC000441 | EF001210 | Non | 9.0
CAPRI | CAP453272 | EC000441 | EF001217 | EV009696 | 9.0
CAPRI | CAP453272 | EC000441 | EF001257 | EV000402 | 9.0
CAPRI | CAP453272 | EC000441 | EF001742 | 100 | 9.0
CAPRI | CAP453272 | EC000441 | EF001742 | -20 | 9.0
CAPRI | CAP453272 | EC000441 | EF001758 | EV003712 | 9.0
CAPRI | CAP453272 | EC000441 | EF002169 | EV000139 | 9.0
CAPRI | CAP453272 | EC000441 | EF003712 | 1,5 | 9.0
CAPRI | CAP453272 | EC000441 | EF004191 | Non | 9.0
CAPRI | CAP453272 | EC000441 | EF004685 | Non | 9.0
CAPRI | CAP453272 | EC000441 | EF005004 | Non | 9.0
CAPRI | CAP453272 | EC000441 | EF005049 | Oui | 9.0
CAPRI | CAP453272 | EC000441 | EF005268 | 46,2 | 9.0
CAPRI | CAP453272 | EC000441 | EF005337 | Non | 9.0
CAPRI | CAP453272 | EC000441 | EF005466 | 18 | 9.0
CAPRI | CAP453272 | EC000441 | EF005466 | 25 | 9.0
CAPRI | CAP453272 | EC000441 | EF005474 | EV006618 | 9.0
CAPRI | CAP453272 | EC000441 | EF005728 | EV000494 | 9.0
CAPRI | CAP453272 | EC000441 | EF007839 | 32 | 9.0
CAPRI | CAP453272 | EC000441 | EF008404 | EV000494 | 9.0
CAPRI | CAP453272 | EC000441 | EF012184 | Non | 9.0
CAPRI | CAP453272 | EC000441 | EF012547 | Non | 9.0
CAPRI | CAP453272 | EC000441 | EF024919 | Non | 9.0
CAPRI | CAP453602 | EC000441 | EF000007 | EV000270 | 9.0
CAPRI | CAP453602 | EC000441 | EF000010 | EV000164 | 9.0
CAPRI | CAP453602 | EC000441 | EF000025 | Oui | 9.0
CAPRI | CAP453602 | EC000441 | EF000084 | Oui | 9.0
CAPRI | CAP453602 | EC000441 | EF000116 | 7035 | 9.0
CAPRI | CAP453602 | EC000441 | EF000139 | EV006034 | 9.0
CAPRI | CAP453602 | EC000441 | EF000177 | 53 | 9.0
CAPRI | CAP453602 | EC000441 | EF000368 | 13 | 9.0
CAPRI | CAP453602 | EC000441 | EF000734 | Non | 9.0
CAPRI | CAP453602 | EC000441 | EF000878 | Oui | 9.0
CAPRI | CAP453602 | EC000441 | EF000881 | Non | 9.0
CAPRI | CAP453602 | EC000441 | EF001062 | Non | 9.0
CAPRI | CAP453602 | EC000441 | EF001210 | Non | 9.0
CAPRI | CAP453602 | EC000441 | EF001217 | EV009696 | 9.0
CAPRI | CAP453602 | EC000441 | EF001257 | EV000402 | 9.0
CAPRI | CAP453602 | EC000441 | EF001742 | 100 | 9.0
CAPRI | CAP453602 | EC000441 | EF001742 | -20 | 9.0
CAPRI | CAP453602 | EC000441 | EF001758 | EV003695 | 9.0
CAPRI | CAP453602 | EC000441 | EF002169 | EV000139 | 9.0
CAPRI | CAP453602 | EC000441 | EF003712 | 1,587 | 9.0
CAPRI | CAP453602 | EC000441 | EF004191 | Non | 9.0
CAPRI | CAP453602 | EC000441 | EF004685 | Non | 9.0
CAPRI | CAP453602 | EC000441 | EF005004 | Non | 9.0
CAPRI | CAP453602 | EC000441 | EF005049 | Non | 9.0
CAPRI | CAP453602 | EC000441 | EF005268 | 58,3 | 9.0
CAPRI | CAP453602 | EC000441 | EF005337 | Non | 9.0
CAPRI | CAP453602 | EC000441 | EF005466 | 22 | 9.0
CAPRI | CAP453602 | EC000441 | EF005466 | 32 | 9.0
CAPRI | CAP453602 | EC000441 | EF005474 | EV006618 | 9.0
CAPRI | CAP453602 | EC000441 | EF005728 | EV000494 | 9.0
CAPRI | CAP453602 | EC000441 | EF007839 | 36 | 9.0
CAPRI | CAP453602 | EC000441 | EF008404 | EV000494 | 9.0
CAPRI | CAP453602 | EC000441 | EF012184 | Non | 9.0
CAPRI | CAP453602 | EC000441 | EF012547 | Non | 9.0
CAPRI | CAP453602 | EC000441 | EF024919 | Non | 9.0
CAPRI | CAP453612 | EC000441 | EF000007 | EV000270 | 9.0
CAPRI | CAP453612 | EC000441 | EF000010 | EV000164 | 9.0
CAPRI | CAP453612 | EC000441 | EF000025 | Oui | 9.0
CAPRI | CAP453612 | EC000441 | EF000084 | Oui | 9.0
CAPRI | CAP453612 | EC000441 | EF000116 | 7035 | 9.0
CAPRI | CAP453612 | EC000441 | EF000139 | EV006034 | 9.0
CAPRI | CAP453612 | EC000441 | EF000177 | 53 | 9.0
CAPRI | CAP453612 | EC000441 | EF000368 | 13 | 9.0
CAPRI | CAP453612 | EC000441 | EF000734 | Non | 9.0
CAPRI | CAP453612 | EC000441 | EF000878 | Oui | 9.0
CAPRI | CAP453612 | EC000441 | EF000881 | Non | 9.0
CAPRI | CAP453612 | EC000441 | EF001062 | Non | 9.0
CAPRI | CAP453612 | EC000441 | EF001210 | Non | 9.0
CAPRI | CAP453612 | EC000441 | EF001217 | EV009696 | 9.0
CAPRI | CAP453612 | EC000441 | EF001257 | EV000402 | 9.0
CAPRI | CAP453612 | EC000441 | EF001742 | 100 | 9.0
CAPRI | CAP453612 | EC000441 | EF001742 | -20 | 9.0
CAPRI | CAP453612 | EC000441 | EF001758 | EV003695 | 9.0
CAPRI | CAP453612 | EC000441 | EF002169 | EV000139 | 9.0
CAPRI | CAP453612 | EC000441 | EF003712 | 1,587 | 9.0
CAPRI | CAP453612 | EC000441 | EF004191 | Non | 9.0
CAPRI | CAP453612 | EC000441 | EF004685 | Non | 9.0
CAPRI | CAP453612 | EC000441 | EF005004 | Non | 9.0
CAPRI | CAP453612 | EC000441 | EF005049 | Oui | 9.0
CAPRI | CAP453612 | EC000441 | EF005268 | 58,3 | 9.0
CAPRI | CAP453612 | EC000441 | EF005337 | Non | 9.0
CAPRI | CAP453612 | EC000441 | EF005466 | 22 | 9.0
CAPRI | CAP453612 | EC000441 | EF005466 | 32 | 9.0
CAPRI | CAP453612 | EC000441 | EF005474 | EV006618 | 9.0
CAPRI | CAP453612 | EC000441 | EF005728 | EV000494 | 9.0
CAPRI | CAP453612 | EC000441 | EF007839 | 36 | 9.0
CAPRI | CAP453612 | EC000441 | EF008404 | EV000494 | 9.0
CAPRI | CAP453612 | EC000441 | EF012184 | Non | 9.0
CAPRI | CAP453612 | EC000441 | EF012547 | Non | 9.0
CAPRI | CAP453612 | EC000441 | EF024919 | Non | 9.0
CAPRI | CAP453672 | EC000441 | EF000007 | EV000270 | 9.0
CAPRI | CAP453672 | EC000441 | EF000010 | EV000164 | 9.0
CAPRI | CAP453672 | EC000441 | EF000025 | Oui | 9.0
CAPRI | CAP453672 | EC000441 | EF000084 | Oui | 9.0
CAPRI | CAP453672 | EC000441 | EF000116 | 7035 | 9.0
CAPRI | CAP453672 | EC000441 | EF000139 | EV006034 | 9.0
CAPRI | CAP453672 | EC000441 | EF000177 | 53 | 9.0
CAPRI | CAP453672 | EC000441 | EF000368 | 13 | 9.0
CAPRI | CAP453672 | EC000441 | EF000734 | Non | 9.0
CAPRI | CAP453672 | EC000441 | EF000878 | Oui | 9.0
CAPRI | CAP453672 | EC000441 | EF000881 | Non | 9.0
CAPRI | CAP453672 | EC000441 | EF001062 | Non | 9.0
CAPRI | CAP453672 | EC000441 | EF001210 | Non | 9.0
CAPRI | CAP453672 | EC000441 | EF001217 | EV009696 | 9.0
CAPRI | CAP453672 | EC000441 | EF001257 | EV000402 | 9.0
CAPRI | CAP453672 | EC000441 | EF001742 | 100 | 9.0
CAPRI | CAP453672 | EC000441 | EF001742 | -20 | 9.0
CAPRI | CAP453672 | EC000441 | EF001758 | EV003695 | 9.0
CAPRI | CAP453672 | EC000441 | EF002169 | EV000139 | 9.0
CAPRI | CAP453672 | EC000441 | EF003712 | 1,587 | 9.0
CAPRI | CAP453672 | EC000441 | EF004191 | Non | 9.0
CAPRI | CAP453672 | EC000441 | EF004685 | Non | 9.0
CAPRI | CAP453672 | EC000441 | EF005004 | Non | 9.0
CAPRI | CAP453672 | EC000441 | EF005049 | Oui | 9.0
CAPRI | CAP453672 | EC000441 | EF005268 | 58,3 | 9.0
CAPRI | CAP453672 | EC000441 | EF005337 | Non | 9.0
CAPRI | CAP453672 | EC000441 | EF005466 | 22 | 9.0
CAPRI | CAP453672 | EC000441 | EF005466 | 32 | 9.0
CAPRI | CAP453672 | EC000441 | EF005474 | EV006618 | 9.0
CAPRI | CAP453672 | EC000441 | EF005728 | EV000494 | 9.0
CAPRI | CAP453672 | EC000441 | EF007839 | 36 | 9.0
CAPRI | CAP453672 | EC000441 | EF008404 | EV000494 | 9.0
CAPRI | CAP453672 | EC000441 | EF012184 | Non | 9.0
CAPRI | CAP453672 | EC000441 | EF012547 | Non | 9.0
CAPRI | CAP453672 | EC000441 | EF024919 | Non | 9.0
CAPRI | CAP454002 | EC000441 | EF000007 | EV000270 | 9.0
CAPRI | CAP454002 | EC000441 | EF000010 | EV000164 | 9.0
CAPRI | CAP454002 | EC000441 | EF000025 | Oui | 9.0
CAPRI | CAP454002 | EC000441 | EF000084 | Oui | 9.0
CAPRI | CAP454002 | EC000441 | EF000116 | 7035 | 9.0
CAPRI | CAP454002 | EC000441 | EF000139 | EV006034 | 9.0
CAPRI | CAP454002 | EC000441 | EF000177 | 53 | 9.0
CAPRI | CAP454002 | EC000441 | EF000368 | 10 | 9.0
CAPRI | CAP454002 | EC000441 | EF000734 | Non | 9.0
CAPRI | CAP454002 | EC000441 | EF000878 | Oui | 9.0
CAPRI | CAP454002 | EC000441 | EF000881 | Non | 9.0
CAPRI | CAP454002 | EC000441 | EF001062 | Non | 9.0
CAPRI | CAP454002 | EC000441 | EF001210 | Non | 9.0
CAPRI | CAP454002 | EC000441 | EF001217 | EV009696 | 9.0
CAPRI | CAP454002 | EC000441 | EF001257 | EV000402 | 9.0
CAPRI | CAP454002 | EC000441 | EF001742 | 100 | 9.0
CAPRI | CAP454002 | EC000441 | EF001742 | -20 | 9.0
CAPRI | CAP454002 | EC000441 | EF001758 | EV003712 | 9.0
CAPRI | CAP454002 | EC000441 | EF002169 | EV000139 | 9.0
CAPRI | CAP454002 | EC000441 | EF003712 | 1,5 | 9.0
CAPRI | CAP454002 | EC000441 | EF004191 | Non | 9.0
CAPRI | CAP454002 | EC000441 | EF004685 | Non | 9.0
CAPRI | CAP454002 | EC000441 | EF005004 | Non | 9.0
CAPRI | CAP454002 | EC000441 | EF005049 | Non | 9.0
CAPRI | CAP454002 | EC000441 | EF005268 | 58,3 | 9.0
CAPRI | CAP454002 | EC000441 | EF005337 | Non | 9.0
CAPRI | CAP454002 | EC000441 | EF005466 | 22 | 9.0
CAPRI | CAP454002 | EC000441 | EF005466 | 32 | 9.0
CAPRI | CAP454002 | EC000441 | EF005474 | EV006618 | 9.0
CAPRI | CAP454002 | EC000441 | EF005728 | EV000494 | 9.0
CAPRI | CAP454002 | EC000441 | EF007839 | 40 | 9.0
CAPRI | CAP454002 | EC000441 | EF008404 | EV000494 | 9.0
CAPRI | CAP454002 | EC000441 | EF012184 | Non | 9.0
CAPRI | CAP454002 | EC000441 | EF012547 | Non | 9.0
CAPRI | CAP454002 | EC000441 | EF024919 | Non | 9.0
CAPRI | CAP454012 | EC000441 | EF000007 | EV000270 | 9.0
CAPRI | CAP454012 | EC000441 | EF000010 | EV000164 | 9.0
CAPRI | CAP454012 | EC000441 | EF000025 | Oui | 9.0
CAPRI | CAP454012 | EC000441 | EF000084 | Oui | 9.0
CAPRI | CAP454012 | EC000441 | EF000116 | 7035 | 9.0
CAPRI | CAP454012 | EC000441 | EF000139 | EV006034 | 9.0
CAPRI | CAP454012 | EC000441 | EF000177 | 53 | 9.0
CAPRI | CAP454012 | EC000441 | EF000368 | 10 | 9.0
CAPRI | CAP454012 | EC000441 | EF000734 | Non | 9.0
CAPRI | CAP454012 | EC000441 | EF000878 | Oui | 9.0
CAPRI | CAP454012 | EC000441 | EF000881 | Non | 9.0
CAPRI | CAP454012 | EC000441 | EF001062 | Non | 9.0
CAPRI | CAP454012 | EC000441 | EF001210 | Non | 9.0
CAPRI | CAP454012 | EC000441 | EF001217 | EV009696 | 9.0
CAPRI | CAP454012 | EC000441 | EF001257 | EV000402 | 9.0
CAPRI | CAP454012 | EC000441 | EF001742 | 100 | 9.0
CAPRI | CAP454012 | EC000441 | EF001742 | -20 | 9.0
CAPRI | CAP454012 | EC000441 | EF001758 | EV003712 | 9.0
CAPRI | CAP454012 | EC000441 | EF002169 | EV000139 | 9.0
CAPRI | CAP454012 | EC000441 | EF003712 | 1,5 | 9.0
CAPRI | CAP454012 | EC000441 | EF004191 | Non | 9.0
CAPRI | CAP454012 | EC000441 | EF004685 | Non | 9.0
CAPRI | CAP454012 | EC000441 | EF005004 | Non | 9.0
CAPRI | CAP454012 | EC000441 | EF005049 | Oui | 9.0
CAPRI | CAP454012 | EC000441 | EF005268 | 58,3 | 9.0
CAPRI | CAP454012 | EC000441 | EF005337 | Non | 9.0
CAPRI | CAP454012 | EC000441 | EF005466 | 22 | 9.0
CAPRI | CAP454012 | EC000441 | EF005466 | 32 | 9.0
CAPRI | CAP454012 | EC000441 | EF005474 | EV006618 | 9.0
CAPRI | CAP454012 | EC000441 | EF005728 | EV000494 | 9.0
CAPRI | CAP454012 | EC000441 | EF007839 | 40 | 9.0
CAPRI | CAP454012 | EC000441 | EF008404 | EV000494 | 9.0
CAPRI | CAP454012 | EC000441 | EF012184 | Non | 9.0
CAPRI | CAP454012 | EC000441 | EF012547 | Non | 9.0
CAPRI | CAP454012 | EC000441 | EF024919 | Non | 9.0
CAPRI | CAP454072 | EC000441 | EF000007 | EV000270 | 9.0
CAPRI | CAP454072 | EC000441 | EF000010 | EV000164 | 9.0
CAPRI | CAP454072 | EC000441 | EF000025 | Oui | 9.0
CAPRI | CAP454072 | EC000441 | EF000084 | Oui | 9.0
CAPRI | CAP454072 | EC000441 | EF000116 | 7035 | 9.0
CAPRI | CAP454072 | EC000441 | EF000139 | EV006034 | 9.0
CAPRI | CAP454072 | EC000441 | EF000177 | 53 | 9.0
CAPRI | CAP454072 | EC000441 | EF000368 | 10 | 9.0
CAPRI | CAP454072 | EC000441 | EF000734 | Non | 9.0
CAPRI | CAP454072 | EC000441 | EF000878 | Oui | 9.0
CAPRI | CAP454072 | EC000441 | EF000881 | Non | 9.0
CAPRI | CAP454072 | EC000441 | EF001062 | Non | 9.0
CAPRI | CAP454072 | EC000441 | EF001210 | Non | 9.0
CAPRI | CAP454072 | EC000441 | EF001217 | EV009696 | 9.0
CAPRI | CAP454072 | EC000441 | EF001257 | EV000402 | 9.0
CAPRI | CAP454072 | EC000441 | EF001742 | 100 | 9.0
CAPRI | CAP454072 | EC000441 | EF001742 | -20 | 9.0
CAPRI | CAP454072 | EC000441 | EF001758 | EV003712 | 9.0
CAPRI | CAP454072 | EC000441 | EF002169 | EV000139 | 9.0
CAPRI | CAP454072 | EC000441 | EF003712 | 1,5 | 9.0
CAPRI | CAP454072 | EC000441 | EF004191 | Non | 9.0
CAPRI | CAP454072 | EC000441 | EF004685 | Non | 9.0
CAPRI | CAP454072 | EC000441 | EF005004 | Non | 9.0
CAPRI | CAP454072 | EC000441 | EF005049 | Oui | 9.0
CAPRI | CAP454072 | EC000441 | EF005268 | 58,3 | 9.0
CAPRI | CAP454072 | EC000441 | EF005337 | Non | 9.0
CAPRI | CAP454072 | EC000441 | EF005466 | 22 | 9.0
CAPRI | CAP454072 | EC000441 | EF005466 | 32 | 9.0
CAPRI | CAP454072 | EC000441 | EF005474 | EV006618 | 9.0
CAPRI | CAP454072 | EC000441 | EF005728 | EV000494 | 9.0
CAPRI | CAP454072 | EC000441 | EF007839 | 40 | 9.0
CAPRI | CAP454072 | EC000441 | EF008404 | EV000494 | 9.0
CAPRI | CAP454072 | EC000441 | EF012184 | Non | 9.0
CAPRI | CAP454072 | EC000441 | EF012547 | Non | 9.0
CAPRI | CAP454072 | EC000441 | EF024919 | Non | 9.0
CAPRI | CAP454202 | EC000441 | EF000007 | EV000270 | 9.0
CAPRI | CAP454202 | EC000441 | EF000010 | EV000164 | 9.0
CAPRI | CAP454202 | EC000441 | EF000025 | Oui | 9.0
CAPRI | CAP454202 | EC000441 | EF000084 | Oui | 9.0
CAPRI | CAP454202 | EC000441 | EF000116 | 7035 | 9.0
CAPRI | CAP454202 | EC000441 | EF000139 | EV006034 | 9.0
CAPRI | CAP454202 | EC000441 | EF000177 | 60 | 9.0
CAPRI | CAP454202 | EC000441 | EF000368 | 13 | 9.0
CAPRI | CAP454202 | EC000441 | EF000734 | Non | 9.0
CAPRI | CAP454202 | EC000441 | EF000878 | Oui | 9.0
CAPRI | CAP454202 | EC000441 | EF000881 | Non | 9.0
CAPRI | CAP454202 | EC000441 | EF001062 | Non | 9.0
CAPRI | CAP454202 | EC000441 | EF001210 | Non | 9.0
CAPRI | CAP454202 | EC000441 | EF001217 | EV009696 | 9.0
CAPRI | CAP454202 | EC000441 | EF001257 | EV000402 | 9.0
CAPRI | CAP454202 | EC000441 | EF001742 | 100 | 9.0
CAPRI | CAP454202 | EC000441 | EF001742 | -20 | 9.0
CAPRI | CAP454202 | EC000441 | EF001758 | EV003695 | 9.0
CAPRI | CAP454202 | EC000441 | EF002169 | EV000139 | 9.0
CAPRI | CAP454202 | EC000441 | EF003712 | 1,587 | 9.0
CAPRI | CAP454202 | EC000441 | EF004191 | Non | 9.0
CAPRI | CAP454202 | EC000441 | EF004685 | Non | 9.0
CAPRI | CAP454202 | EC000441 | EF005004 | Non | 9.0
CAPRI | CAP454202 | EC000441 | EF005049 | Non | 9.0
CAPRI | CAP454202 | EC000441 | EF005268 | 66 | 9.0
CAPRI | CAP454202 | EC000441 | EF005337 | Non | 9.0
CAPRI | CAP454202 | EC000441 | EF005466 | 30 | 9.0
CAPRI | CAP454202 | EC000441 | EF005466 | 38 | 9.0
CAPRI | CAP454202 | EC000441 | EF005474 | EV006618 | 9.0
CAPRI | CAP454202 | EC000441 | EF005728 | EV000494 | 9.0
CAPRI | CAP454202 | EC000441 | EF007839 | 42 | 9.0
CAPRI | CAP454202 | EC000441 | EF008404 | EV000494 | 9.0
CAPRI | CAP454202 | EC000441 | EF012184 | Non | 9.0
CAPRI | CAP454202 | EC000441 | EF012547 | Non | 9.0
CAPRI | CAP454202 | EC000441 | EF024919 | Non | 9.0
CAPRI | CAP454212 | EC000441 | EF000007 | EV000270 | 9.0
CAPRI | CAP454212 | EC000441 | EF000010 | EV000164 | 9.0
CAPRI | CAP454212 | EC000441 | EF000025 | Oui | 9.0
CAPRI | CAP454212 | EC000441 | EF000084 | Oui | 9.0
CAPRI | CAP454212 | EC000441 | EF000116 | 7035 | 9.0
CAPRI | CAP454212 | EC000441 | EF000139 | EV006034 | 9.0
CAPRI | CAP454212 | EC000441 | EF000177 | 60 | 9.0
CAPRI | CAP454212 | EC000441 | EF000368 | 13 | 9.0
CAPRI | CAP454212 | EC000441 | EF000734 | Non | 9.0
CAPRI | CAP454212 | EC000441 | EF000878 | Oui | 9.0
CAPRI | CAP454212 | EC000441 | EF000881 | Non | 9.0
CAPRI | CAP454212 | EC000441 | EF001062 | Non | 9.0
CAPRI | CAP454212 | EC000441 | EF001210 | Non | 9.0
CAPRI | CAP454212 | EC000441 | EF001217 | EV009696 | 9.0
CAPRI | CAP454212 | EC000441 | EF001257 | EV000402 | 9.0
CAPRI | CAP454212 | EC000441 | EF001742 | 100 | 9.0
CAPRI | CAP454212 | EC000441 | EF001742 | -20 | 9.0
CAPRI | CAP454212 | EC000441 | EF001758 | EV003695 | 9.0
CAPRI | CAP454212 | EC000441 | EF002169 | EV000139 | 9.0
CAPRI | CAP454212 | EC000441 | EF003712 | 1,587 | 9.0
CAPRI | CAP454212 | EC000441 | EF004191 | Non | 9.0
CAPRI | CAP454212 | EC000441 | EF004685 | Non | 9.0
CAPRI | CAP454212 | EC000441 | EF005004 | Non | 9.0
CAPRI | CAP454212 | EC000441 | EF005049 | Oui | 9.0
CAPRI | CAP454212 | EC000441 | EF005268 | 66 | 9.0
CAPRI | CAP454212 | EC000441 | EF005337 | Non | 9.0
CAPRI | CAP454212 | EC000441 | EF005466 | 30 | 9.0
CAPRI | CAP454212 | EC000441 | EF005466 | 38 | 9.0
CAPRI | CAP454212 | EC000441 | EF005474 | EV006618 | 9.0
CAPRI | CAP454212 | EC000441 | EF005728 | EV000494 | 9.0
CAPRI | CAP454212 | EC000441 | EF007839 | 42 | 9.0
CAPRI | CAP454212 | EC000441 | EF008404 | EV000494 | 9.0
CAPRI | CAP454212 | EC000441 | EF012184 | Non | 9.0
CAPRI | CAP454212 | EC000441 | EF012547 | Non | 9.0
CAPRI | CAP454212 | EC000441 | EF024919 | Non | 9.0
CAPRI | CAP454272 | EC000441 | EF000007 | EV000270 | 9.0
CAPRI | CAP454272 | EC000441 | EF000010 | EV000164 | 9.0
CAPRI | CAP454272 | EC000441 | EF000025 | Oui | 9.0
CAPRI | CAP454272 | EC000441 | EF000084 | Oui | 9.0
CAPRI | CAP454272 | EC000441 | EF000116 | 7035 | 9.0
CAPRI | CAP454272 | EC000441 | EF000139 | EV006034 | 9.0
CAPRI | CAP454272 | EC000441 | EF000177 | 60 | 9.0
CAPRI | CAP454272 | EC000441 | EF000368 | 13 | 9.0
CAPRI | CAP454272 | EC000441 | EF000734 | Non | 9.0
CAPRI | CAP454272 | EC000441 | EF000878 | Oui | 9.0
CAPRI | CAP454272 | EC000441 | EF000881 | Non | 9.0
CAPRI | CAP454272 | EC000441 | EF001062 | Non | 9.0
CAPRI | CAP454272 | EC000441 | EF001210 | Non | 9.0
CAPRI | CAP454272 | EC000441 | EF001217 | EV009696 | 9.0
CAPRI | CAP454272 | EC000441 | EF001257 | EV000402 | 9.0
CAPRI | CAP454272 | EC000441 | EF001742 | 100 | 9.0
CAPRI | CAP454272 | EC000441 | EF001742 | -20 | 9.0
CAPRI | CAP454272 | EC000441 | EF001758 | EV003695 | 9.0
CAPRI | CAP454272 | EC000441 | EF002169 | EV000139 | 9.0
CAPRI | CAP454272 | EC000441 | EF003712 | 1,587 | 9.0
CAPRI | CAP454272 | EC000441 | EF004191 | Non | 9.0
CAPRI | CAP454272 | EC000441 | EF004685 | Non | 9.0
CAPRI | CAP454272 | EC000441 | EF005004 | Non | 9.0
CAPRI | CAP454272 | EC000441 | EF005049 | Oui | 9.0
CAPRI | CAP454272 | EC000441 | EF005268 | 66 | 9.0
CAPRI | CAP454272 | EC000441 | EF005337 | Non | 9.0
CAPRI | CAP454272 | EC000441 | EF005466 | 30 | 9.0
CAPRI | CAP454272 | EC000441 | EF005466 | 38 | 9.0
CAPRI | CAP454272 | EC000441 | EF005474 | EV006618 | 9.0
CAPRI | CAP454272 | EC000441 | EF005728 | EV000494 | 9.0
CAPRI | CAP454272 | EC000441 | EF007839 | 42 | 9.0
CAPRI | CAP454272 | EC000441 | EF008404 | EV000494 | 9.0
CAPRI | CAP454272 | EC000441 | EF012184 | Non | 9.0
CAPRI | CAP454272 | EC000441 | EF012547 | Non | 9.0
CAPRI | CAP454272 | EC000441 | EF024919 | Non | 9.0
CAPRI | CAP454802 | EC000441 | EF000007 | EV000270 | 9.0
CAPRI | CAP454802 | EC000441 | EF000010 | EV000164 | 9.0
CAPRI | CAP454802 | EC000441 | EF000025 | Oui | 9.0
CAPRI | CAP454802 | EC000441 | EF000084 | Oui | 9.0
CAPRI | CAP454802 | EC000441 | EF000116 | 7035 | 9.0
CAPRI | CAP454802 | EC000441 | EF000139 | EV006034 | 9.0
CAPRI | CAP454802 | EC000441 | EF000177 | 65 | 9.0
CAPRI | CAP454802 | EC000441 | EF000368 | 14 | 9.0
CAPRI | CAP454802 | EC000441 | EF000734 | Non | 9.0
CAPRI | CAP454802 | EC000441 | EF000878 | Oui | 9.0
CAPRI | CAP454802 | EC000441 | EF000881 | Non | 9.0
CAPRI | CAP454802 | EC000441 | EF001062 | Non | 9.0
CAPRI | CAP454802 | EC000441 | EF001210 | Non | 9.0
CAPRI | CAP454802 | EC000441 | EF001217 | EV009696 | 9.0
CAPRI | CAP454802 | EC000441 | EF001257 | EV000402 | 9.0
CAPRI | CAP454802 | EC000441 | EF001742 | 100 | 9.0
CAPRI | CAP454802 | EC000441 | EF001742 | -20 | 9.0
CAPRI | CAP454802 | EC000441 | EF001758 | EV003695 | 9.0
CAPRI | CAP454802 | EC000441 | EF002169 | EV000139 | 9.0
CAPRI | CAP454802 | EC000441 | EF003712 | 1,588 | 9.0
CAPRI | CAP454802 | EC000441 | EF004191 | Non | 9.0
CAPRI | CAP454802 | EC000441 | EF004685 | Non | 9.0
CAPRI | CAP454802 | EC000441 | EF005004 | Non | 9.0
CAPRI | CAP454802 | EC000441 | EF005049 | Non | 9.0
CAPRI | CAP454802 | EC000441 | EF005268 | 71,5 | 9.0
CAPRI | CAP454802 | EC000441 | EF005337 | Non | 9.0
CAPRI | CAP454802 | EC000441 | EF005466 | 34 | 9.0
CAPRI | CAP454802 | EC000441 | EF005466 | 44 | 9.0
CAPRI | CAP454802 | EC000441 | EF005474 | EV006618 | 9.0
CAPRI | CAP454802 | EC000441 | EF005728 | EV000494 | 9.0
CAPRI | CAP454802 | EC000441 | EF007839 | 48 | 9.0
CAPRI | CAP454802 | EC000441 | EF008404 | EV000494 | 9.0
CAPRI | CAP454802 | EC000441 | EF012184 | Non | 9.0
CAPRI | CAP454802 | EC000441 | EF012547 | Non | 9.0
CAPRI | CAP454802 | EC000441 | EF024919 | Non | 9.0
CAPRI | CAP454812 | EC000441 | EF000007 | EV000270 | 9.0
CAPRI | CAP454812 | EC000441 | EF000010 | EV000164 | 9.0
CAPRI | CAP454812 | EC000441 | EF000025 | Oui | 9.0
CAPRI | CAP454812 | EC000441 | EF000084 | Oui | 9.0
CAPRI | CAP454812 | EC000441 | EF000116 | 7035 | 9.0
CAPRI | CAP454812 | EC000441 | EF000139 | EV006034 | 9.0
CAPRI | CAP454812 | EC000441 | EF000177 | 65 | 9.0
CAPRI | CAP454812 | EC000441 | EF000368 | 14 | 9.0
CAPRI | CAP454812 | EC000441 | EF000734 | Non | 9.0
CAPRI | CAP454812 | EC000441 | EF000878 | Oui | 9.0
CAPRI | CAP454812 | EC000441 | EF000881 | Non | 9.0
CAPRI | CAP454812 | EC000441 | EF001062 | Non | 9.0
CAPRI | CAP454812 | EC000441 | EF001210 | Non | 9.0
CAPRI | CAP454812 | EC000441 | EF001217 | EV009696 | 9.0
CAPRI | CAP454812 | EC000441 | EF001257 | EV000402 | 9.0
CAPRI | CAP454812 | EC000441 | EF001742 | 100 | 9.0
CAPRI | CAP454812 | EC000441 | EF001742 | -20 | 9.0
CAPRI | CAP454812 | EC000441 | EF001758 | EV003695 | 9.0
CAPRI | CAP454812 | EC000441 | EF002169 | EV000139 | 9.0
CAPRI | CAP454812 | EC000441 | EF003712 | 1,588 | 9.0
CAPRI | CAP454812 | EC000441 | EF004191 | Non | 9.0
CAPRI | CAP454812 | EC000441 | EF004685 | Non | 9.0
CAPRI | CAP454812 | EC000441 | EF005004 | Non | 9.0
CAPRI | CAP454812 | EC000441 | EF005049 | Oui | 9.0
CAPRI | CAP454812 | EC000441 | EF005268 | 71,5 | 9.0
CAPRI | CAP454812 | EC000441 | EF005337 | Non | 9.0
CAPRI | CAP454812 | EC000441 | EF005466 | 34 | 9.0
CAPRI | CAP454812 | EC000441 | EF005466 | 44 | 9.0
CAPRI | CAP454812 | EC000441 | EF005474 | EV006618 | 9.0
CAPRI | CAP454812 | EC000441 | EF005728 | EV000494 | 9.0
CAPRI | CAP454812 | EC000441 | EF007839 | 48 | 9.0
CAPRI | CAP454812 | EC000441 | EF008404 | EV000494 | 9.0
CAPRI | CAP454812 | EC000441 | EF012184 | Non | 9.0
CAPRI | CAP454812 | EC000441 | EF012547 | Non | 9.0
CAPRI | CAP454812 | EC000441 | EF024919 | Non | 9.0
CAPRI | CAP454872 | EC000441 | EF000007 | EV000270 | 9.0
CAPRI | CAP454872 | EC000441 | EF000010 | EV000164 | 9.0
CAPRI | CAP454872 | EC000441 | EF000025 | Oui | 9.0
CAPRI | CAP454872 | EC000441 | EF000084 | Oui | 9.0
CAPRI | CAP454872 | EC000441 | EF000116 | 7035 | 9.0
CAPRI | CAP454872 | EC000441 | EF000139 | EV006034 | 9.0
CAPRI | CAP454872 | EC000441 | EF000177 | 65 | 9.0
CAPRI | CAP454872 | EC000441 | EF000368 | 14 | 9.0
CAPRI | CAP454872 | EC000441 | EF000734 | Non | 9.0
CAPRI | CAP454872 | EC000441 | EF000878 | Oui | 9.0
CAPRI | CAP454872 | EC000441 | EF000881 | Non | 9.0
CAPRI | CAP454872 | EC000441 | EF001062 | Non | 9.0
CAPRI | CAP454872 | EC000441 | EF001210 | Non | 9.0
CAPRI | CAP454872 | EC000441 | EF001217 | EV009696 | 9.0
CAPRI | CAP454872 | EC000441 | EF001257 | EV000402 | 9.0
CAPRI | CAP454872 | EC000441 | EF001742 | 100 | 9.0
CAPRI | CAP454872 | EC000441 | EF001742 | -20 | 9.0
CAPRI | CAP454872 | EC000441 | EF001758 | EV003695 | 9.0
CAPRI | CAP454872 | EC000441 | EF002169 | EV000139 | 9.0
CAPRI | CAP454872 | EC000441 | EF003712 | 1,588 | 9.0
CAPRI | CAP454872 | EC000441 | EF004191 | Non | 9.0
CAPRI | CAP454872 | EC000441 | EF004685 | Non | 9.0
CAPRI | CAP454872 | EC000441 | EF005004 | Non | 9.0
CAPRI | CAP454872 | EC000441 | EF005049 | Oui | 9.0
CAPRI | CAP454872 | EC000441 | EF005268 | 71,5 | 9.0
CAPRI | CAP454872 | EC000441 | EF005337 | Non | 9.0
CAPRI | CAP454872 | EC000441 | EF005466 | 34 | 9.0
CAPRI | CAP454872 | EC000441 | EF005466 | 44 | 9.0
CAPRI | CAP454872 | EC000441 | EF005474 | EV006618 | 9.0
CAPRI | CAP454872 | EC000441 | EF005728 | EV000494 | 9.0
CAPRI | CAP454872 | EC000441 | EF007839 | 48 | 9.0
CAPRI | CAP454872 | EC000441 | EF008404 | EV000494 | 9.0
CAPRI | CAP454872 | EC000441 | EF012184 | Non | 9.0
CAPRI | CAP454872 | EC000441 | EF012547 | Non | 9.0
CAPRI | CAP454872 | EC000441 | EF024919 | Non | 9.0
CAPRI | CAP455002 | EC000441 | EF000007 | EV000270 | 9.0
CAPRI | CAP455002 | EC000441 | EF000010 | EV000164 | 9.0
CAPRI | CAP455002 | EC000441 | EF000025 | Oui | 9.0
CAPRI | CAP455002 | EC000441 | EF000084 | Oui | 9.0
CAPRI | CAP455002 | EC000441 | EF000116 | 7035 | 9.0
CAPRI | CAP455002 | EC000441 | EF000139 | EV006034 | 9.0
CAPRI | CAP455002 | EC000441 | EF000177 | 60 | 9.0
CAPRI | CAP455002 | EC000441 | EF000368 | 18 | 9.0
CAPRI | CAP455002 | EC000441 | EF000734 | Non | 9.0
CAPRI | CAP455002 | EC000441 | EF000878 | Oui | 9.0
CAPRI | CAP455002 | EC000441 | EF000881 | Non | 9.0
CAPRI | CAP455002 | EC000441 | EF001062 | Non | 9.0
CAPRI | CAP455002 | EC000441 | EF001210 | Non | 9.0
CAPRI | CAP455002 | EC000441 | EF001217 | EV009696 | 9.0
CAPRI | CAP455002 | EC000441 | EF001257 | EV000402 | 9.0
CAPRI | CAP455002 | EC000441 | EF001742 | 100 | 9.0
CAPRI | CAP455002 | EC000441 | EF001742 | -20 | 9.0
CAPRI | CAP455002 | EC000441 | EF001758 | EV003712 | 9.0
CAPRI | CAP455002 | EC000441 | EF002169 | EV000139 | 9.0
CAPRI | CAP455002 | EC000441 | EF003712 | 1,5 | 9.0
CAPRI | CAP455002 | EC000441 | EF004191 | Non | 9.0
CAPRI | CAP455002 | EC000441 | EF004685 | Non | 9.0
CAPRI | CAP455002 | EC000441 | EF005004 | Non | 9.0
CAPRI | CAP455002 | EC000441 | EF005049 | Non | 9.0
CAPRI | CAP455002 | EC000441 | EF005268 | 66 | 9.0
CAPRI | CAP455002 | EC000441 | EF005337 | Non | 9.0
CAPRI | CAP455002 | EC000441 | EF005466 | 30 | 9.0
CAPRI | CAP455002 | EC000441 | EF005466 | 38 | 9.0
CAPRI | CAP455002 | EC000441 | EF005474 | EV006618 | 9.0
CAPRI | CAP455002 | EC000441 | EF005728 | EV000494 | 9.0
CAPRI | CAP455002 | EC000441 | EF007839 | 50 | 9.0
CAPRI | CAP455002 | EC000441 | EF008404 | EV000494 | 9.0
CAPRI | CAP455002 | EC000441 | EF012184 | Non | 9.0
CAPRI | CAP455002 | EC000441 | EF012547 | Non | 9.0
CAPRI | CAP455002 | EC000441 | EF024919 | Non | 9.0
CAPRI | CAP455012 | EC000441 | EF000007 | EV000270 | 9.0
CAPRI | CAP455012 | EC000441 | EF000010 | EV000164 | 9.0
CAPRI | CAP455012 | EC000441 | EF000025 | Oui | 9.0
CAPRI | CAP455012 | EC000441 | EF000084 | Oui | 9.0
CAPRI | CAP455012 | EC000441 | EF000116 | 7035 | 9.0
CAPRI | CAP455012 | EC000441 | EF000139 | EV006034 | 9.0
CAPRI | CAP455012 | EC000441 | EF000177 | 60 | 9.0
CAPRI | CAP455012 | EC000441 | EF000368 | 18 | 9.0
CAPRI | CAP455012 | EC000441 | EF000734 | Non | 9.0
CAPRI | CAP455012 | EC000441 | EF000878 | Oui | 9.0
CAPRI | CAP455012 | EC000441 | EF000881 | Non | 9.0
CAPRI | CAP455012 | EC000441 | EF001062 | Non | 9.0
CAPRI | CAP455012 | EC000441 | EF001210 | Non | 9.0
CAPRI | CAP455012 | EC000441 | EF001217 | EV009696 | 9.0
CAPRI | CAP455012 | EC000441 | EF001257 | EV000402 | 9.0
CAPRI | CAP455012 | EC000441 | EF001742 | 100 | 9.0
CAPRI | CAP455012 | EC000441 | EF001742 | -20 | 9.0
CAPRI | CAP455012 | EC000441 | EF001758 | EV003712 | 9.0
CAPRI | CAP455012 | EC000441 | EF002169 | EV000139 | 9.0
CAPRI | CAP455012 | EC000441 | EF003712 | 1,5 | 9.0
CAPRI | CAP455012 | EC000441 | EF004191 | Non | 9.0
CAPRI | CAP455012 | EC000441 | EF004685 | Non | 9.0
CAPRI | CAP455012 | EC000441 | EF005004 | Non | 9.0
CAPRI | CAP455012 | EC000441 | EF005049 | Oui | 9.0
CAPRI | CAP455012 | EC000441 | EF005268 | 66 | 9.0
CAPRI | CAP455012 | EC000441 | EF005337 | Non | 9.0
CAPRI | CAP455012 | EC000441 | EF005466 | 30 | 9.0
CAPRI | CAP455012 | EC000441 | EF005466 | 38 | 9.0
CAPRI | CAP455012 | EC000441 | EF005474 | EV006618 | 9.0
CAPRI | CAP455012 | EC000441 | EF005728 | EV000494 | 9.0
CAPRI | CAP455012 | EC000441 | EF007839 | 50 | 9.0
CAPRI | CAP455012 | EC000441 | EF008404 | EV000494 | 9.0
CAPRI | CAP455012 | EC000441 | EF012184 | Non | 9.0
CAPRI | CAP455012 | EC000441 | EF012547 | Non | 9.0
CAPRI | CAP455012 | EC000441 | EF024919 | Non | 9.0
CAPRI | CAP455072 | EC000441 | EF000007 | EV000270 | 9.0
CAPRI | CAP455072 | EC000441 | EF000010 | EV000164 | 9.0
CAPRI | CAP455072 | EC000441 | EF000025 | Oui | 9.0
CAPRI | CAP455072 | EC000441 | EF000084 | Oui | 9.0
CAPRI | CAP455072 | EC000441 | EF000116 | 7035 | 9.0
CAPRI | CAP455072 | EC000441 | EF000139 | EV006034 | 9.0
CAPRI | CAP455072 | EC000441 | EF000177 | 60 | 9.0
CAPRI | CAP455072 | EC000441 | EF000368 | 18 | 9.0
CAPRI | CAP455072 | EC000441 | EF000734 | Non | 9.0
CAPRI | CAP455072 | EC000441 | EF000878 | Oui | 9.0
CAPRI | CAP455072 | EC000441 | EF000881 | Non | 9.0
CAPRI | CAP455072 | EC000441 | EF001062 | Non | 9.0
CAPRI | CAP455072 | EC000441 | EF001210 | Non | 9.0
CAPRI | CAP455072 | EC000441 | EF001217 | EV009696 | 9.0
CAPRI | CAP455072 | EC000441 | EF001257 | EV000402 | 9.0
CAPRI | CAP455072 | EC000441 | EF001742 | 100 | 9.0
CAPRI | CAP455072 | EC000441 | EF001742 | -20 | 9.0
CAPRI | CAP455072 | EC000441 | EF001758 | EV003712 | 9.0
CAPRI | CAP455072 | EC000441 | EF002169 | EV000139 | 9.0
CAPRI | CAP455072 | EC000441 | EF003712 | 1,5 | 9.0
CAPRI | CAP455072 | EC000441 | EF004191 | Non | 9.0
CAPRI | CAP455072 | EC000441 | EF004685 | Non | 9.0
CAPRI | CAP455072 | EC000441 | EF005004 | Non | 9.0
CAPRI | CAP455072 | EC000441 | EF005049 | Oui | 9.0
CAPRI | CAP455072 | EC000441 | EF005268 | 66 | 9.0
CAPRI | CAP455072 | EC000441 | EF005337 | Non | 9.0
CAPRI | CAP455072 | EC000441 | EF005466 | 30 | 9.0
CAPRI | CAP455072 | EC000441 | EF005466 | 38 | 9.0
CAPRI | CAP455072 | EC000441 | EF005474 | EV006618 | 9.0
CAPRI | CAP455072 | EC000441 | EF005728 | EV000494 | 9.0
CAPRI | CAP455072 | EC000441 | EF007839 | 50 | 9.0
CAPRI | CAP455072 | EC000441 | EF008404 | EV000494 | 9.0
CAPRI | CAP455072 | EC000441 | EF012184 | Non | 9.0
CAPRI | CAP455072 | EC000441 | EF012547 | Non | 9.0
CAPRI | CAP455072 | EC000441 | EF024919 | Non | 9.0
CAPRI | CAP456302 | EC000441 | EF000007 | EV000270 | 9.0
CAPRI | CAP456302 | EC000441 | EF000010 | EV000164 | 9.0
CAPRI | CAP456302 | EC000441 | EF000025 | Oui | 9.0
CAPRI | CAP456302 | EC000441 | EF000084 | Oui | 9.0
CAPRI | CAP456302 | EC000441 | EF000116 | 7035 | 9.0
CAPRI | CAP456302 | EC000441 | EF000139 | EV006034 | 9.0
CAPRI | CAP456302 | EC000441 | EF000177 | 65 | 9.0
CAPRI | CAP456302 | EC000441 | EF000734 | Non | 9.0
CAPRI | CAP456302 | EC000441 | EF000878 | Oui | 9.0
CAPRI | CAP456302 | EC000441 | EF000881 | Non | 9.0
CAPRI | CAP456302 | EC000441 | EF001062 | Non | 9.0
CAPRI | CAP456302 | EC000441 | EF001210 | Non | 9.0
CAPRI | CAP456302 | EC000441 | EF001217 | EV009696 | 9.0
CAPRI | CAP456302 | EC000441 | EF001257 | EV000402 | 9.0
CAPRI | CAP456302 | EC000441 | EF001742 | 100 | 9.0
CAPRI | CAP456302 | EC000441 | EF001742 | -20 | 9.0
CAPRI | CAP456302 | EC000441 | EF001758 | EV003712 | 9.0
CAPRI | CAP456302 | EC000441 | EF002169 | EV000139 | 9.0
CAPRI | CAP456302 | EC000441 | EF003712 | 1,5 | 9.0
CAPRI | CAP456302 | EC000441 | EF004191 | Non | 9.0
CAPRI | CAP456302 | EC000441 | EF004685 | Non | 9.0
CAPRI | CAP456302 | EC000441 | EF005004 | Non | 9.0
CAPRI | CAP456302 | EC000441 | EF005049 | Non | 9.0
CAPRI | CAP456302 | EC000441 | EF005268 | 71,5 | 9.0
CAPRI | CAP456302 | EC000441 | EF005337 | Non | 9.0
CAPRI | CAP456302 | EC000441 | EF005466 | 34 | 9.0
CAPRI | CAP456302 | EC000441 | EF005466 | 44 | 9.0
CAPRI | CAP456302 | EC000441 | EF005474 | EV006618 | 9.0
CAPRI | CAP456302 | EC000441 | EF005728 | EV000494 | 9.0
CAPRI | CAP456302 | EC000441 | EF007839 | 63 | 9.0
CAPRI | CAP456302 | EC000441 | EF008404 | EV000494 | 9.0
CAPRI | CAP456302 | EC000441 | EF012184 | Non | 9.0
CAPRI | CAP456302 | EC000441 | EF012547 | Non | 9.0
CAPRI | CAP456302 | EC000441 | EF024919 | Non | 9.0
CAPRI | CAP456312 | EC000441 | EF000007 | EV000270 | 9.0
CAPRI | CAP456312 | EC000441 | EF000010 | EV000164 | 9.0
CAPRI | CAP456312 | EC000441 | EF000025 | Oui | 9.0
CAPRI | CAP456312 | EC000441 | EF000084 | Oui | 9.0
CAPRI | CAP456312 | EC000441 | EF000116 | 7035 | 9.0
CAPRI | CAP456312 | EC000441 | EF000139 | EV006034 | 9.0
CAPRI | CAP456312 | EC000441 | EF000177 | 65 | 9.0
CAPRI | CAP456312 | EC000441 | EF000368 | 18 | 9.0
CAPRI | CAP456312 | EC000441 | EF000734 | Non | 9.0
CAPRI | CAP456312 | EC000441 | EF000878 | Oui | 9.0
CAPRI | CAP456312 | EC000441 | EF000881 | Non | 9.0
CAPRI | CAP456312 | EC000441 | EF001062 | Non | 9.0
CAPRI | CAP456312 | EC000441 | EF001210 | Non | 9.0
CAPRI | CAP456312 | EC000441 | EF001217 | EV009696 | 9.0
CAPRI | CAP456312 | EC000441 | EF001257 | EV000402 | 9.0
CAPRI | CAP456312 | EC000441 | EF001742 | 100 | 9.0
CAPRI | CAP456312 | EC000441 | EF001742 | -20 | 9.0
CAPRI | CAP456312 | EC000441 | EF001758 | EV003712 | 9.0
CAPRI | CAP456312 | EC000441 | EF002169 | EV000139 | 9.0
CAPRI | CAP456312 | EC000441 | EF003712 | 1,5 | 9.0
CAPRI | CAP456312 | EC000441 | EF004191 | Non | 9.0
CAPRI | CAP456312 | EC000441 | EF004685 | Non | 9.0
CAPRI | CAP456312 | EC000441 | EF005004 | Non | 9.0
CAPRI | CAP456312 | EC000441 | EF005049 | Oui | 9.0
CAPRI | CAP456312 | EC000441 | EF005268 | 71,5 | 9.0
CAPRI | CAP456312 | EC000441 | EF005337 | Non | 9.0
CAPRI | CAP456312 | EC000441 | EF005466 | 34 | 9.0
CAPRI | CAP456312 | EC000441 | EF005466 | 44 | 9.0
CAPRI | CAP456312 | EC000441 | EF005474 | EV006618 | 9.0
CAPRI | CAP456312 | EC000441 | EF005728 | EV000494 | 9.0
CAPRI | CAP456312 | EC000441 | EF007839 | 63 | 9.0
CAPRI | CAP456312 | EC000441 | EF008404 | EV000494 | 9.0
CAPRI | CAP456312 | EC000441 | EF012184 | Non | 9.0
CAPRI | CAP456312 | EC000441 | EF012547 | Non | 9.0
CAPRI | CAP456312 | EC000441 | EF024919 | Non | 9.0
CAPRI | CAP456372 | EC000441 | EF000007 | EV000270 | 9.0
CAPRI | CAP456372 | EC000441 | EF000010 | EV000164 | 9.0
CAPRI | CAP456372 | EC000441 | EF000025 | Oui | 9.0
CAPRI | CAP456372 | EC000441 | EF000084 | Oui | 9.0
CAPRI | CAP456372 | EC000441 | EF000116 | 7035 | 9.0
CAPRI | CAP456372 | EC000441 | EF000139 | EV006034 | 9.0
CAPRI | CAP456372 | EC000441 | EF000177 | 65 | 9.0
CAPRI | CAP456372 | EC000441 | EF000368 | 18 | 9.0
CAPRI | CAP456372 | EC000441 | EF000734 | Non | 9.0
CAPRI | CAP456372 | EC000441 | EF000878 | Oui | 9.0
CAPRI | CAP456372 | EC000441 | EF000881 | Non | 9.0
CAPRI | CAP456372 | EC000441 | EF001062 | Non | 9.0
CAPRI | CAP456372 | EC000441 | EF001210 | Non | 9.0
CAPRI | CAP456372 | EC000441 | EF001217 | EV009696 | 9.0
CAPRI | CAP456372 | EC000441 | EF001257 | EV000402 | 9.0
CAPRI | CAP456372 | EC000441 | EF001742 | 100 | 9.0
CAPRI | CAP456372 | EC000441 | EF001742 | -20 | 9.0
CAPRI | CAP456372 | EC000441 | EF001758 | EV003712 | 9.0
CAPRI | CAP456372 | EC000441 | EF002169 | EV000139 | 9.0
CAPRI | CAP456372 | EC000441 | EF003712 | 1,5 | 9.0
CAPRI | CAP456372 | EC000441 | EF004191 | Non | 9.0
CAPRI | CAP456372 | EC000441 | EF004685 | Non | 9.0
CAPRI | CAP456372 | EC000441 | EF005004 | Non | 9.0
CAPRI | CAP456372 | EC000441 | EF005049 | Oui | 9.0
CAPRI | CAP456372 | EC000441 | EF005268 | 71,5 | 9.0
CAPRI | CAP456372 | EC000441 | EF005337 | Non | 9.0
CAPRI | CAP456372 | EC000441 | EF005466 | 34 | 9.0
CAPRI | CAP456372 | EC000441 | EF005466 | 44 | 9.0
CAPRI | CAP456372 | EC000441 | EF005474 | EV006618 | 9.0
CAPRI | CAP456372 | EC000441 | EF005728 | EV000494 | 9.0
CAPRI | CAP456372 | EC000441 | EF007839 | 63 | 9.0
CAPRI | CAP456372 | EC000441 | EF008404 | EV000494 | 9.0
CAPRI | CAP456372 | EC000441 | EF012184 | Non | 9.0
CAPRI | CAP456372 | EC000441 | EF012547 | Non | 9.0
CAPRI | CAP456372 | EC000441 | EF024919 | Non | 9.0
CAPRI | CAP461620 | EC001492 | EF000007 | EV000270 | 9.0
CAPRI | CAP461620 | EC001492 | EF000015 | 16 | 9.0
CAPRI | CAP461620 | EC001492 | EF000025 | non | 9.0
CAPRI | CAP461620 | EC001492 | EF000139 | EV000154 | 9.0
CAPRI | CAP461620 | EC001492 | EF001257 | EV000157 | 9.0
CAPRI | CAP461620 | EC001492 | EF002169 | EV000139 | 9.0
CAPRI | CAP461620 | EC001492 | EF021131 | non | 9.0
CAPRI | CAP462020 | EC001492 | EF000007 | EV000270 | 9.0
CAPRI | CAP462020 | EC001492 | EF000015 | 20 | 9.0
CAPRI | CAP462020 | EC001492 | EF000025 | non | 9.0
CAPRI | CAP462020 | EC001492 | EF000139 | EV000154 | 9.0
CAPRI | CAP462020 | EC001492 | EF001257 | EV000157 | 9.0
CAPRI | CAP462020 | EC001492 | EF002169 | EV000139 | 9.0
CAPRI | CAP462020 | EC001492 | EF021131 | non | 9.0
CAPRI | CAP462030 | EC001492 | EF000007 | EV000270 | 9.0
CAPRI | CAP462030 | EC001492 | EF000015 | 20 | 9.0
CAPRI | CAP462030 | EC001492 | EF000025 | non | 9.0
CAPRI | CAP462030 | EC001492 | EF000139 | EV000154 | 9.0
CAPRI | CAP462030 | EC001492 | EF001257 | EV000157 | 9.0
CAPRI | CAP462030 | EC001492 | EF002169 | EV000139 | 9.0
CAPRI | CAP462030 | EC001492 | EF021131 | non | 9.0
CAPRI | CAP462520 | EC001492 | EF000007 | EV000270 | 9.0
CAPRI | CAP462520 | EC001492 | EF000015 | 25 | 9.0
CAPRI | CAP462520 | EC001492 | EF000025 | non | 9.0
CAPRI | CAP462520 | EC001492 | EF000139 | EV000154 | 9.0
CAPRI | CAP462520 | EC001492 | EF001257 | EV000157 | 9.0
CAPRI | CAP462520 | EC001492 | EF002169 | EV000139 | 9.0
CAPRI | CAP462520 | EC001492 | EF021131 | non | 9.0
CAPRI | CAP462530 | EC001492 | EF000007 | EV000270 | 9.0
CAPRI | CAP462530 | EC001492 | EF000015 | 25 | 9.0
CAPRI | CAP462530 | EC001492 | EF000025 | non | 9.0
CAPRI | CAP462530 | EC001492 | EF000139 | EV000154 | 9.0
CAPRI | CAP462530 | EC001492 | EF001257 | EV000157 | 9.0
CAPRI | CAP462530 | EC001492 | EF002169 | EV000139 | 9.0
CAPRI | CAP462530 | EC001492 | EF021131 | non | 9.0
CAPRI | CAP463220 | EC001492 | EF000007 | EV000270 | 9.0
CAPRI | CAP463220 | EC001492 | EF000015 | 32 | 9.0
CAPRI | CAP463220 | EC001492 | EF000025 | non | 9.0
CAPRI | CAP463220 | EC001492 | EF000139 | EV000154 | 9.0
CAPRI | CAP463220 | EC001492 | EF001257 | EV000157 | 9.0
CAPRI | CAP463220 | EC001492 | EF002169 | EV000139 | 9.0
CAPRI | CAP463220 | EC001492 | EF021131 | non | 9.0
CAPRI | CAP482904 | EC000938 | EF001206 | Non | 9.0
CAPRI | CAP482904 | EC000938 | EF002169 | EV000149 | 9.0
CAPRI | CAP482904 | EC000938 | EF004663 | Non | 9.0
CAPRI | CAP483604 | EC000938 | EF001206 | Oui | 9.0
CAPRI | CAP483604 | EC000938 | EF001257 | EV000154 | 9.0
CAPRI | CAP483604 | EC000938 | EF002169 | EV000149 | 9.0
CAPRI | CAP483604 | EC000938 | EF004663 | Non | 9.0
CAPRI | CAP483604 | EC000938 | EF005703 | EV003695 | 9.0
CAPRI | CAP483604 | EC000938 | EF005704 | EV003695 | 9.0
CAPRI | CAP483604 | EC000938 | EF006443 | 36 | 9.0
CAPRI | CAP483604 | EC000938 | EF006447 | 48 NFC | 9.0
CAPRI | CAP483670 | EC000938 | EF001206 | Non | 9.0
CAPRI | CAP483670 | EC000938 | EF001257 | EV000402 | 9.0
CAPRI | CAP483670 | EC000938 | EF002169 | EV000139 | 9.0
CAPRI | CAP483670 | EC000938 | EF004663 | Non | 9.0
CAPRI | CAP483670 | EC000938 | EF005703 | EV003695 | 9.0
CAPRI | CAP483670 | EC000938 | EF005704 | EV003695 | 9.0
CAPRI | CAP483670 | EC000938 | EF006443 | 36 | 9.0
CAPRI | CAP483670 | EC000938 | EF006447 | 48 NFC | 9.0
CAPRI | CAP483684 | EC000938 | EF001206 | Oui | 9.0
CAPRI | CAP483684 | EC000938 | EF001257 | EV000154 | 9.0
CAPRI | CAP483684 | EC000938 | EF002169 | EV000149 | 9.0
CAPRI | CAP483684 | EC000938 | EF004663 | Non | 9.0
CAPRI | CAP483684 | EC000938 | EF005703 | EV003695 | 9.0
CAPRI | CAP483684 | EC000938 | EF005704 | EV003695 | 9.0
CAPRI | CAP483684 | EC000938 | EF006443 | 36 | 9.0
CAPRI | CAP483684 | EC000938 | EF006447 | 48 DIN | 9.0
CAPRI | CAP484204 | EC000938 | EF001206 | Oui | 9.0
CAPRI | CAP484204 | EC000938 | EF001257 | EV000154 | 9.0
CAPRI | CAP484204 | EC000938 | EF002169 | EV000149 | 9.0
CAPRI | CAP484204 | EC000938 | EF004663 | Non | 9.0
CAPRI | CAP484204 | EC000938 | EF005703 | EV003695 | 9.0
CAPRI | CAP484204 | EC000938 | EF005704 | EV003695 | 9.0
CAPRI | CAP484204 | EC000938 | EF006443 | 42 | 9.0
CAPRI | CAP484204 | EC000938 | EF006447 | 48 NFC | 9.0
CAPRI | CAP484284 | EC000938 | EF001206 | Oui | 9.0
CAPRI | CAP484284 | EC000938 | EF001257 | EV000154 | 9.0
CAPRI | CAP484284 | EC000938 | EF002169 | EV000149 | 9.0
CAPRI | CAP484284 | EC000938 | EF004663 | Non | 9.0
CAPRI | CAP484284 | EC000938 | EF005703 | EV003695 | 9.0
CAPRI | CAP484284 | EC000938 | EF005704 | EV003695 | 9.0
CAPRI | CAP484284 | EC000938 | EF006443 | 42 | 9.0
CAPRI | CAP484284 | EC000938 | EF006447 | 48 DIN | 9.0
CAPRI | CAP491000 | EC002601 | EF000003 | EV006123 | 9.0
CAPRI | CAP491000 | EC002601 | EF000007 | EV000206 | 9.0
CAPRI | CAP491000 | EC002601 | EF000008 | 100 | 9.0
CAPRI | CAP491000 | EC002601 | EF000010 | EV002646 | 9.0
CAPRI | CAP491000 | EC002601 | EF000051 | EV000220 | 9.0
CAPRI | CAP491000 | EC002601 | EF000551 | 20/25 | 9.0
CAPRI | CAP491000 | EC002601 | EF000767 | EV010159 | 9.0
CAPRI | CAP491000 | EC002601 | EF001438 | 215 | 9.0
CAPRI | CAP491000 | EC002601 | EF002169 | EV000139 | 9.0
CAPRI | CAP491000 | EC002601 | EF003593 | 4 | 9.0
CAPRI | CAP491000 | EC002601 | EF005457 | 90 | 9.0
CAPRI | CAP491000 | EC002601 | EF005496 | EV009558 | 9.0
CAPRI | CAP49100A | EC002601 | EF000003 | EV006123 | 9.0
CAPRI | CAP49100A | EC002601 | EF000007 | EV000206 | 9.0
CAPRI | CAP49100A | EC002601 | EF000008 | 100 | 9.0
CAPRI | CAP49100A | EC002601 | EF000010 | EV002646 | 9.0
CAPRI | CAP49100A | EC002601 | EF000051 | EV000220 | 9.0
CAPRI | CAP49100A | EC002601 | EF000551 | 20/25 | 9.0
CAPRI | CAP49100A | EC002601 | EF000767 | EV010159 | 9.0
CAPRI | CAP49100A | EC002601 | EF001438 | 215 | 9.0
CAPRI | CAP49100A | EC002601 | EF002169 | EV000139 | 9.0
CAPRI | CAP49100A | EC002601 | EF003593 | 1 | 9.0
CAPRI | CAP49100A | EC002601 | EF005457 | 10 | 9.0
CAPRI | CAP49100A | EC002601 | EF005496 | EV009558 | 9.0
CAPRI | CAP49100D | EC002601 | EF000003 | EV006123 | 9.0
CAPRI | CAP49100D | EC002601 | EF000007 | EV000206 | 9.0
CAPRI | CAP49100D | EC002601 | EF000008 | 100 | 9.0
CAPRI | CAP49100D | EC002601 | EF000010 | EV002646 | 9.0
CAPRI | CAP49100D | EC002601 | EF000051 | EV000220 | 9.0
CAPRI | CAP49100D | EC002601 | EF000551 | 20/25 | 9.0
CAPRI | CAP49100D | EC002601 | EF000767 | EV010159 | 9.0
CAPRI | CAP49100D | EC002601 | EF001438 | 215 | 9.0
CAPRI | CAP49100D | EC002601 | EF002169 | EV000139 | 9.0
CAPRI | CAP49100D | EC002601 | EF003593 | 1 | 9.0
CAPRI | CAP49100D | EC002601 | EF005457 | 15 | 9.0
CAPRI | CAP49100D | EC002601 | EF005496 | EV009558 | 9.0
CAPRI | CAP491010 | EC002601 | EF000003 | EV006123 | 9.0
CAPRI | CAP491010 | EC002601 | EF000007 | EV000206 | 9.0
CAPRI | CAP491010 | EC002601 | EF000008 | 100 | 9.0
CAPRI | CAP491010 | EC002601 | EF000010 | EV002646 | 9.0
CAPRI | CAP491010 | EC002601 | EF000051 | EV000220 | 9.0
CAPRI | CAP491010 | EC002601 | EF000551 | 20/25 | 9.0
CAPRI | CAP491010 | EC002601 | EF000767 | EV010159 | 9.0
CAPRI | CAP491010 | EC002601 | EF001438 | 215 | 9.0
CAPRI | CAP491010 | EC002601 | EF002169 | EV000139 | 9.0
CAPRI | CAP491010 | EC002601 | EF003593 | 4 | 9.0
CAPRI | CAP491010 | EC002601 | EF005457 | 90 | 9.0
CAPRI | CAP491010 | EC002601 | EF005496 | EV009558 | 9.0
CAPRI | CAP491020 | EC002601 | EF000003 | EV006123 | 9.0
CAPRI | CAP491020 | EC002601 | EF000007 | EV000206 | 9.0
CAPRI | CAP491020 | EC002601 | EF000008 | 100 | 9.0
CAPRI | CAP491020 | EC002601 | EF000010 | EV002646 | 9.0
CAPRI | CAP491020 | EC002601 | EF000051 | EV000220 | 9.0
CAPRI | CAP491020 | EC002601 | EF000551 | 20/25 | 9.0
CAPRI | CAP491020 | EC002601 | EF000767 | EV010159 | 9.0
CAPRI | CAP491020 | EC002601 | EF001438 | 215 | 9.0
CAPRI | CAP491020 | EC002601 | EF002169 | EV000139 | 9.0
CAPRI | CAP491020 | EC002601 | EF003593 | 4 | 9.0
CAPRI | CAP491020 | EC002601 | EF005457 | 90 | 9.0
CAPRI | CAP491020 | EC002601 | EF005496 | EV006982 | 9.0
CAPRI | CAP491025 | EC002601 | EF000003 | EV006123 | 9.0
CAPRI | CAP491025 | EC002601 | EF000007 | EV000206 | 9.0
CAPRI | CAP491025 | EC002601 | EF000008 | 100 | 9.0
CAPRI | CAP491025 | EC002601 | EF000010 | EV002646 | 9.0
CAPRI | CAP491025 | EC002601 | EF000051 | EV000220 | 9.0
CAPRI | CAP491025 | EC002601 | EF000551 | 20/25 | 9.0
CAPRI | CAP491025 | EC002601 | EF000767 | EV010159 | 9.0
CAPRI | CAP491025 | EC002601 | EF001438 | 215 | 9.0
CAPRI | CAP491025 | EC002601 | EF002169 | EV000139 | 9.0
CAPRI | CAP491025 | EC002601 | EF003593 | 4 | 9.0
CAPRI | CAP491025 | EC002601 | EF005457 | 90 | 9.0
CAPRI | CAP491025 | EC002601 | EF005496 | EV006986 | 9.0
CAPRI | CAP491060 | EC002601 | EF000003 | EV000154 | 9.0
CAPRI | CAP491060 | EC002601 | EF000007 | EV000270 | 9.0
CAPRI | CAP491060 | EC002601 | EF000008 | 100 | 9.0
CAPRI | CAP491060 | EC002601 | EF000010 | EV002646 | 9.0
CAPRI | CAP491060 | EC002601 | EF000051 | EV000382 | 9.0
CAPRI | CAP491060 | EC002601 | EF000551 | 100 | 9.0
CAPRI | CAP491060 | EC002601 | EF000767 | EV009799 | 9.0
CAPRI | CAP491060 | EC002601 | EF002169 | EV000139 | 9.0
CAPRI | CAP491060 | EC002601 | EF004508 | EV007718 | 9.0
CAPRI | CAP491060 | EC002601 | EF005457 | 50 | 9.0
CAPRI | CAP491060 | EC002601 | EF009207 | Non | 9.0
CAPRI | CAP491069 | EC002601 | EF000003 | EV000154 | 9.0
CAPRI | CAP491069 | EC002601 | EF000007 | EV000270 | 9.0
CAPRI | CAP491069 | EC002601 | EF000008 | 100 | 9.0
CAPRI | CAP491069 | EC002601 | EF000010 | EV002646 | 9.0
CAPRI | CAP491069 | EC002601 | EF000051 | EV000382 | 9.0
CAPRI | CAP491069 | EC002601 | EF000551 | 100 | 9.0
CAPRI | CAP491069 | EC002601 | EF000767 | EV009799 | 9.0
CAPRI | CAP491069 | EC002601 | EF002169 | EV000139 | 9.0
CAPRI | CAP491069 | EC002601 | EF004508 | EV007718 | 9.0
CAPRI | CAP491069 | EC002601 | EF005457 | 50 | 9.0
CAPRI | CAP491069 | EC002601 | EF009207 | Non | 9.0
CAPRI | CAP491200 | EC002601 | EF000003 | EV006123 | 9.0
CAPRI | CAP491200 | EC002601 | EF000007 | EV000202 | 9.0
CAPRI | CAP491200 | EC002601 | EF000008 | 100 | 9.0
CAPRI | CAP491200 | EC002601 | EF000010 | EV002646 | 9.0
CAPRI | CAP491200 | EC002601 | EF000025 | Non | 9.0
CAPRI | CAP491200 | EC002601 | EF000051 | EV000167 | 9.0
CAPRI | CAP491200 | EC002601 | EF000551 | 20/25 | 9.0
CAPRI | CAP491200 | EC002601 | EF000767 | EV003721 | 9.0
CAPRI | CAP491200 | EC002601 | EF001438 | 111 | 9.0
CAPRI | CAP491200 | EC002601 | EF002169 | EV000139 | 9.0
CAPRI | CAP491200 | EC002601 | EF003593 | 26 | 9.0
CAPRI | CAP491200 | EC002601 | EF004902 | Non | 9.0
CAPRI | CAP491200 | EC002601 | EF005457 | 90 | 9.0
CAPRI | CAP491200 | EC002601 | EF005496 | EV000154 | 9.0
CAPRI | CAP491250 | EC002601 | EF000003 | EV006123 | 9.0
CAPRI | CAP491250 | EC002601 | EF000007 | EV000202 | 9.0
CAPRI | CAP491250 | EC002601 | EF000008 | 14.5 | 9.0
CAPRI | CAP491250 | EC002601 | EF000010 | EV002646 | 9.0
CAPRI | CAP491250 | EC002601 | EF000025 | Non | 9.0
CAPRI | CAP491250 | EC002601 | EF000051 | EV000167 | 9.0
CAPRI | CAP491250 | EC002601 | EF000551 | 100 | 9.0
CAPRI | CAP491250 | EC002601 | EF000767 | EV003721 | 9.0
CAPRI | CAP491250 | EC002601 | EF001438 | 16 | 9.0
CAPRI | CAP491250 | EC002601 | EF002169 | EV000139 | 9.0
CAPRI | CAP491250 | EC002601 | EF003593 | 26 | 9.0
CAPRI | CAP491250 | EC002601 | EF004902 | Non | 9.0
CAPRI | CAP491250 | EC002601 | EF005496 | EV000154 | 9.0
CAPRI | CAP491250 | EC002601 | EF004902 | Non | 9.0
CAPRI | CAP491250 | EC002601 | EF004508 | EV000766 | 9.0
CAPRI | CAP491250 | EC002601 | EF009763 |  | 9.0
CAPRI | CAP491250 | EC002601 | EF005496 | EV009558 | 9.0
CAPRI | CAP491250 | EC002601 | EF000139 | EV006034 | 9.0
CAPRI | CAP491250 | EC002601 | EF004586 | EV007115 | 9.0
CAPRI | CAP491250 | EC002601 | EF009212 | EV000154 | 9.0
CAPRI | CAP491259 | EC002601 | EF000003 | EV006123 | 9.0
CAPRI | CAP491259 | EC002601 | EF000007 | EV000202 | 9.0
CAPRI | CAP491259 | EC002601 | EF000051 | EV000167 | 9.0
CAPRI | CAP491259 | EC002601 | EF000551 | 100 | 9.0
CAPRI | CAP491259 | EC002601 | EF000767 | EV003721 | 9.0
CAPRI | CAP491259 | EC002601 | EF001438 | 85 | 9.0
CAPRI | CAP491259 | EC002601 | EF002169 | EV000139 | 9.0
CAPRI | CAP491259 | EC002601 | EF000010 | EV002646 | 9.0
CAPRI | CAP491259 | EC002601 | EF004508 | EV000766 | 9.0
CAPRI | CAP491259 | EC002601 | EF000008 | 100 | 9.0
CAPRI | CAP491259 | EC002601 | EF009763 |  | 9.0
CAPRI | CAP491259 | EC002601 | EF005496 | EV009558 | 9.0
CAPRI | CAP491259 | EC002601 | EF003593 | 16 | 9.0
CAPRI | CAP491259 | EC002601 | EF000139 | EV006034 | 9.0
CAPRI | CAP491259 | EC002601 | EF004586 | EV007115 | 9.0
CAPRI | CAP491259 | EC002601 | EF009212 | EV000154 | 9.0
CAPRI | CAP491259 | EC002601 | EF004902 |  | 9.0
CAPRI | CAP491264 | EC002601 | EF000003 | EV006123 | 9.0
CAPRI | CAP491264 | EC002601 | EF000007 | EV000202 | 9.0
CAPRI | CAP491264 | EC002601 | EF000008 | 64 | 9.0
CAPRI | CAP491264 | EC002601 | EF000010 | EV002646 | 9.0
CAPRI | CAP491264 | EC002601 | EF000051 | EV000167 | 9.0
CAPRI | CAP491264 | EC002601 | EF000551 | 20/25 | 9.0
CAPRI | CAP491264 | EC002601 | EF000767 | EV003721 | 9.0
CAPRI | CAP491264 | EC002601 | EF001438 | 64 | 9.0
CAPRI | CAP491264 | EC002601 | EF002169 | EV000139 | 9.0
CAPRI | CAP491264 | EC002601 | EF003593 | 0 | 9.0
CAPRI | CAP491264 | EC002601 | EF005457 | 90 | 9.0
CAPRI | CAP491264 | EC002601 | EF005496 | EV000154 | 9.0
CAPRI | CAP491300 | EC002601 | EF000003 | EV006123 | 9.0
CAPRI | CAP491300 | EC002601 | EF000007 | EV000235 | 9.0
CAPRI | CAP491300 | EC002601 | EF000008 | 41 | 9.0
CAPRI | CAP491300 | EC002601 | EF000010 | EV002646 | 9.0
CAPRI | CAP491300 | EC002601 | EF000025 | Non | 9.0
CAPRI | CAP491300 | EC002601 | EF000051 | EV000220 | 9.0
CAPRI | CAP491300 | EC002601 | EF000551 | 20/25 | 9.0
CAPRI | CAP491300 | EC002601 | EF000767 | EV010159 | 9.0
CAPRI | CAP491300 | EC002601 | EF001438 | 186 | 9.0
CAPRI | CAP491300 | EC002601 | EF002169 | EV000139 | 9.0
CAPRI | CAP491300 | EC002601 | EF003593 | 2 | 9.0
CAPRI | CAP491300 | EC002601 | EF004902 | Non | 9.0
CAPRI | CAP491300 | EC002601 | EF005457 | 80 | 9.0
CAPRI | CAP491300 | EC002601 | EF005496 | EV009558 | 9.0
CAPRI | CAP491550 | EC002601 | EF000003 | EV000154 | 9.0
CAPRI | CAP491550 | EC002601 | EF000007 | EV000270 | 9.0
CAPRI | CAP491550 | EC002601 | EF000008 | 105 | 9.0
CAPRI | CAP491550 | EC002601 | EF000010 | EV002646 | 9.0
CAPRI | CAP491550 | EC002601 | EF000051 | EV000382 | 9.0
CAPRI | CAP491550 | EC002601 | EF000551 | 105 | 9.0
CAPRI | CAP491550 | EC002601 | EF000767 | EV009799 | 9.0
CAPRI | CAP491550 | EC002601 | EF002169 | EV000139 | 9.0
CAPRI | CAP491550 | EC002601 | EF004508 | EV007718 | 9.0
CAPRI | CAP491550 | EC002601 | EF005457 | 55 | 9.0
CAPRI | CAP491550 | EC002601 | EF009207 | Non | 9.0
CAPRI | CAP491559 | EC002601 | EF000003 | EV000154 | 9.0
CAPRI | CAP491559 | EC002601 | EF000007 | EV000270 | 9.0
CAPRI | CAP491559 | EC002601 | EF000008 | 105 | 9.0
CAPRI | CAP491559 | EC002601 | EF000010 | EV002646 | 9.0
CAPRI | CAP491559 | EC002601 | EF000051 | EV000382 | 9.0
CAPRI | CAP491559 | EC002601 | EF000551 | 105 | 9.0
CAPRI | CAP491559 | EC002601 | EF000767 | EV009799 | 9.0
CAPRI | CAP491559 | EC002601 | EF002169 | EV000139 | 9.0
CAPRI | CAP491559 | EC002601 | EF004508 | EV007718 | 9.0
CAPRI | CAP491559 | EC002601 | EF005457 | 55 | 9.0
CAPRI | CAP491559 | EC002601 | EF009207 | Non | 9.0
CAPRI | CAP491570 | EC002601 | EF000003 | EV000154 | 9.0
CAPRI | CAP491570 | EC002601 | EF000007 | EV000270 | 9.0
CAPRI | CAP491570 | EC002601 | EF000008 | 110 | 9.0
CAPRI | CAP491570 | EC002601 | EF000010 | EV002646 | 9.0
CAPRI | CAP491570 | EC002601 | EF000051 | EV000382 | 9.0
CAPRI | CAP491570 | EC002601 | EF000551 | 150 | 9.0
CAPRI | CAP491570 | EC002601 | EF000767 | EV009799 | 9.0
CAPRI | CAP491570 | EC002601 | EF002169 | EV000139 | 9.0
CAPRI | CAP491570 | EC002601 | EF004508 | EV007718 | 9.0
CAPRI | CAP491570 | EC002601 | EF005457 | 70 | 9.0
CAPRI | CAP491570 | EC002601 | EF009207 | Non | 9.0
CAPRI | CAP491579 | EC002601 | EF000003 | EV000154 | 9.0
CAPRI | CAP491579 | EC002601 | EF000007 | EV000270 | 9.0
CAPRI | CAP491579 | EC002601 | EF000008 | 110 | 9.0
CAPRI | CAP491579 | EC002601 | EF000010 | EV002646 | 9.0
CAPRI | CAP491579 | EC002601 | EF000051 | EV000382 | 9.0
CAPRI | CAP491579 | EC002601 | EF000551 | 150 | 9.0
CAPRI | CAP491579 | EC002601 | EF000767 | EV009799 | 9.0
CAPRI | CAP491579 | EC002601 | EF002169 | EV000139 | 9.0
CAPRI | CAP491579 | EC002601 | EF004508 | EV007718 | 9.0
CAPRI | CAP491579 | EC002601 | EF005457 | 70 | 9.0
CAPRI | CAP491579 | EC002601 | EF009207 | Non | 9.0
CAPRI | CAP491800 | EC002601 | EF000003 | EV006123 | 9.0
CAPRI | CAP491800 | EC002601 | EF000007 | EV000235 | 9.0
CAPRI | CAP491800 | EC002601 | EF000008 | 40 | 9.0
CAPRI | CAP491800 | EC002601 | EF000010 | EV002646 | 9.0
CAPRI | CAP491800 | EC002601 | EF000025 | Non | 9.0
CAPRI | CAP491800 | EC002601 | EF000051 | EV000220 | 9.0
CAPRI | CAP491800 | EC002601 | EF000551 | 20/25 | 9.0
CAPRI | CAP491800 | EC002601 | EF000767 | EV010159 | 9.0
CAPRI | CAP491800 | EC002601 | EF001438 | 136 | 9.0
CAPRI | CAP491800 | EC002601 | EF002169 | EV000139 | 9.0
CAPRI | CAP491800 | EC002601 | EF003593 | 2 | 9.0
CAPRI | CAP491800 | EC002601 | EF004902 | Non | 9.0
CAPRI | CAP491800 | EC002601 | EF005457 | 38 | 9.0
CAPRI | CAP491800 | EC002601 | EF005496 | EV009558 | 9.0
CAPRI | CAP491950 | EC002601 | EF000003 | EV006123 | 9.0
CAPRI | CAP491950 | EC002601 | EF000007 | EV000202 | 9.0
CAPRI | CAP491950 | EC002601 | EF000008 | 99 | 9.0
CAPRI | CAP491950 | EC002601 | EF000010 | EV002646 | 9.0
CAPRI | CAP491950 | EC002601 | EF000025 | Non | 9.0
CAPRI | CAP491950 | EC002601 | EF000051 | EV000167 | 9.0
CAPRI | CAP491950 | EC002601 | EF000551 | 100 | 9.0
CAPRI | CAP491950 | EC002601 | EF000767 | EV003721 | 9.0
CAPRI | CAP491950 | EC002601 | EF001438 | 105 | 9.0
CAPRI | CAP491950 | EC002601 | EF002169 | EV000139 | 9.0
CAPRI | CAP491950 | EC002601 | EF004902 | Non | 9.0
CAPRI | CAP491950 | EC002601 | EF005496 | EV023376 | 9.0
CAPRI | CAP491950 | EC002601 | EF004902 | Non | 9.0
CAPRI | CAP491950 | EC002601 | EF004508 | EV000766 | 9.0
CAPRI | CAP491950 | EC002601 | EF009763 |  | 9.0
CAPRI | CAP491950 | EC002601 | EF005496 | EV009558 | 9.0
CAPRI | CAP491950 | EC002601 | EF000139 | EV006034 | 9.0
CAPRI | CAP491950 | EC002601 | EF004586 | EV007115 | 9.0
CAPRI | CAP491950 | EC002601 | EF009212 | EV000154 | 9.0
CAPRI | CAP491959 | EC002601 | EF000003 | EV006123 | 9.0
CAPRI | CAP491959 | EC002601 | EF000007 | EV000202 | 9.0
CAPRI | CAP491959 | EC002601 | EF000051 | EV000167 | 9.0
CAPRI | CAP491959 | EC002601 | EF000551 | 100 | 9.0
CAPRI | CAP491959 | EC002601 | EF000767 | EV003721 | 9.0
CAPRI | CAP491959 | EC002601 | EF001438 | 105 | 9.0
CAPRI | CAP491959 | EC002601 | EF002169 | EV000139 | 9.0
CAPRI | CAP491959 | EC002601 | EF000010 | EV002646 | 9.0
CAPRI | CAP491959 | EC002601 | EF004508 | EV000766 | 9.0
CAPRI | CAP491959 | EC002601 | EF000008 | 100 | 9.0
CAPRI | CAP491959 | EC002601 | EF009763 |  | 9.0
CAPRI | CAP491959 | EC002601 | EF005496 | EV009558 | 9.0
CAPRI | CAP491959 | EC002601 | EF003593 | 30 | 9.0
CAPRI | CAP491959 | EC002601 | EF000139 | EV006034 | 9.0
CAPRI | CAP491959 | EC002601 | EF004586 | EV007115 | 9.0
CAPRI | CAP491959 | EC002601 | EF009212 | EV000154 | 9.0
CAPRI | CAP491959 | EC002601 | EF004902 |  | 9.0
CAPRI | CAP491970 | EC002601 | EF000003 | EV000154 | 9.0
CAPRI | CAP491970 | EC002601 | EF000007 | EV000270 | 9.0
CAPRI | CAP491970 | EC002601 | EF000008 | 140 | 9.0
CAPRI | CAP491970 | EC002601 | EF000010 | EV002646 | 9.0
CAPRI | CAP491970 | EC002601 | EF000051 | EV000382 | 9.0
CAPRI | CAP491970 | EC002601 | EF000551 | 190 | 9.0
CAPRI | CAP491970 | EC002601 | EF000767 | EV009799 | 9.0
CAPRI | CAP491970 | EC002601 | EF002169 | EV000139 | 9.0
CAPRI | CAP491970 | EC002601 | EF004508 | EV007718 | 9.0
CAPRI | CAP491970 | EC002601 | EF005457 | 70 | 9.0
CAPRI | CAP491970 | EC002601 | EF009207 | Non | 9.0
CAPRI | CAP491979 | EC002601 | EF000003 | EV000154 | 9.0
CAPRI | CAP491979 | EC002601 | EF000007 | EV000270 | 9.0
CAPRI | CAP491979 | EC002601 | EF000008 | 140 | 9.0
CAPRI | CAP491979 | EC002601 | EF000010 | EV002646 | 9.0
CAPRI | CAP491979 | EC002601 | EF000051 | EV000382 | 9.0
CAPRI | CAP491979 | EC002601 | EF000551 | 190 | 9.0
CAPRI | CAP491979 | EC002601 | EF000767 | EV009799 | 9.0
CAPRI | CAP491979 | EC002601 | EF002169 | EV000139 | 9.0
CAPRI | CAP491979 | EC002601 | EF004508 | EV007718 | 9.0
CAPRI | CAP491979 | EC002601 | EF005457 | 70 | 9.0
CAPRI | CAP491979 | EC002601 | EF009207 | Non | 9.0
CAPRI | CAP491980 | EC002601 | EF000003 | EV006123 | 9.0
CAPRI | CAP491980 | EC002601 | EF000007 | EV000202 | 9.0
CAPRI | CAP491980 | EC002601 | EF000051 | EV000167 | 9.0
CAPRI | CAP491980 | EC002601 | EF000551 | 100 | 9.0
CAPRI | CAP491980 | EC002601 | EF000767 | EV003721 | 9.0
CAPRI | CAP491980 | EC002601 | EF001438 | 90 | 9.0
CAPRI | CAP491980 | EC002601 | EF002169 | EV000139 | 9.0
CAPRI | CAP491980 | EC002601 | EF000010 | EV002646 | 9.0
CAPRI | CAP491980 | EC002601 | EF004508 | EV000766 | 9.0
CAPRI | CAP491980 | EC002601 | EF000008 | 100 | 9.0
CAPRI | CAP491980 | EC002601 | EF009763 |  | 9.0
CAPRI | CAP491980 | EC002601 | EF005496 | EV009558 | 9.0
CAPRI | CAP491980 | EC002601 | EF003593 | 12 | 9.0
CAPRI | CAP491980 | EC002601 | EF000139 | EV006034 | 9.0
CAPRI | CAP491980 | EC002601 | EF004586 | EV007115 | 9.0
CAPRI | CAP491980 | EC002601 | EF009212 | EV000154 | 9.0
CAPRI | CAP491980 | EC002601 | EF004902 |  | 9.0
CAPRI | CAP491989 | EC002601 | EF000003 | EV006123 | 9.0
CAPRI | CAP491989 | EC002601 | EF000007 | EV000202 | 9.0
CAPRI | CAP491989 | EC002601 | EF000051 | EV000167 | 9.0
CAPRI | CAP491989 | EC002601 | EF000551 | 100 | 9.0
CAPRI | CAP491989 | EC002601 | EF000767 | EV003721 | 9.0
CAPRI | CAP491989 | EC002601 | EF001438 | 90 | 9.0
CAPRI | CAP491989 | EC002601 | EF002169 | EV000139 | 9.0
CAPRI | CAP491989 | EC002601 | EF000010 | EV002646 | 9.0
CAPRI | CAP491989 | EC002601 | EF004508 | EV000766 | 9.0
CAPRI | CAP491989 | EC002601 | EF000008 | 100 | 9.0
CAPRI | CAP491989 | EC002601 | EF009763 |  | 9.0
CAPRI | CAP491989 | EC002601 | EF005496 | EV009558 | 9.0
CAPRI | CAP491989 | EC002601 | EF003593 | 12 | 9.0
CAPRI | CAP491989 | EC002601 | EF000139 | EV006034 | 9.0
CAPRI | CAP491989 | EC002601 | EF004586 | EV007115 | 9.0
CAPRI | CAP491989 | EC002601 | EF009212 | EV000154 | 9.0
CAPRI | CAP491989 | EC002601 | EF004902 |  | 9.0
CAPRI | CAP492000 | EC002601 | EF000003 | EV006123 | 9.0
CAPRI | CAP492000 | EC002601 | EF000007 | EV000206 | 9.0
CAPRI | CAP492000 | EC002601 | EF000008 | 65 | 9.0
CAPRI | CAP492000 | EC002601 | EF000010 | EV002646 | 9.0
CAPRI | CAP492000 | EC002601 | EF000051 | EV000220 | 9.0
CAPRI | CAP492000 | EC002601 | EF000551 | 20/25 | 9.0
CAPRI | CAP492000 | EC002601 | EF000767 | EV010159 | 9.0
CAPRI | CAP492000 | EC002601 | EF001438 | 204 | 9.0
CAPRI | CAP492000 | EC002601 | EF002169 | EV000139 | 9.0
CAPRI | CAP492000 | EC002601 | EF003593 | 4 | 9.0
CAPRI | CAP492000 | EC002601 | EF005457 | 90 | 9.0
CAPRI | CAP492000 | EC002601 | EF005496 | EV009558 | 9.0
CAPRI | CAP49200A | EC002601 | EF000003 | EV006123 | 9.0
CAPRI | CAP49200A | EC002601 | EF000007 | EV000206 | 9.0
CAPRI | CAP49200A | EC002601 | EF000008 | 65 | 9.0
CAPRI | CAP49200A | EC002601 | EF000010 | EV002646 | 9.0
CAPRI | CAP49200A | EC002601 | EF000051 | EV000220 | 9.0
CAPRI | CAP49200A | EC002601 | EF000551 | 20/25 | 9.0
CAPRI | CAP49200A | EC002601 | EF000767 | EV010159 | 9.0
CAPRI | CAP49200A | EC002601 | EF001438 | 204 | 9.0
CAPRI | CAP49200A | EC002601 | EF002169 | EV000139 | 9.0
CAPRI | CAP49200A | EC002601 | EF003593 | 1 | 9.0
CAPRI | CAP49200A | EC002601 | EF005457 | 15 | 9.0
CAPRI | CAP49200A | EC002601 | EF005496 | EV009558 | 9.0
CAPRI | CAP49200D | EC002601 | EF000003 | EV006123 | 9.0
CAPRI | CAP49200D | EC002601 | EF000007 | EV000206 | 9.0
CAPRI | CAP49200D | EC002601 | EF000008 | 65 | 9.0
CAPRI | CAP49200D | EC002601 | EF000010 | EV002646 | 9.0
CAPRI | CAP49200D | EC002601 | EF000051 | EV000220 | 9.0
CAPRI | CAP49200D | EC002601 | EF000551 | 20/25 | 9.0
CAPRI | CAP49200D | EC002601 | EF000767 | EV010159 | 9.0
CAPRI | CAP49200D | EC002601 | EF001438 | 204 | 9.0
CAPRI | CAP49200D | EC002601 | EF002169 | EV000139 | 9.0
CAPRI | CAP49200D | EC002601 | EF003593 | 1 | 9.0
CAPRI | CAP49200D | EC002601 | EF005457 | 15 | 9.0
CAPRI | CAP49200D | EC002601 | EF005496 | EV009558 | 9.0
CAPRI | CAP492010 | EC002601 | EF000003 | EV006123 | 9.0
CAPRI | CAP492010 | EC002601 | EF000007 | EV000206 | 9.0
CAPRI | CAP492010 | EC002601 | EF000008 | 65 | 9.0
CAPRI | CAP492010 | EC002601 | EF000010 | EV002646 | 9.0
CAPRI | CAP492010 | EC002601 | EF000051 | EV000220 | 9.0
CAPRI | CAP492010 | EC002601 | EF000551 | 20/25 | 9.0
CAPRI | CAP492010 | EC002601 | EF000767 | EV010159 | 9.0
CAPRI | CAP492010 | EC002601 | EF001438 | 204 | 9.0
CAPRI | CAP492010 | EC002601 | EF002169 | EV000139 | 9.0
CAPRI | CAP492010 | EC002601 | EF003593 | 4 | 9.0
CAPRI | CAP492010 | EC002601 | EF005457 | 40 | 9.0
CAPRI | CAP492010 | EC002601 | EF005496 | EV009558 | 9.0
CAPRI | CAP492100 | EC002601 | EF000003 | EV006123 | 9.0
CAPRI | CAP492100 | EC002601 | EF000007 | EV000202 | 9.0
CAPRI | CAP492100 | EC002601 | EF000051 | EV000167 | 9.0
CAPRI | CAP492100 | EC002601 | EF000551 | 100 | 9.0
CAPRI | CAP492100 | EC002601 | EF000767 | EV003721 | 9.0
CAPRI | CAP492100 | EC002601 | EF001438 | 90 | 9.0
CAPRI | CAP492100 | EC002601 | EF002169 | EV000139 | 9.0
CAPRI | CAP492100 | EC002601 | EF000010 | EV002646 | 9.0
CAPRI | CAP492100 | EC002601 | EF004508 | EV000766 | 9.0
CAPRI | CAP492100 | EC002601 | EF000008 | 100 | 9.0
CAPRI | CAP492100 | EC002601 | EF009763 |  | 9.0
CAPRI | CAP492100 | EC002601 | EF005496 | EV009558 | 9.0
CAPRI | CAP492100 | EC002601 | EF003593 | 12 | 9.0
CAPRI | CAP492100 | EC002601 | EF000139 | EV006034 | 9.0
CAPRI | CAP492100 | EC002601 | EF004586 | EV007115 | 9.0
CAPRI | CAP492100 | EC002601 | EF009212 | EV000154 | 9.0
CAPRI | CAP492100 | EC002601 | EF004902 |  | 9.0
CAPRI | CAP492120 | EC002601 | EF000003 | EV006123 | 9.0
CAPRI | CAP492120 | EC002601 | EF000007 | EV000202 | 9.0
CAPRI | CAP492120 | EC002601 | EF000008 | 100 | 9.0
CAPRI | CAP492120 | EC002601 | EF000010 | EV002646 | 9.0
CAPRI | CAP492120 | EC002601 | EF000025 | Non | 9.0
CAPRI | CAP492120 | EC002601 | EF000051 | EV000167 | 9.0
CAPRI | CAP492120 | EC002601 | EF000551 | 100 | 9.0
CAPRI | CAP492120 | EC002601 | EF000767 | EV003721 | 9.0
CAPRI | CAP492120 | EC002601 | EF001438 | 72 | 9.0
CAPRI | CAP492120 | EC002601 | EF002169 | EV000139 | 9.0
CAPRI | CAP492120 | EC002601 | EF003593 | 6 | 9.0
CAPRI | CAP492120 | EC002601 | EF004902 | Non | 9.0
CAPRI | CAP492120 | EC002601 | EF005496 | EV009558 | 9.0
CAPRI | CAP492120 | EC002601 | EF004902 | Non | 9.0
CAPRI | CAP492120 | EC002601 | EF004508 | EV000766 | 9.0
CAPRI | CAP492120 | EC002601 | EF009763 |  | 9.0
CAPRI | CAP492120 | EC002601 | EF005496 | EV009558 | 9.0
CAPRI | CAP492120 | EC002601 | EF000139 | EV006034 | 9.0
CAPRI | CAP492120 | EC002601 | EF004586 | EV007115 | 9.0
CAPRI | CAP492120 | EC002601 | EF009212 | EV000154 | 9.0
CAPRI | CAP492200 | EC002601 | EF000003 | EV006123 | 9.0
CAPRI | CAP492200 | EC002601 | EF000007 | EV000202 | 9.0
CAPRI | CAP492200 | EC002601 | EF000051 | EV000167 | 9.0
CAPRI | CAP492200 | EC002601 | EF000551 | 100 | 9.0
CAPRI | CAP492200 | EC002601 | EF000767 | EV003721 | 9.0
CAPRI | CAP492200 | EC002601 | EF001438 | 80 | 9.0
CAPRI | CAP492200 | EC002601 | EF002169 | EV000139 | 9.0
CAPRI | CAP492200 | EC002601 | EF000010 | EV002646 | 9.0
CAPRI | CAP492200 | EC002601 | EF004508 | EV000766 | 9.0
CAPRI | CAP492200 | EC002601 | EF000008 | 128 | 9.0
CAPRI | CAP492200 | EC002601 | EF009763 |  | 9.0
CAPRI | CAP492200 | EC002601 | EF005496 | EV009558 | 9.0
CAPRI | CAP492200 | EC002601 | EF003593 | 16 | 9.0
CAPRI | CAP492200 | EC002601 | EF000139 | EV006034 | 9.0
CAPRI | CAP492200 | EC002601 | EF004586 | EV007115 | 9.0
CAPRI | CAP492200 | EC002601 | EF009212 | EV000154 | 9.0
CAPRI | CAP492200 | EC002601 | EF004902 |  | 9.0
CAPRI | CAP492220 | EC002601 | EF000003 | EV006123 | 9.0
CAPRI | CAP492220 | EC002601 | EF000007 | EV000202 | 9.0
CAPRI | CAP492220 | EC002601 | EF000008 | 129 | 9.0
CAPRI | CAP492220 | EC002601 | EF000010 | EV002646 | 9.0
CAPRI | CAP492220 | EC002601 | EF000025 | Non | 9.0
CAPRI | CAP492220 | EC002601 | EF000051 | EV000167 | 9.0
CAPRI | CAP492220 | EC002601 | EF000551 | 100 | 9.0
CAPRI | CAP492220 | EC002601 | EF000767 | EV003721 | 9.0
CAPRI | CAP492220 | EC002601 | EF001438 | 86 | 9.0
CAPRI | CAP492220 | EC002601 | EF002169 | EV000139 | 9.0
CAPRI | CAP492220 | EC002601 | EF003593 | 12 | 9.0
CAPRI | CAP492220 | EC002601 | EF004902 | Non | 9.0
CAPRI | CAP492220 | EC002601 | EF005496 | EV009558 | 9.0
CAPRI | CAP492220 | EC002601 | EF004902 | Non | 9.0
CAPRI | CAP492220 | EC002601 | EF004508 | EV000766 | 9.0
CAPRI | CAP492220 | EC002601 | EF009763 |  | 9.0
CAPRI | CAP492220 | EC002601 | EF005496 | EV009558 | 9.0
CAPRI | CAP492220 | EC002601 | EF000139 | EV006034 | 9.0
CAPRI | CAP492220 | EC002601 | EF004586 | EV007115 | 9.0
CAPRI | CAP492220 | EC002601 | EF009212 | EV000154 | 9.0
CAPRI | CAP492490 | EC002601 | EF000003 | EV000154 | 9.0
CAPRI | CAP492490 | EC002601 | EF000007 | EV000270 | 9.0
CAPRI | CAP492490 | EC002601 | EF000008 | 190 | 9.0
CAPRI | CAP492490 | EC002601 | EF000010 | EV002646 | 9.0
CAPRI | CAP492490 | EC002601 | EF000051 | EV000382 | 9.0
CAPRI | CAP492490 | EC002601 | EF000551 | 240 | 9.0
CAPRI | CAP492490 | EC002601 | EF000767 | EV009799 | 9.0
CAPRI | CAP492490 | EC002601 | EF002169 | EV000139 | 9.0
CAPRI | CAP492490 | EC002601 | EF004508 | EV007718 | 9.0
CAPRI | CAP492490 | EC002601 | EF005457 | 90 | 9.0
CAPRI | CAP492490 | EC002601 | EF009207 | Non | 9.0
CAPRI | CAP493010 | EC002601 | EF000003 | EV006123 | 9.0
CAPRI | CAP493010 | EC002601 | EF000007 | EV000202 | 9.0
CAPRI | CAP493010 | EC002601 | EF000008 | 95 | 9.0
CAPRI | CAP493010 | EC002601 | EF000010 | EV002646 | 9.0
CAPRI | CAP493010 | EC002601 | EF000051 | EV000167 | 9.0
CAPRI | CAP493010 | EC002601 | EF000551 | 96 | 9.0
CAPRI | CAP493010 | EC002601 | EF000767 | EV009799 | 9.0
CAPRI | CAP493010 | EC002601 | EF001438 | 95 | 9.0
CAPRI | CAP493010 | EC002601 | EF002169 | EV000139 | 9.0
CAPRI | CAP493010 | EC002601 | EF003593 | 0 | 9.0
CAPRI | CAP493010 | EC002601 | EF005457 | 8 | 9.0
CAPRI | CAP493010 | EC002601 | EF005496 | EV000154 | 9.0
CAPRI | CAP493020 | EC002601 | EF000003 | EV000154 | 9.0
CAPRI | CAP493020 | EC002601 | EF000007 | EV000270 | 9.0
CAPRI | CAP493020 | EC002601 | EF000008 | 220 | 9.0
CAPRI | CAP493020 | EC002601 | EF000010 | EV002646 | 9.0
CAPRI | CAP493020 | EC002601 | EF000051 | EV000382 | 9.0
CAPRI | CAP493020 | EC002601 | EF000551 | 300 | 9.0
CAPRI | CAP493020 | EC002601 | EF000767 | EV009799 | 9.0
CAPRI | CAP493020 | EC002601 | EF002169 | EV000139 | 9.0
CAPRI | CAP493020 | EC002601 | EF004508 | EV007718 | 9.0
CAPRI | CAP493020 | EC002601 | EF005457 | 120 | 9.0
CAPRI | CAP493020 | EC002601 | EF009207 | Non | 9.0
CAPRI | CAP493029 | EC002601 | EF000003 | EV000154 | 9.0
CAPRI | CAP493029 | EC002601 | EF000007 | EV000270 | 9.0
CAPRI | CAP493029 | EC002601 | EF000008 | 220 | 9.0
CAPRI | CAP493029 | EC002601 | EF000010 | EV002646 | 9.0
CAPRI | CAP493029 | EC002601 | EF000051 | EV000382 | 9.0
CAPRI | CAP493029 | EC002601 | EF000551 | 300 | 9.0
CAPRI | CAP493029 | EC002601 | EF000767 | EV009799 | 9.0
CAPRI | CAP493029 | EC002601 | EF002169 | EV000139 | 9.0
CAPRI | CAP493029 | EC002601 | EF004508 | EV007718 | 9.0
CAPRI | CAP493029 | EC002601 | EF005457 | 120 | 9.0
CAPRI | CAP493029 | EC002601 | EF009207 | Non | 9.0
CAPRI | CAP493100 | EC002601 | EF000003 | EV006123 | 9.0
CAPRI | CAP493100 | EC002601 | EF000007 | EV000202 | 9.0
CAPRI | CAP493100 | EC002601 | EF000010 | EV002646 | 9.0
CAPRI | CAP493100 | EC002601 | EF000051 | EV000167 | 9.0
CAPRI | CAP493100 | EC002601 | EF000551 | 95 | 9.0
CAPRI | CAP493100 | EC002601 | EF000767 | EV009799 | 9.0
CAPRI | CAP493100 | EC002601 | EF002169 | EV000139 | 9.0
CAPRI | CAP493100 | EC002601 | EF004508 | EV000766 | 9.0
CAPRI | CAP493100 | EC002601 | EF001438 | 95 | 9.0
CAPRI | CAP493100 | EC002601 | EF000008 | 95 | 9.0
CAPRI | CAP493100 | EC002601 | EF009763 |  | 9.0
CAPRI | CAP493100 | EC002601 | EF005496 | EV009558 | 9.0
CAPRI | CAP493100 | EC002601 | EF003593 | 1 | 9.0
CAPRI | CAP493100 | EC002601 | EF000139 | EV006034 | 9.0
CAPRI | CAP493100 | EC002601 | EF004586 | EV007115 | 9.0
CAPRI | CAP493100 | EC002601 | EF009212 | EV000154 | 9.0
CAPRI | CAP493100 | EC002601 | EF004902 |  | 9.0
CAPRI | CAP493109 | EC002601 | EF000003 | EV006123 | 9.0
CAPRI | CAP493109 | EC002601 | EF000007 | EV000202 | 9.0
CAPRI | CAP493109 | EC002601 | EF000010 | EV002646 | 9.0
CAPRI | CAP493109 | EC002601 | EF000051 | EV000167 | 9.0
CAPRI | CAP493109 | EC002601 | EF000551 | 95 | 9.0
CAPRI | CAP493109 | EC002601 | EF000767 | EV009799 | 9.0
CAPRI | CAP493109 | EC002601 | EF002169 | EV000139 | 9.0
CAPRI | CAP493109 | EC002601 | EF004508 | EV000766 | 9.0
CAPRI | CAP493109 | EC002601 | EF001438 | 95 | 9.0
CAPRI | CAP493109 | EC002601 | EF000008 | 95 | 9.0
CAPRI | CAP493109 | EC002601 | EF009763 |  | 9.0
CAPRI | CAP493109 | EC002601 | EF005496 | EV009558 | 9.0
CAPRI | CAP493109 | EC002601 | EF003593 | 1 | 9.0
CAPRI | CAP493109 | EC002601 | EF000139 | EV006034 | 9.0
CAPRI | CAP493109 | EC002601 | EF004586 | EV007115 | 9.0
CAPRI | CAP493109 | EC002601 | EF009212 | EV000154 | 9.0
CAPRI | CAP493109 | EC002601 | EF004902 |  | 9.0
CAPRI | CAP493130 | EC002601 | EF000003 | EV006123 | 9.0
CAPRI | CAP493130 | EC002601 | EF000007 | EV000235 | 9.0
CAPRI | CAP493130 | EC002601 | EF000008 | 41 | 9.0
CAPRI | CAP493130 | EC002601 | EF000010 | EV002646 | 9.0
CAPRI | CAP493130 | EC002601 | EF000051 | EV000220 | 9.0
CAPRI | CAP493130 | EC002601 | EF000551 | 20/25 | 9.0
CAPRI | CAP493130 | EC002601 | EF000767 | EV010159 | 9.0
CAPRI | CAP493130 | EC002601 | EF001438 | 186 | 9.0
CAPRI | CAP493130 | EC002601 | EF002169 | EV000139 | 9.0
CAPRI | CAP493130 | EC002601 | EF003593 | 0 | 9.0
CAPRI | CAP493130 | EC002601 | EF005457 | 80 | 9.0
CAPRI | CAP493130 | EC002601 | EF005496 | EV000154 | 9.0
CAPRI | CAP493155 | EC002601 | EF000003 | EV006123 | 9.0
CAPRI | CAP493155 | EC002601 | EF000007 | EV000202 | 9.0
CAPRI | CAP493155 | EC002601 | EF000010 | EV002646 | 9.0
CAPRI | CAP493155 | EC002601 | EF000051 | EV000167 | 9.0
CAPRI | CAP493155 | EC002601 | EF000551 | 64 | 9.0
CAPRI | CAP493155 | EC002601 | EF000767 | EV009799 | 9.0
CAPRI | CAP493155 | EC002601 | EF002169 | EV000139 | 9.0
CAPRI | CAP493155 | EC002601 | EF005457 | 160-200 | 9.0
CAPRI | CAP493165 | EC002601 | EF000003 | EV006123 | 9.0
CAPRI | CAP493165 | EC002601 | EF000007 | EV000202 | 9.0
CAPRI | CAP493165 | EC002601 | EF000010 | EV002646 | 9.0
CAPRI | CAP493165 | EC002601 | EF000051 | EV000167 | 9.0
CAPRI | CAP493165 | EC002601 | EF000551 | 40 | 9.0
CAPRI | CAP493165 | EC002601 | EF000767 | EV009799 | 9.0
CAPRI | CAP493165 | EC002601 | EF002169 | EV000139 | 9.0
CAPRI | CAP493170 | EC002601 | EF000003 | EV006123 | 9.0
CAPRI | CAP493170 | EC002601 | EF000007 | EV000202 | 9.0
CAPRI | CAP493170 | EC002601 | EF000010 | EV002646 | 9.0
CAPRI | CAP493170 | EC002601 | EF000051 | EV000167 | 9.0
CAPRI | CAP493170 | EC002601 | EF000551 | 80 | 9.0
CAPRI | CAP493170 | EC002601 | EF000767 | EV009799 | 9.0
CAPRI | CAP493170 | EC002601 | EF002169 | EV000139 | 9.0
CAPRI | CAP493209 | EC002601 | EF000003 | EV006123 | 9.0
CAPRI | CAP493209 | EC002601 | EF000007 | EV000202 | 9.0
CAPRI | CAP493209 | EC002601 | EF000010 | EV002646 | 9.0
CAPRI | CAP493209 | EC002601 | EF000051 | EV000167 | 9.0
CAPRI | CAP493209 | EC002601 | EF000551 | 100 | 9.0
CAPRI | CAP493209 | EC002601 | EF000767 | EV009799 | 9.0
CAPRI | CAP493209 | EC002601 | EF002169 | EV000139 | 9.0
CAPRI | CAP493219 | EC002601 | EF000003 | EV006123 | 9.0
CAPRI | CAP493219 | EC002601 | EF000007 | EV000202 | 9.0
CAPRI | CAP493219 | EC002601 | EF000008 | 130 | 9.0
CAPRI | CAP493219 | EC002601 | EF000010 | EV002646 | 9.0
CAPRI | CAP493219 | EC002601 | EF000051 | EV000382 | 9.0
CAPRI | CAP493219 | EC002601 | EF000767 | EV009799 | 9.0
CAPRI | CAP493219 | EC002601 | EF001438 | 130 | 9.0
CAPRI | CAP493219 | EC002601 | EF002169 | EV000139 | 9.0
CAPRI | CAP493220 | EC002601 | EF000003 | EV006123 | 9.0
CAPRI | CAP493220 | EC002601 | EF000007 | EV000202 | 9.0
CAPRI | CAP493220 | EC002601 | EF000010 | EV002646 | 9.0
CAPRI | CAP493220 | EC002601 | EF000051 | EV000167 | 9.0
CAPRI | CAP493220 | EC002601 | EF000551 | 120 | 9.0
CAPRI | CAP493220 | EC002601 | EF000767 | EV009799 | 9.0
CAPRI | CAP493220 | EC002601 | EF002169 | EV000139 | 9.0
CAPRI | CAP493220 | EC002601 | EF004508 | EV000766 | 9.0
CAPRI | CAP493220 | EC002601 | EF001438 | 120 | 9.0
CAPRI | CAP493220 | EC002601 | EF000008 | 120 | 9.0
CAPRI | CAP493220 | EC002601 | EF009763 |  | 9.0
CAPRI | CAP493220 | EC002601 | EF005496 | EV009558 | 9.0
CAPRI | CAP493220 | EC002601 | EF003593 | 1 | 9.0
CAPRI | CAP493220 | EC002601 | EF000139 | EV006034 | 9.0
CAPRI | CAP493220 | EC002601 | EF004586 | EV007115 | 9.0
CAPRI | CAP493220 | EC002601 | EF009212 | EV000154 | 9.0
CAPRI | CAP493220 | EC002601 | EF004902 |  | 9.0
CAPRI | CAP493250 | EC002601 | EF000003 | EV006123 | 9.0
CAPRI | CAP493250 | EC002601 | EF000007 | EV000202 | 9.0
CAPRI | CAP493250 | EC002601 | EF000010 | EV002646 | 9.0
CAPRI | CAP493250 | EC002601 | EF000051 | EV000167 | 9.0
CAPRI | CAP493250 | EC002601 | EF000551 | 90 | 9.0
CAPRI | CAP493250 | EC002601 | EF000767 | EV009799 | 9.0
CAPRI | CAP493250 | EC002601 | EF002169 | EV000139 | 9.0
CAPRI | CAP493250 | EC002601 | EF004508 | EV000766 | 9.0
CAPRI | CAP493250 | EC002601 | EF001438 | 130 | 9.0
CAPRI | CAP493250 | EC002601 | EF000008 | 130 | 9.0
CAPRI | CAP493250 | EC002601 | EF009763 |  | 9.0
CAPRI | CAP493250 | EC002601 | EF005496 | EV009558 | 9.0
CAPRI | CAP493250 | EC002601 | EF003593 | 1 | 9.0
CAPRI | CAP493250 | EC002601 | EF000139 | EV006034 | 9.0
CAPRI | CAP493250 | EC002601 | EF004586 | EV007115 | 9.0
CAPRI | CAP493250 | EC002601 | EF009212 | EV000154 | 9.0
CAPRI | CAP493250 | EC002601 | EF004902 |  | 9.0
CAPRI | CAP493280 | EC002601 | EF000003 | EV006123 | 9.0
CAPRI | CAP493280 | EC002601 | EF000007 | EV000202 | 9.0
CAPRI | CAP493280 | EC002601 | EF000010 | EV002646 | 9.0
CAPRI | CAP493280 | EC002601 | EF000051 | EV000167 | 9.0
CAPRI | CAP493280 | EC002601 | EF000551 | 110 | 9.0
CAPRI | CAP493280 | EC002601 | EF000767 | EV009799 | 9.0
CAPRI | CAP493280 | EC002601 | EF002169 | EV000139 | 9.0
CAPRI | CAP493280 | EC002601 | EF004508 | EV000766 | 9.0
CAPRI | CAP493280 | EC002601 | EF001438 | 90 | 9.0
CAPRI | CAP493280 | EC002601 | EF000008 | 90 | 9.0
CAPRI | CAP493280 | EC002601 | EF009763 |  | 9.0
CAPRI | CAP493280 | EC002601 | EF005496 | EV009558 | 9.0
CAPRI | CAP493280 | EC002601 | EF003593 | 1 | 9.0
CAPRI | CAP493280 | EC002601 | EF000139 | EV006034 | 9.0
CAPRI | CAP493280 | EC002601 | EF004586 | EV007115 | 9.0
CAPRI | CAP493280 | EC002601 | EF009212 | EV000154 | 9.0
CAPRI | CAP493280 | EC002601 | EF004902 |  | 9.0
CAPRI | CAP493320 | EC002601 | EF000003 | EV006123 | 9.0
CAPRI | CAP493320 | EC002601 | EF000007 | EV000202 | 9.0
CAPRI | CAP493320 | EC002601 | EF000010 | EV002646 | 9.0
CAPRI | CAP493320 | EC002601 | EF000051 | EV000167 | 9.0
CAPRI | CAP493320 | EC002601 | EF000551 | 120 | 9.0
CAPRI | CAP493320 | EC002601 | EF000767 | EV009799 | 9.0
CAPRI | CAP493320 | EC002601 | EF002169 | EV000139 | 9.0
CAPRI | CAP493320 | EC002601 | EF004508 | EV000766 | 9.0
CAPRI | CAP493320 | EC002601 | EF001438 | 120 | 9.0
CAPRI | CAP493320 | EC002601 | EF000008 | 120 | 9.0
CAPRI | CAP493320 | EC002601 | EF009763 |  | 9.0
CAPRI | CAP493320 | EC002601 | EF005496 | EV009558 | 9.0
CAPRI | CAP493320 | EC002601 | EF003593 | 1 | 9.0
CAPRI | CAP493320 | EC002601 | EF000139 | EV006034 | 9.0
CAPRI | CAP493320 | EC002601 | EF004586 | EV007115 | 9.0
CAPRI | CAP493320 | EC002601 | EF009212 | EV000154 | 9.0
CAPRI | CAP493320 | EC002601 | EF004902 |  | 9.0
CAPRI | CAP493410 | EC002601 | EF000003 | EV006123 | 9.0
CAPRI | CAP493410 | EC002601 | EF000007 | EV000202 | 9.0
CAPRI | CAP493410 | EC002601 | EF000010 | EV002646 | 9.0
CAPRI | CAP493410 | EC002601 | EF000051 | EV000167 | 9.0
CAPRI | CAP493410 | EC002601 | EF000551 | 110 | 9.0
CAPRI | CAP493410 | EC002601 | EF000767 | EV009799 | 9.0
CAPRI | CAP493410 | EC002601 | EF002169 | EV000139 | 9.0
CAPRI | CAP493410 | EC002601 | EF004508 | EV000766 | 9.0
CAPRI | CAP493410 | EC002601 | EF001438 | 110 | 9.0
CAPRI | CAP493410 | EC002601 | EF000008 | 110 | 9.0
CAPRI | CAP493410 | EC002601 | EF009763 |  | 9.0
CAPRI | CAP493410 | EC002601 | EF005496 | EV009558 | 9.0
CAPRI | CAP493410 | EC002601 | EF003593 | 1 | 9.0
CAPRI | CAP493410 | EC002601 | EF000139 | EV006034 | 9.0
CAPRI | CAP493410 | EC002601 | EF004586 | EV007115 | 9.0
CAPRI | CAP493410 | EC002601 | EF009212 | EV000154 | 9.0
CAPRI | CAP493410 | EC002601 | EF004902 |  | 9.0
CAPRI | CAP493420 | EC002601 | EF000003 | EV006123 | 9.0
CAPRI | CAP493420 | EC002601 | EF000007 | EV000202 | 9.0
CAPRI | CAP493420 | EC002601 | EF000010 | EV002646 | 9.0
CAPRI | CAP493420 | EC002601 | EF000051 | EV000167 | 9.0
CAPRI | CAP493420 | EC002601 | EF000551 | 130 | 9.0
CAPRI | CAP493420 | EC002601 | EF000767 | EV009799 | 9.0
CAPRI | CAP493420 | EC002601 | EF002169 | EV000139 | 9.0
CAPRI | CAP493420 | EC002601 | EF004508 | EV000766 | 9.0
CAPRI | CAP493420 | EC002601 | EF001438 | 130 | 9.0
CAPRI | CAP493420 | EC002601 | EF000008 | 130 | 9.0
CAPRI | CAP493420 | EC002601 | EF009763 |  | 9.0
CAPRI | CAP493420 | EC002601 | EF005496 | EV009558 | 9.0
CAPRI | CAP493420 | EC002601 | EF003593 | 1 | 9.0
CAPRI | CAP493420 | EC002601 | EF000139 | EV006034 | 9.0
CAPRI | CAP493420 | EC002601 | EF004586 | EV007115 | 9.0
CAPRI | CAP493420 | EC002601 | EF009212 | EV000154 | 9.0
CAPRI | CAP493420 | EC002601 | EF004902 |  | 9.0
CAPRI | CAP493450 | EC002601 | EF000003 | EV006123 | 9.0
CAPRI | CAP493450 | EC002601 | EF000007 | EV000202 | 9.0
CAPRI | CAP493450 | EC002601 | EF000010 | EV002646 | 9.0
CAPRI | CAP493450 | EC002601 | EF000051 | EV000167 | 9.0
CAPRI | CAP493450 | EC002601 | EF000551 | 110 | 9.0
CAPRI | CAP493450 | EC002601 | EF000767 | EV009799 | 9.0
CAPRI | CAP493450 | EC002601 | EF002169 | EV000139 | 9.0
CAPRI | CAP493450 | EC002601 | EF004508 | EV000766 | 9.0
CAPRI | CAP493450 | EC002601 | EF001438 | 130 | 9.0
CAPRI | CAP493450 | EC002601 | EF000008 | 130 | 9.0
CAPRI | CAP493450 | EC002601 | EF009763 |  | 9.0
CAPRI | CAP493450 | EC002601 | EF005496 | EV009558 | 9.0
CAPRI | CAP493450 | EC002601 | EF003593 | 1 | 9.0
CAPRI | CAP493450 | EC002601 | EF000139 | EV006034 | 9.0
CAPRI | CAP493450 | EC002601 | EF004586 | EV007115 | 9.0
CAPRI | CAP493450 | EC002601 | EF009212 | EV000154 | 9.0
CAPRI | CAP493450 | EC002601 | EF004902 |  | 9.0
CAPRI | CAP493460 | EC002601 | EF000003 | EV006123 | 9.0
CAPRI | CAP493460 | EC002601 | EF000007 | EV000202 | 9.0
CAPRI | CAP493460 | EC002601 | EF000010 | EV002646 | 9.0
CAPRI | CAP493460 | EC002601 | EF000051 | EV000167 | 9.0
CAPRI | CAP493460 | EC002601 | EF000551 | 110 | 9.0
CAPRI | CAP493460 | EC002601 | EF000767 | EV009799 | 9.0
CAPRI | CAP493460 | EC002601 | EF002169 | EV000139 | 9.0
CAPRI | CAP493460 | EC002601 | EF004508 | EV000766 | 9.0
CAPRI | CAP493460 | EC002601 | EF001438 | 130 | 9.0
CAPRI | CAP493460 | EC002601 | EF000008 | 130 | 9.0
CAPRI | CAP493460 | EC002601 | EF009763 |  | 9.0
CAPRI | CAP493460 | EC002601 | EF005496 | EV009558 | 9.0
CAPRI | CAP493460 | EC002601 | EF003593 | 1 | 9.0
CAPRI | CAP493460 | EC002601 | EF000139 | EV006034 | 9.0
CAPRI | CAP493460 | EC002601 | EF004586 | EV007115 | 9.0
CAPRI | CAP493460 | EC002601 | EF009212 | EV000154 | 9.0
CAPRI | CAP493460 | EC002601 | EF004902 |  | 9.0
CAPRI | CAP493509 | EC002601 | EF000003 | EV000383 | 9.0
CAPRI | CAP493509 | EC002601 | EF000007 | EV000202 | 9.0
CAPRI | CAP493509 | EC002601 | EF000008 | 150 | 9.0
CAPRI | CAP493509 | EC002601 | EF000010 | EV002646 | 9.0
CAPRI | CAP493509 | EC002601 | EF000051 | EV000382 | 9.0
CAPRI | CAP493509 | EC002601 | EF000767 | EV009799 | 9.0
CAPRI | CAP493509 | EC002601 | EF001438 | 150 | 9.0
CAPRI | CAP493509 | EC002601 | EF002169 | EV000139 | 9.0
CAPRI | CAP493519 | EC002601 | EF000003 | EV006123 | 9.0
CAPRI | CAP493519 | EC002601 | EF000007 | EV000202 | 9.0
CAPRI | CAP493519 | EC002601 | EF000008 | 150 | 9.0
CAPRI | CAP493519 | EC002601 | EF000010 | EV002646 | 9.0
CAPRI | CAP493519 | EC002601 | EF000051 | EV000382 | 9.0
CAPRI | CAP493519 | EC002601 | EF000767 | EV009799 | 9.0
CAPRI | CAP493519 | EC002601 | EF001438 | 150 | 9.0
CAPRI | CAP493519 | EC002601 | EF002169 | EV000139 | 9.0
CAPRI | CAP493580 | EC002601 | EF000003 | EV006123 | 9.0
CAPRI | CAP493580 | EC002601 | EF000007 | EV000235 | 9.0
CAPRI | CAP493580 | EC002601 | EF000008 | 55 | 9.0
CAPRI | CAP493580 | EC002601 | EF000010 | EV002646 | 9.0
CAPRI | CAP493580 | EC002601 | EF000051 | EV000220 | 9.0
CAPRI | CAP493580 | EC002601 | EF000551 | 20/25 | 9.0
CAPRI | CAP493580 | EC002601 | EF000767 | EV010159 | 9.0
CAPRI | CAP493580 | EC002601 | EF001438 | 136 | 9.0
CAPRI | CAP493580 | EC002601 | EF002169 | EV000139 | 9.0
CAPRI | CAP493580 | EC002601 | EF003593 | 0 | 9.0
CAPRI | CAP493580 | EC002601 | EF005457 | 38 | 9.0
CAPRI | CAP493580 | EC002601 | EF005496 | EV000154 | 9.0
CAPRI | CAP493639 | EC002601 | EF000003 | EV000383 | 9.0
CAPRI | CAP493639 | EC002601 | EF000007 | EV000202 | 9.0
CAPRI | CAP493639 | EC002601 | EF000008 | 160 | 9.0
CAPRI | CAP493639 | EC002601 | EF000010 | EV002646 | 9.0
CAPRI | CAP493639 | EC002601 | EF000051 | EV000382 | 9.0
CAPRI | CAP493639 | EC002601 | EF000767 | EV009799 | 9.0
CAPRI | CAP493639 | EC002601 | EF001438 | 160 | 9.0
CAPRI | CAP493639 | EC002601 | EF002169 | EV000139 | 9.0
CAPRI | CAP493680 | EC002601 | EF000003 | EV006123 | 9.0
CAPRI | CAP493680 | EC002601 | EF000007 | EV000202 | 9.0
CAPRI | CAP493680 | EC002601 | EF000010 | EV002646 | 9.0
CAPRI | CAP493680 | EC002601 | EF000051 | EV000167 | 9.0
CAPRI | CAP493680 | EC002601 | EF000551 | 85 | 9.0
CAPRI | CAP493680 | EC002601 | EF000767 | EV009799 | 9.0
CAPRI | CAP493680 | EC002601 | EF002169 | EV000139 | 9.0
CAPRI | CAP493680 | EC002601 | EF004508 | EV000766 | 9.0
CAPRI | CAP493680 | EC002601 | EF001438 | 85 | 9.0
CAPRI | CAP493680 | EC002601 | EF000008 | 85 | 9.0
CAPRI | CAP493680 | EC002601 | EF009763 |  | 9.0
CAPRI | CAP493680 | EC002601 | EF005496 | EV009558 | 9.0
CAPRI | CAP493680 | EC002601 | EF003593 | 1 | 9.0
CAPRI | CAP493680 | EC002601 | EF000139 | EV006034 | 9.0
CAPRI | CAP493680 | EC002601 | EF004586 | EV007115 | 9.0
CAPRI | CAP493680 | EC002601 | EF009212 | EV000154 | 9.0
CAPRI | CAP493680 | EC002601 | EF004902 |  | 9.0
CAPRI | CAP493700 | EC002601 | EF000003 | EV006123 | 9.0
CAPRI | CAP493700 | EC002601 | EF000007 | EV000202 | 9.0
CAPRI | CAP493700 | EC002601 | EF000010 | EV002646 | 9.0
CAPRI | CAP493700 | EC002601 | EF000051 | EV000167 | 9.0
CAPRI | CAP493700 | EC002601 | EF000551 | 120 | 9.0
CAPRI | CAP493700 | EC002601 | EF000767 | EV009799 | 9.0
CAPRI | CAP493700 | EC002601 | EF002169 | EV000139 | 9.0
CAPRI | CAP493700 | EC002601 | EF004508 | EV000766 | 9.0
CAPRI | CAP493700 | EC002601 | EF001438 | 120 | 9.0
CAPRI | CAP493700 | EC002601 | EF000008 | 120 | 9.0
CAPRI | CAP493700 | EC002601 | EF009763 |  | 9.0
CAPRI | CAP493700 | EC002601 | EF005496 | EV009558 | 9.0
CAPRI | CAP493700 | EC002601 | EF003593 | 1 | 9.0
CAPRI | CAP493700 | EC002601 | EF000139 | EV006034 | 9.0
CAPRI | CAP493700 | EC002601 | EF004586 | EV007115 | 9.0
CAPRI | CAP493700 | EC002601 | EF009212 | EV000154 | 9.0
CAPRI | CAP493700 | EC002601 | EF004902 |  | 9.0
CAPRI | CAP493739 | EC002601 | EF000003 | EV006123 | 9.0
CAPRI | CAP493739 | EC002601 | EF000007 | EV000202 | 9.0
CAPRI | CAP493739 | EC002601 | EF000010 | EV002646 | 9.0
CAPRI | CAP493739 | EC002601 | EF000051 | EV000167 | 9.0
CAPRI | CAP493739 | EC002601 | EF000551 | 160 | 9.0
CAPRI | CAP493739 | EC002601 | EF000767 | EV009799 | 9.0
CAPRI | CAP493739 | EC002601 | EF002169 | EV000139 | 9.0
CAPRI | CAP493820 | EC002601 | EF000003 | EV000154 | 9.0
CAPRI | CAP493820 | EC002601 | EF000007 | EV000270 | 9.0
CAPRI | CAP493820 | EC002601 | EF000008 | 300 | 9.0
CAPRI | CAP493820 | EC002601 | EF000010 | EV002646 | 9.0
CAPRI | CAP493820 | EC002601 | EF000051 | EV000382 | 9.0
CAPRI | CAP493820 | EC002601 | EF000551 | 380 | 9.0
CAPRI | CAP493820 | EC002601 | EF000767 | EV009799 | 9.0
CAPRI | CAP493820 | EC002601 | EF002169 | EV000139 | 9.0
CAPRI | CAP493820 | EC002601 | EF004508 | EV007718 | 9.0
CAPRI | CAP493820 | EC002601 | EF005457 | 120 | 9.0
CAPRI | CAP493820 | EC002601 | EF009207 | Non | 9.0
CAPRI | CAP493829 | EC002601 | EF000003 | EV000154 | 9.0
CAPRI | CAP493829 | EC002601 | EF000007 | EV000270 | 9.0
CAPRI | CAP493829 | EC002601 | EF000008 | 300 | 9.0
CAPRI | CAP493829 | EC002601 | EF000010 | EV002646 | 9.0
CAPRI | CAP493829 | EC002601 | EF000051 | EV000382 | 9.0
CAPRI | CAP493829 | EC002601 | EF000551 | 380 | 9.0
CAPRI | CAP493829 | EC002601 | EF000767 | EV009799 | 9.0
CAPRI | CAP493829 | EC002601 | EF002169 | EV000139 | 9.0
CAPRI | CAP493829 | EC002601 | EF004508 | EV007718 | 9.0
CAPRI | CAP493829 | EC002601 | EF005457 | 120 | 9.0
CAPRI | CAP493829 | EC002601 | EF009207 | Non | 9.0
CAPRI | CAP493839 | EC002601 | EF000003 | EV006123 | 9.0
CAPRI | CAP493839 | EC002601 | EF000007 | EV000202 | 9.0
CAPRI | CAP493839 | EC002601 | EF000008 | 190 | 9.0
CAPRI | CAP493839 | EC002601 | EF000010 | EV002646 | 9.0
CAPRI | CAP493839 | EC002601 | EF000051 | EV000382 | 9.0
CAPRI | CAP493839 | EC002601 | EF000767 | EV009799 | 9.0
CAPRI | CAP493839 | EC002601 | EF001438 | 190 | 9.0
CAPRI | CAP493839 | EC002601 | EF002169 | EV000139 | 9.0
CAPRI | CAP494040 | EC002557 | EF000007 | EV000202 | 9.0
CAPRI | CAP494040 | EC002557 | EF013236 | oui | 9.0
CAPRI | CAP494070 | EC002557 | EF000007 | EV000202 | 9.0
CAPRI | CAP494070 | EC002557 | EF013236 | oui | 9.0
CAPRI | CAP494110 | EC000092 | EF000139 | EV000154 | 9.0
CAPRI | CAP494110 | EC000092 | EF000178 | 85 | 9.0
CAPRI | CAP494110 | EC000092 | EF002169 | EV000179 | 9.0
CAPRI | CAP494150 | EC002601 | EF000003 | EV006123 | 9.0
CAPRI | CAP494150 | EC002601 | EF000007 | EV000202 | 9.0
CAPRI | CAP494150 | EC002601 | EF000051 | EV000154 | 9.0
CAPRI | CAP494150 | EC002601 | EF000767 | EV010159 | 9.0
CAPRI | CAP494150 | EC002601 | EF001438 | 320 | 9.0
CAPRI | CAP494150 | EC002601 | EF002169 | EV000139 | 9.0
CAPRI | CAP494150 | EC002601 | EF004902 |  | 9.0
CAPRI | CAP494150 | EC002601 | EF004586 | EV007115 | 9.0
CAPRI | CAP494150 | EC002601 | EF009212 | EV000154 | 9.0
CAPRI | CAP494150 | EC002601 | EF000025 |  | 9.0
CAPRI | CAP494150 | EC002601 | EF000010 | EV002646 | 9.0
CAPRI | CAP494150 | EC002601 | EF000008 | 15 | 9.0
CAPRI | CAP494300 | EC011855 | EF008040 | 14 | 9.0
CAPRI | CAP494310 | EC011855 | EF008040 | 16 | 9.0
CAPRI | CAP494500 | EC002557 | EF000007 | EV000202 | 9.0
CAPRI | CAP494500 | EC002557 | EF013236 | oui | 9.0
CAPRI | CAP495009 | EC002601 | EF000003 | EV007386 | 9.0
CAPRI | CAP495009 | EC002601 | EF000007 | EV000270 | 9.0
CAPRI | CAP495009 | EC002601 | EF000008 | 150 | 9.0
CAPRI | CAP495009 | EC002601 | EF000051 | EV000382 | 9.0
CAPRI | CAP495009 | EC002601 | EF000767 | EV010159 | 9.0
CAPRI | CAP495109 | EC002601 | EF000003 | EV007386 | 9.0
CAPRI | CAP495109 | EC002601 | EF000007 | EV000270 | 9.0
CAPRI | CAP495109 | EC002601 | EF000008 | 100 | 9.0
CAPRI | CAP495109 | EC002601 | EF000051 | EV000382 | 9.0
CAPRI | CAP495109 | EC002601 | EF000767 | EV010159 | 9.0
CAPRI | CAP495109 | EC002601 | EF001438 | 100 | 9.0
CAPRI | CAP495109 | EC002601 | EF002169 | EV000139 | 9.0
CAPRI | CAP495109 | EC002601 | EF005457 | 45 | 9.0
CAPRI | CAP495129 | EC002601 | EF000003 | EV007386 | 9.0
CAPRI | CAP495129 | EC002601 | EF000007 | EV000270 | 9.0
CAPRI | CAP495129 | EC002601 | EF000008 | 150 | 9.0
CAPRI | CAP495129 | EC002601 | EF000051 | EV000382 | 9.0
CAPRI | CAP495129 | EC002601 | EF000767 | EV010159 | 9.0
CAPRI | CAP495129 | EC002601 | EF001438 | 150 | 9.0
CAPRI | CAP495129 | EC002601 | EF002169 | EV000139 | 9.0
CAPRI | CAP495129 | EC002601 | EF005457 | 70 | 9.0
CAPRI | CAP495510 | EC002601 | EF000003 | EV007386 | 9.0
CAPRI | CAP495510 | EC002601 | EF000007 | EV000202 | 9.0
CAPRI | CAP495510 | EC002601 | EF000051 | EV000167 | 9.0
CAPRI | CAP495510 | EC002601 | EF000551 | 120 | 9.0
CAPRI | CAP495510 | EC002601 | EF000767 | EV003721 | 9.0
CAPRI | CAP495510 | EC002601 | EF002169 | EV000139 | 9.0
CAPRI | CAP495510 | EC002601 | EF004586 | EV000115 | 9.0
CAPRI | CAP495510 | EC002601 | EF009212 | EV009684 | 9.0
CAPRI | CAP495510 | EC002601 | EF004508 | EV000766 | 9.0
CAPRI | CAP495510 | EC002601 | EF001438 | 130 | 9.0
CAPRI | CAP495510 | EC002601 | EF000008 | 130 | 9.0
CAPRI | CAP495510 | EC002601 | EF009763 |  | 9.0
CAPRI | CAP495510 | EC002601 | EF005496 | EV009558 | 9.0
CAPRI | CAP495510 | EC002601 | EF003593 | 1 | 9.0
CAPRI | CAP495510 | EC002601 | EF000139 | EV006034 | 9.0
CAPRI | CAP495510 | EC002601 | EF004902 |  | 9.0
CAPRI | CAP495609 | EC002601 | EF000003 | EV007386 | 9.0
CAPRI | CAP495609 | EC002601 | EF000007 | EV000270 | 9.0
CAPRI | CAP495609 | EC002601 | EF000008 | 160 | 9.0
CAPRI | CAP495609 | EC002601 | EF000051 | EV000382 | 9.0
CAPRI | CAP495609 | EC002601 | EF000767 | EV010159 | 9.0
CAPRI | CAP495609 | EC002601 | EF001438 | 160 | 9.0
CAPRI | CAP495609 | EC002601 | EF002169 | EV000139 | 9.0
CAPRI | CAP495609 | EC002601 | EF005457 | 70 | 9.0
CAPRI | CAP495889 | EC002601 | EF000003 | EV007386 | 9.0
CAPRI | CAP495889 | EC002601 | EF000007 | EV000270 | 9.0
CAPRI | CAP495889 | EC002601 | EF000051 | EV000382 | 9.0
CAPRI | CAP495889 | EC002601 | EF000767 | EV010159 | 9.0
CAPRI | CAP495889 | EC002601 | EF001438 | 241 | 9.0
CAPRI | CAP495889 | EC002601 | EF002169 | EV000139 | 9.0
CAPRI | CAP495889 | EC002601 | EF003593 | 32 | 9.0
CAPRI | CAP495889 | EC002601 | EF004586 | EV007115 | 9.0
CAPRI | CAP495889 | EC002601 | EF005457 | 85 | 9.0
CAPRI | CAP495889 | EC002601 | EF005496 | EV000154 | 9.0
CAPRI | CAP495889 | EC002601 | EF009206 | Non | 9.0
CAPRI | CAP495889 | EC002601 | EF009763 | Oui | 9.0
CAPRI | CAP496500 | EC002601 | EF000003 | EV000154 | 9.0
CAPRI | CAP496500 | EC002601 | EF000007 | EV000270 | 9.0
CAPRI | CAP496500 | EC002601 | EF000008 | 65 | 9.0
CAPRI | CAP496500 | EC002601 | EF000010 | EV002646 | 9.0
CAPRI | CAP496500 | EC002601 | EF000051 | EV000167 | 9.0
CAPRI | CAP496500 | EC002601 | EF000551 | 65 | 9.0
CAPRI | CAP496500 | EC002601 | EF000767 | EV009799 | 9.0
CAPRI | CAP496500 | EC002601 | EF002169 | EV000139 | 9.0
CAPRI | CAP496500 | EC002601 | EF004508 | EV007718 | 9.0
CAPRI | CAP496500 | EC002601 | EF005457 | 35 | 9.0
CAPRI | CAP496500 | EC002601 | EF009207 | Non | 9.0
CAPRI | CAP498000 | EC002601 | EF000003 | EV000154 | 9.0
CAPRI | CAP498000 | EC002601 | EF000007 | EV000270 | 9.0
CAPRI | CAP498000 | EC002601 | EF000008 | 80 | 9.0
CAPRI | CAP498000 | EC002601 | EF000010 | EV002646 | 9.0
CAPRI | CAP498000 | EC002601 | EF000051 | EV000167 | 9.0
CAPRI | CAP498000 | EC002601 | EF000551 | 80 | 9.0
CAPRI | CAP498000 | EC002601 | EF000767 | EV009799 | 9.0
CAPRI | CAP498000 | EC002601 | EF002169 | EV000139 | 9.0
CAPRI | CAP498000 | EC002601 | EF004508 | EV007718 | 9.0
CAPRI | CAP498000 | EC002601 | EF005457 | 40 | 9.0
CAPRI | CAP498000 | EC002601 | EF009207 | Non | 9.0
CAPRI | CAP498009 | EC002601 | EF000003 | EV000154 | 9.0
CAPRI | CAP498009 | EC002601 | EF000007 | EV000270 | 9.0
CAPRI | CAP498009 | EC002601 | EF000008 | 80 | 9.0
CAPRI | CAP498009 | EC002601 | EF000010 | EV002646 | 9.0
CAPRI | CAP498009 | EC002601 | EF000051 | EV000167 | 9.0
CAPRI | CAP498009 | EC002601 | EF000551 | 80 | 9.0
CAPRI | CAP498009 | EC002601 | EF000767 | EV009799 | 9.0
CAPRI | CAP498009 | EC002601 | EF002169 | EV000139 | 9.0
CAPRI | CAP498009 | EC002601 | EF004508 | EV007718 | 9.0
CAPRI | CAP498009 | EC002601 | EF005457 | 40 | 9.0
CAPRI | CAP498009 | EC002601 | EF009207 | Non | 9.0
CAPRI | CAP498040 | EC002601 | EF000003 | EV000154 | 9.0
CAPRI | CAP498040 | EC002601 | EF000007 | EV000270 | 9.0
CAPRI | CAP498040 | EC002601 | EF000008 | 80 | 9.0
CAPRI | CAP498040 | EC002601 | EF000010 | EV002646 | 9.0
CAPRI | CAP498040 | EC002601 | EF000051 | EV000167 | 9.0
CAPRI | CAP498040 | EC002601 | EF000551 | 80 | 9.0
CAPRI | CAP498040 | EC002601 | EF000767 | EV009799 | 9.0
CAPRI | CAP498040 | EC002601 | EF002169 | EV000139 | 9.0
CAPRI | CAP498040 | EC002601 | EF004508 | EV007718 | 9.0
CAPRI | CAP498040 | EC002601 | EF005457 | 40 | 9.0
CAPRI | CAP498040 | EC002601 | EF009207 | Non | 9.0
CAPRI | CAP498049 | EC002601 | EF000003 | EV000154 | 9.0
CAPRI | CAP498049 | EC002601 | EF000007 | EV000270 | 9.0
CAPRI | CAP498049 | EC002601 | EF000008 | 80 | 9.0
CAPRI | CAP498049 | EC002601 | EF000010 | EV002646 | 9.0
CAPRI | CAP498049 | EC002601 | EF000051 | EV000167 | 9.0
CAPRI | CAP498049 | EC002601 | EF000551 | 80 | 9.0
CAPRI | CAP498049 | EC002601 | EF000767 | EV009799 | 9.0
CAPRI | CAP498049 | EC002601 | EF002169 | EV000139 | 9.0
CAPRI | CAP498049 | EC002601 | EF004508 | EV007718 | 9.0
CAPRI | CAP498049 | EC002601 | EF005457 | 40 | 9.0
CAPRI | CAP498049 | EC002601 | EF009207 | Non | 9.0
CAPRI | CAP499041 | EC002601 | EF000003 | EV006123 | 9.0
CAPRI | CAP499041 | EC002601 | EF000007 | EV000202 | 9.0
CAPRI | CAP499041 | EC002601 | EF000010 | EV002646 | 9.0
CAPRI | CAP499041 | EC002601 | EF000051 | EV000167 | 9.0
CAPRI | CAP499041 | EC002601 | EF000551 | 64 | 9.0
CAPRI | CAP499041 | EC002601 | EF000767 | EV009799 | 9.0
CAPRI | CAP499041 | EC002601 | EF002169 | EV000139 | 9.0
CAPRI | CAP499041 | EC002601 | EF003593 | 6 | 9.0
CAPRI | CAP499041 | EC002601 | EF005457 | 160-200 | 9.0
CAPRI | CAP499041 | EC002601 | EF005496 | EV009558 | 9.0
CAPRI | CAP499041 | EC002601 | EF009763 | oui | 9.0
CAPRI | CAP499120 | EC002601 | EF000003 | EV006123 | 9.0
CAPRI | CAP499120 | EC002601 | EF000007 | EV000233 | 9.0
CAPRI | CAP499120 | EC002601 | EF000010 | EV002646 | 9.0
CAPRI | CAP499120 | EC002601 | EF000051 | EV000167 | 9.0
CAPRI | CAP499120 | EC002601 | EF000551 | 64 | 9.0
CAPRI | CAP499120 | EC002601 | EF000767 | EV009799 | 9.0
CAPRI | CAP499120 | EC002601 | EF002169 | EV000139 | 9.0
CAPRI | CAP499120 | EC002601 | EF003593 | 6 | 9.0
CAPRI | CAP499120 | EC002601 | EF005457 | 160-200 | 9.0
CAPRI | CAP499120 | EC002601 | EF005496 | EV009558 | 9.0
CAPRI | CAP499120 | EC002601 | EF009763 | oui | 9.0
CAPRI | CAP499450 | EC002601 | EF000003 | EV006123 | 9.0
CAPRI | CAP499450 | EC002601 | EF000007 | EV000235 | 9.0
CAPRI | CAP499450 | EC002601 | EF000010 | EV002646 | 9.0
CAPRI | CAP499450 | EC002601 | EF000051 | EV000167 | 9.0
CAPRI | CAP499450 | EC002601 | EF000551 | 64 | 9.0
CAPRI | CAP499450 | EC002601 | EF000767 | EV009799 | 9.0
CAPRI | CAP499450 | EC002601 | EF002169 | EV000139 | 9.0
CAPRI | CAP499450 | EC002601 | EF003593 | 6 | 9.0
CAPRI | CAP499450 | EC002601 | EF005457 | 160-200 | 9.0
CAPRI | CAP499450 | EC002601 | EF005496 | EV009558 | 9.0
CAPRI | CAP499450 | EC002601 | EF009763 | oui | 9.0
CAPRI | CAP499800 | EC002601 | EF000003 | EV006123 | 9.0
CAPRI | CAP499800 | EC002601 | EF000007 | EV000234 | 9.0
CAPRI | CAP499800 | EC002601 | EF000010 | EV002646 | 9.0
CAPRI | CAP499800 | EC002601 | EF000051 | EV000167 | 9.0
CAPRI | CAP499800 | EC002601 | EF000551 | 64 | 9.0
CAPRI | CAP499800 | EC002601 | EF000767 | EV009799 | 9.0
CAPRI | CAP499800 | EC002601 | EF002169 | EV000139 | 9.0
CAPRI | CAP499800 | EC002601 | EF003593 | 6 | 9.0
CAPRI | CAP499800 | EC002601 | EF005457 | 160-200 | 9.0
CAPRI | CAP499800 | EC002601 | EF005496 | EV009558 | 9.0
CAPRI | CAP499800 | EC002601 | EF009763 | oui | 9.0
CAPRI | CAP500100 | EC000441 | EF000007 | EV000149 | 9.0
CAPRI | CAP500100 | EC000441 | EF000010 | EV000164 | 9.0
CAPRI | CAP500100 | EC000441 | EF000025 | Oui | 9.0
CAPRI | CAP500100 | EC000441 | EF000084 | Oui | 9.0
CAPRI | CAP500100 | EC000441 | EF000139 | EV006034 | 9.0
CAPRI | CAP500100 | EC000441 | EF000368 | 15 mm | 9.0
CAPRI | CAP500100 | EC000441 | EF000734 | Non | 9.0
CAPRI | CAP500100 | EC000441 | EF000878 | Oui | 9.0
CAPRI | CAP500100 | EC000441 | EF000881 | Non | 9.0
CAPRI | CAP500100 | EC000441 | EF001062 | Non | 9.0
CAPRI | CAP500100 | EC000441 | EF001210 | Non | 9.0
CAPRI | CAP500100 | EC000441 | EF001217 | EV009696 | 9.0
CAPRI | CAP500100 | EC000441 | EF001257 | EV000149 | 9.0
CAPRI | CAP500100 | EC000441 | EF001742 | 130 °C | 9.0
CAPRI | CAP500100 | EC000441 | EF001742 | -40 °C | 9.0
CAPRI | CAP500100 | EC000441 | EF001758 | EV003712 | 9.0
CAPRI | CAP500100 | EC000441 | EF002169 | EV000914 | 9.0
CAPRI | CAP500100 | EC000441 | EF003712 | 1,5 mm | 9.0
CAPRI | CAP500100 | EC000441 | EF004191 | Non | 9.0
CAPRI | CAP500100 | EC000441 | EF004685 | Non | 9.0
CAPRI | CAP500100 | EC000441 | EF005004 | Non | 9.0
CAPRI | CAP500100 | EC000441 | EF005049 | Oui | 9.0
CAPRI | CAP500100 | EC000441 | EF005337 | Non | 9.0
CAPRI | CAP500100 | EC000441 | EF005466 | 12 mm | 9.0
CAPRI | CAP500100 | EC000441 | EF005466 | 6 mm | 9.0
CAPRI | CAP500100 | EC000441 | EF005474 | EV006422 | 9.0
CAPRI | CAP500100 | EC000441 | EF005728 | EV000494 | 9.0
CAPRI | CAP500100 | EC000441 | EF007839 | 17 mm | 9.0
CAPRI | CAP500100 | EC000441 | EF008404 | EV000494 | 9.0
CAPRI | CAP500100 | EC000441 | EF012184 | Non | 9.0
CAPRI | CAP500100 | EC000441 | EF012547 | Non | 9.0
CAPRI | CAP500100 | EC000441 | EF024919 | Non | 9.0
CAPRI | CAP500150 | EC003863 | EF000007 | EV000149 | 9.0
CAPRI | CAP500150 | EC003863 | EF000010 | EC016064 | 9.0
CAPRI | CAP500150 | EC003863 | EF000013 | EV017428 | 9.0
CAPRI | CAP500150 | EC003863 | EF000015 | 24,0 mm | 9.0
CAPRI | CAP500150 | EC003863 | EF000025 | Oui | 9.0
CAPRI | CAP500150 | EC003863 | EF000040 | 9,0 mm | 9.0
CAPRI | CAP500150 | EC003863 | EF000139 | EV006034 | 9.0
CAPRI | CAP500150 | EC003863 | EF001257 | EV01159 | 9.0
CAPRI | CAP500150 | EC003863 | EF001758 | EV003712 | 9.0
CAPRI | CAP500150 | EC003863 | EF002169 | EV000149 | 9.0
CAPRI | CAP500150 | EC003863 | EF003563 | 17,0 mm | 9.0
CAPRI | CAP500150 | EC003863 | EF003712 | 1,5 mm | 9.0
CAPRI | CAP500150 | EC003863 | EF005729 | Non | 9.0
CAPRI | CAP500150 | EC003863 | EF006024 | Non | 9.0
CAPRI | CAP500150 | EC003863 | EF006319 | Non | 9.0
CAPRI | CAP500150 | EC003863 | EF011770 | Non | 9.0
CAPRI | CAP500150 | EC003863 | EF022707 | Non | 9.0
CAPRI | CAP500200 | EC000441 | EF000007 | EV000149 | 9.0
CAPRI | CAP500200 | EC000441 | EF000010 | EV000164 | 9.0
CAPRI | CAP500200 | EC000441 | EF000025 | Oui | 9.0
CAPRI | CAP500200 | EC000441 | EF000084 | Oui | 9.0
CAPRI | CAP500200 | EC000441 | EF000139 | EV006034 | 9.0
CAPRI | CAP500200 | EC000441 | EF000368 | 15 mm | 9.0
CAPRI | CAP500200 | EC000441 | EF000734 | Non | 9.0
CAPRI | CAP500200 | EC000441 | EF000878 | Oui | 9.0
CAPRI | CAP500200 | EC000441 | EF000881 | Non | 9.0
CAPRI | CAP500200 | EC000441 | EF001062 | Non | 9.0
CAPRI | CAP500200 | EC000441 | EF001210 | Non | 9.0
CAPRI | CAP500200 | EC000441 | EF001217 | EV009696 | 9.0
CAPRI | CAP500200 | EC000441 | EF001257 | EV000149 | 9.0
CAPRI | CAP500200 | EC000441 | EF001742 | 130 °C | 9.0
CAPRI | CAP500200 | EC000441 | EF001742 | -40 °C | 9.0
CAPRI | CAP500200 | EC000441 | EF001758 | EV003712 | 9.0
CAPRI | CAP500200 | EC000441 | EF002169 | EV000914 | 9.0
CAPRI | CAP500200 | EC000441 | EF003712 | 1,5 mm | 9.0
CAPRI | CAP500200 | EC000441 | EF004191 | Non | 9.0
CAPRI | CAP500200 | EC000441 | EF004685 | Non | 9.0
CAPRI | CAP500200 | EC000441 | EF005004 | Non | 9.0
CAPRI | CAP500200 | EC000441 | EF005049 | Oui | 9.0
CAPRI | CAP500200 | EC000441 | EF005337 | Non | 9.0
CAPRI | CAP500200 | EC000441 | EF005466 | 14,5 mm | 9.0
CAPRI | CAP500200 | EC000441 | EF005466 | 8,5 mm | 9.0
CAPRI | CAP500200 | EC000441 | EF005474 | EV006422 | 9.0
CAPRI | CAP500200 | EC000441 | EF005728 | EV000494 | 9.0
CAPRI | CAP500200 | EC000441 | EF007839 | 20 mm | 9.0
CAPRI | CAP500200 | EC000441 | EF008404 | EV000494 | 9.0
CAPRI | CAP500200 | EC000441 | EF012184 | Non | 9.0
CAPRI | CAP500200 | EC000441 | EF012547 | Non | 9.0
CAPRI | CAP500200 | EC000441 | EF024919 | Non | 9.0
CAPRI | CAP500250 | EC003863 | EF000007 | EV000149 | 9.0
CAPRI | CAP500250 | EC003863 | EF000010 | EC016064 | 9.0
CAPRI | CAP500250 | EC003863 | EF000013 | EV017428 | 9.0
CAPRI | CAP500250 | EC003863 | EF000015 | 27,0 mm | 9.0
CAPRI | CAP500250 | EC003863 | EF000025 | Oui | 9.0
CAPRI | CAP500250 | EC003863 | EF000040 | 9,0 mm | 9.0
CAPRI | CAP500250 | EC003863 | EF000139 | EV006034 | 9.0
CAPRI | CAP500250 | EC003863 | EF001257 | EV01159 | 9.0
CAPRI | CAP500250 | EC003863 | EF001758 | EV003712 | 9.0
CAPRI | CAP500250 | EC003863 | EF002169 | EV000149 | 9.0
CAPRI | CAP500250 | EC003863 | EF003563 | 20,0 mm | 9.0
CAPRI | CAP500250 | EC003863 | EF003712 | 1,5 mm | 9.0
CAPRI | CAP500250 | EC003863 | EF005729 | Non | 9.0
CAPRI | CAP500250 | EC003863 | EF006024 | Non | 9.0
CAPRI | CAP500250 | EC003863 | EF006319 | Non | 9.0
CAPRI | CAP500250 | EC003863 | EF011770 | Non | 9.0
CAPRI | CAP500250 | EC003863 | EF022707 | Non | 9.0
CAPRI | CAP500300 | EC000441 | EF000007 | EV000149 | 9.0
CAPRI | CAP500300 | EC000441 | EF000010 | EV000164 | 9.0
CAPRI | CAP500300 | EC000441 | EF000025 | Oui | 9.0
CAPRI | CAP500300 | EC000441 | EF000084 | Oui | 9.0
CAPRI | CAP500300 | EC000441 | EF000139 | EV006034 | 9.0
CAPRI | CAP500300 | EC000441 | EF000368 | 15 mm | 9.0
CAPRI | CAP500300 | EC000441 | EF000734 | Non | 9.0
CAPRI | CAP500300 | EC000441 | EF000878 | Oui | 9.0
CAPRI | CAP500300 | EC000441 | EF000881 | Non | 9.0
CAPRI | CAP500300 | EC000441 | EF001062 | Non | 9.0
CAPRI | CAP500300 | EC000441 | EF001210 | Non | 9.0
CAPRI | CAP500300 | EC000441 | EF001217 | EV009696 | 9.0
CAPRI | CAP500300 | EC000441 | EF001257 | EV000149 | 9.0
CAPRI | CAP500300 | EC000441 | EF001742 | 130 °C | 9.0
CAPRI | CAP500300 | EC000441 | EF001742 | -40 °C | 9.0
CAPRI | CAP500300 | EC000441 | EF001758 | EV003712 | 9.0
CAPRI | CAP500300 | EC000441 | EF002169 | EV000914 | 9.0
CAPRI | CAP500300 | EC000441 | EF003712 | 1,5 mm | 9.0
CAPRI | CAP500300 | EC000441 | EF004191 | Non | 9.0
CAPRI | CAP500300 | EC000441 | EF004685 | Non | 9.0
CAPRI | CAP500300 | EC000441 | EF005004 | Non | 9.0
CAPRI | CAP500300 | EC000441 | EF005049 | Oui | 9.0
CAPRI | CAP500300 | EC000441 | EF005337 | Non | 9.0
CAPRI | CAP500300 | EC000441 | EF005466 | 13,5 mm | 9.0
CAPRI | CAP500300 | EC000441 | EF005466 | 19 mm | 9.0
CAPRI | CAP500300 | EC000441 | EF005474 | EV006422 | 9.0
CAPRI | CAP500300 | EC000441 | EF005728 | EV000494 | 9.0
CAPRI | CAP500300 | EC000441 | EF007839 | 24 mm | 9.0
CAPRI | CAP500300 | EC000441 | EF008404 | EV000494 | 9.0
CAPRI | CAP500300 | EC000441 | EF012184 | Non | 9.0
CAPRI | CAP500300 | EC000441 | EF012547 | Non | 9.0
CAPRI | CAP500300 | EC000441 | EF024919 | Non | 9.0
CAPRI | CAP500350 | EC003863 | EF000007 | EV000149 | 9.0
CAPRI | CAP500350 | EC003863 | EF000010 | EC016064 | 9.0
CAPRI | CAP500350 | EC003863 | EF000013 | EV017428 | 9.0
CAPRI | CAP500350 | EC003863 | EF000015 | 32,0 mm | 9.0
CAPRI | CAP500350 | EC003863 | EF000025 | Oui | 9.0
CAPRI | CAP500350 | EC003863 | EF000040 | 9,0 mm | 9.0
CAPRI | CAP500350 | EC003863 | EF000139 | EV006034 | 9.0
CAPRI | CAP500350 | EC003863 | EF001257 | EV01159 | 9.0
CAPRI | CAP500350 | EC003863 | EF001758 | EV003712 | 9.0
CAPRI | CAP500350 | EC003863 | EF002169 | EV000149 | 9.0
CAPRI | CAP500350 | EC003863 | EF003563 | 24,0 mm | 9.0
CAPRI | CAP500350 | EC003863 | EF003712 | 1,5 mm | 9.0
CAPRI | CAP500350 | EC003863 | EF005729 | Non | 9.0
CAPRI | CAP500350 | EC003863 | EF006024 | Non | 9.0
CAPRI | CAP500350 | EC003863 | EF006319 | Non | 9.0
CAPRI | CAP500350 | EC003863 | EF011770 | Non | 9.0
CAPRI | CAP500350 | EC003863 | EF022707 | Non | 9.0
CAPRI | CAP500400 | EC000441 | EF000007 | EV000149 | 9.0
CAPRI | CAP500400 | EC000441 | EF000010 | EV000164 | 9.0
CAPRI | CAP500400 | EC000441 | EF000025 | Oui | 9.0
CAPRI | CAP500400 | EC000441 | EF000084 | Oui | 9.0
CAPRI | CAP500400 | EC000441 | EF000139 | EV006034 | 9.0
CAPRI | CAP500400 | EC000441 | EF000368 | 15 mm | 9.0
CAPRI | CAP500400 | EC000441 | EF000734 | Non | 9.0
CAPRI | CAP500400 | EC000441 | EF000878 | Oui | 9.0
CAPRI | CAP500400 | EC000441 | EF000881 | Non | 9.0
CAPRI | CAP500400 | EC000441 | EF001062 | Non | 9.0
CAPRI | CAP500400 | EC000441 | EF001210 | Non | 9.0
CAPRI | CAP500400 | EC000441 | EF001217 | EV009696 | 9.0
CAPRI | CAP500400 | EC000441 | EF001257 | EV000149 | 9.0
CAPRI | CAP500400 | EC000441 | EF001742 | 130 °C | 9.0
CAPRI | CAP500400 | EC000441 | EF001742 | -40 °C | 9.0
CAPRI | CAP500400 | EC000441 | EF001758 | EV003712 | 9.0
CAPRI | CAP500400 | EC000441 | EF002169 | EV000914 | 9.0
CAPRI | CAP500400 | EC000441 | EF003712 | 1,5 mm | 9.0
CAPRI | CAP500400 | EC000441 | EF004191 | Non | 9.0
CAPRI | CAP500400 | EC000441 | EF004685 | Non | 9.0
CAPRI | CAP500400 | EC000441 | EF005004 | Non | 9.0
CAPRI | CAP500400 | EC000441 | EF005049 | Oui | 9.0
CAPRI | CAP500400 | EC000441 | EF005337 | Non | 9.0
CAPRI | CAP500400 | EC000441 | EF005466 | 16,5 mm | 9.0
CAPRI | CAP500400 | EC000441 | EF005466 | 22,6 mm | 9.0
CAPRI | CAP500400 | EC000441 | EF005474 | EV006422 | 9.0
CAPRI | CAP500400 | EC000441 | EF005728 | EV000494 | 9.0
CAPRI | CAP500400 | EC000441 | EF007839 | 28 mm | 9.0
CAPRI | CAP500400 | EC000441 | EF008404 | EV000494 | 9.0
CAPRI | CAP500400 | EC000441 | EF012184 | Non | 9.0
CAPRI | CAP500400 | EC000441 | EF012547 | Non | 9.0
CAPRI | CAP500400 | EC000441 | EF024919 | Non | 9.0
CAPRI | CAP500450 | EC003863 | EF000007 | EV000149 | 9.0
CAPRI | CAP500450 | EC003863 | EF000010 | EC016064 | 9.0
CAPRI | CAP500450 | EC003863 | EF000013 | EV017428 | 9.0
CAPRI | CAP500450 | EC003863 | EF000015 | 36,0 mm | 9.0
CAPRI | CAP500450 | EC003863 | EF000025 | Oui | 9.0
CAPRI | CAP500450 | EC003863 | EF000040 | 9,0 mm | 9.0
CAPRI | CAP500450 | EC003863 | EF000139 | EV006034 | 9.0
CAPRI | CAP500450 | EC003863 | EF001257 | EV01159 | 9.0
CAPRI | CAP500450 | EC003863 | EF001758 | EV003712 | 9.0
CAPRI | CAP500450 | EC003863 | EF002169 | EV000149 | 9.0
CAPRI | CAP500450 | EC003863 | EF003563 | 28,0 mm | 9.0
CAPRI | CAP500450 | EC003863 | EF003712 | 1,5 mm | 9.0
CAPRI | CAP500450 | EC003863 | EF005729 | Non | 9.0
CAPRI | CAP500450 | EC003863 | EF006024 | Non | 9.0
CAPRI | CAP500450 | EC003863 | EF006319 | Non | 9.0
CAPRI | CAP500450 | EC003863 | EF011770 | Non | 9.0
CAPRI | CAP500450 | EC003863 | EF022707 | Non | 9.0
CAPRI | CAP500500 | EC000441 | EF000007 | EV000149 | 9.0
CAPRI | CAP500500 | EC000441 | EF000010 | EV000164 | 9.0
CAPRI | CAP500500 | EC000441 | EF000025 | Oui | 9.0
CAPRI | CAP500500 | EC000441 | EF000084 | Oui | 9.0
CAPRI | CAP500500 | EC000441 | EF000139 | EV006034 | 9.0
CAPRI | CAP500500 | EC000441 | EF000368 | 15 mm | 9.0
CAPRI | CAP500500 | EC000441 | EF000734 | Non | 9.0
CAPRI | CAP500500 | EC000441 | EF000878 | Oui | 9.0
CAPRI | CAP500500 | EC000441 | EF000881 | Non | 9.0
CAPRI | CAP500500 | EC000441 | EF001062 | Non | 9.0
CAPRI | CAP500500 | EC000441 | EF001210 | Non | 9.0
CAPRI | CAP500500 | EC000441 | EF001217 | EV009696 | 9.0
CAPRI | CAP500500 | EC000441 | EF001257 | EV000149 | 9.0
CAPRI | CAP500500 | EC000441 | EF001742 | 130 °C | 9.0
CAPRI | CAP500500 | EC000441 | EF001742 | -40 °C | 9.0
CAPRI | CAP500500 | EC000441 | EF001758 | EV003712 | 9.0
CAPRI | CAP500500 | EC000441 | EF002169 | EV000914 | 9.0
CAPRI | CAP500500 | EC000441 | EF003712 | 1,5 mm | 9.0
CAPRI | CAP500500 | EC000441 | EF004191 | Non | 9.0
CAPRI | CAP500500 | EC000441 | EF004685 | Non | 9.0
CAPRI | CAP500500 | EC000441 | EF005004 | Non | 9.0
CAPRI | CAP500500 | EC000441 | EF005049 | Oui | 9.0
CAPRI | CAP500500 | EC000441 | EF005337 | Non | 9.0
CAPRI | CAP500500 | EC000441 | EF005466 | 22 mm | 9.0
CAPRI | CAP500500 | EC000441 | EF005466 | 28 mm | 9.0
CAPRI | CAP500500 | EC000441 | EF005474 | EV006422 | 9.0
CAPRI | CAP500500 | EC000441 | EF005728 | EV000494 | 9.0
CAPRI | CAP500500 | EC000441 | EF007839 | 35 mm | 9.0
CAPRI | CAP500500 | EC000441 | EF008404 | EV000494 | 9.0
CAPRI | CAP500500 | EC000441 | EF012184 | Non | 9.0
CAPRI | CAP500500 | EC000441 | EF012547 | Non | 9.0
CAPRI | CAP500500 | EC000441 | EF024919 | Non | 9.0
CAPRI | CAP500550 | EC003863 | EF000007 | EV000149 | 9.0
CAPRI | CAP500550 | EC003863 | EF000010 | EC016064 | 9.0
CAPRI | CAP500550 | EC003863 | EF000013 | EV017428 | 9.0
CAPRI | CAP500550 | EC003863 | EF000015 | 42,0 mm | 9.0
CAPRI | CAP500550 | EC003863 | EF000025 | Oui | 9.0
CAPRI | CAP500550 | EC003863 | EF000040 | 9,0 mm | 9.0
CAPRI | CAP500550 | EC003863 | EF000139 | EV006034 | 9.0
CAPRI | CAP500550 | EC003863 | EF001257 | EV01159 | 9.0
CAPRI | CAP500550 | EC003863 | EF001758 | EV003712 | 9.0
CAPRI | CAP500550 | EC003863 | EF002169 | EV000149 | 9.0
CAPRI | CAP500550 | EC003863 | EF003563 | 35,0 mm | 9.0
CAPRI | CAP500550 | EC003863 | EF003712 | 1,5 mm | 9.0
CAPRI | CAP500550 | EC003863 | EF005729 | Non | 9.0
CAPRI | CAP500550 | EC003863 | EF006024 | Non | 9.0
CAPRI | CAP500550 | EC003863 | EF006319 | Non | 9.0
CAPRI | CAP500550 | EC003863 | EF011770 | Non | 9.0
CAPRI | CAP500550 | EC003863 | EF022707 | Non | 9.0
CAPRI | CAP500600 | EC000441 | EF000007 | EV000149 | 9.0
CAPRI | CAP500600 | EC000441 | EF000010 | EV000164 | 9.0
CAPRI | CAP500600 | EC000441 | EF000025 | Oui | 9.0
CAPRI | CAP500600 | EC000441 | EF000084 | Oui | 9.0
CAPRI | CAP500600 | EC000441 | EF000139 | EV006034 | 9.0
CAPRI | CAP500600 | EC000441 | EF000368 | 15 mm | 9.0
CAPRI | CAP500600 | EC000441 | EF000734 | Non | 9.0
CAPRI | CAP500600 | EC000441 | EF000878 | Oui | 9.0
CAPRI | CAP500600 | EC000441 | EF000881 | Non | 9.0
CAPRI | CAP500600 | EC000441 | EF001062 | Non | 9.0
CAPRI | CAP500600 | EC000441 | EF001210 | Non | 9.0
CAPRI | CAP500600 | EC000441 | EF001217 | EV009696 | 9.0
CAPRI | CAP500600 | EC000441 | EF001257 | EV000149 | 9.0
CAPRI | CAP500600 | EC000441 | EF001742 | 130 °C | 9.0
CAPRI | CAP500600 | EC000441 | EF001742 | -40 °C | 9.0
CAPRI | CAP500600 | EC000441 | EF001758 | EV003712 | 9.0
CAPRI | CAP500600 | EC000441 | EF002169 | EV000914 | 9.0
CAPRI | CAP500600 | EC000441 | EF003712 | 2 mm | 9.0
CAPRI | CAP500600 | EC000441 | EF004191 | Non | 9.0
CAPRI | CAP500600 | EC000441 | EF004685 | Non | 9.0
CAPRI | CAP500600 | EC000441 | EF005004 | Non | 9.0
CAPRI | CAP500600 | EC000441 | EF005049 | Oui | 9.0
CAPRI | CAP500600 | EC000441 | EF005337 | Non | 9.0
CAPRI | CAP500600 | EC000441 | EF005466 | 30 mm | 9.0
CAPRI | CAP500600 | EC000441 | EF005466 | 36 mm | 9.0
CAPRI | CAP500600 | EC000441 | EF005474 | EV006422 | 9.0
CAPRI | CAP500600 | EC000441 | EF005728 | EV000494 | 9.0
CAPRI | CAP500600 | EC000441 | EF007839 | 44 mm | 9.0
CAPRI | CAP500600 | EC000441 | EF008404 | EV000494 | 9.0
CAPRI | CAP500600 | EC000441 | EF012184 | Non | 9.0
CAPRI | CAP500600 | EC000441 | EF012547 | Non | 9.0
CAPRI | CAP500600 | EC000441 | EF024919 | Non | 9.0
CAPRI | CAP500650 | EC003863 | EF000007 | EV000149 | 9.0
CAPRI | CAP500650 | EC003863 | EF000010 | EC016064 | 9.0
CAPRI | CAP500650 | EC003863 | EF000013 | EV017428 | 9.0
CAPRI | CAP500650 | EC003863 | EF000015 | 53,0 mm | 9.0
CAPRI | CAP500650 | EC003863 | EF000025 | Oui | 9.0
CAPRI | CAP500650 | EC003863 | EF000040 | 9,0 mm | 9.0
CAPRI | CAP500650 | EC003863 | EF000139 | EV006034 | 9.0
CAPRI | CAP500650 | EC003863 | EF001257 | EV01159 | 9.0
CAPRI | CAP500650 | EC003863 | EF001758 | EV003712 | 9.0
CAPRI | CAP500650 | EC003863 | EF002169 | EV000149 | 9.0
CAPRI | CAP500650 | EC003863 | EF003563 | 44,0 mm | 9.0
CAPRI | CAP500650 | EC003863 | EF003712 | 2,0 mm | 9.0
CAPRI | CAP500650 | EC003863 | EF005729 | Non | 9.0
CAPRI | CAP500650 | EC003863 | EF006024 | Non | 9.0
CAPRI | CAP500650 | EC003863 | EF006319 | Non | 9.0
CAPRI | CAP500650 | EC003863 | EF011770 | Non | 9.0
CAPRI | CAP500650 | EC003863 | EF022707 | Non | 9.0
CAPRI | CAP500700 | EC000441 | EF000007 | EV000149 | 9.0
CAPRI | CAP500700 | EC000441 | EF000010 | EV000164 | 9.0
CAPRI | CAP500700 | EC000441 | EF000025 | Oui | 9.0
CAPRI | CAP500700 | EC000441 | EF000084 | Oui | 9.0
CAPRI | CAP500700 | EC000441 | EF000139 | EV006034 | 9.0
CAPRI | CAP500700 | EC000441 | EF000368 | 15 mm | 9.0
CAPRI | CAP500700 | EC000441 | EF000734 | Non | 9.0
CAPRI | CAP500700 | EC000441 | EF000878 | Oui | 9.0
CAPRI | CAP500700 | EC000441 | EF000881 | Non | 9.0
CAPRI | CAP500700 | EC000441 | EF001062 | Non | 9.0
CAPRI | CAP500700 | EC000441 | EF001210 | Non | 9.0
CAPRI | CAP500700 | EC000441 | EF001217 | EV009696 | 9.0
CAPRI | CAP500700 | EC000441 | EF001257 | EV000149 | 9.0
CAPRI | CAP500700 | EC000441 | EF001742 | 130 °C | 9.0
CAPRI | CAP500700 | EC000441 | EF001742 | -40 °C | 9.0
CAPRI | CAP500700 | EC000441 | EF001758 | EV003712 | 9.0
CAPRI | CAP500700 | EC000441 | EF002169 | EV000914 | 9.0
CAPRI | CAP500700 | EC000441 | EF003712 | 2 mm | 9.0
CAPRI | CAP500700 | EC000441 | EF004191 | Non | 9.0
CAPRI | CAP500700 | EC000441 | EF004685 | Non | 9.0
CAPRI | CAP500700 | EC000441 | EF005004 | Non | 9.0
CAPRI | CAP500700 | EC000441 | EF005049 | Oui | 9.0
CAPRI | CAP500700 | EC000441 | EF005337 | Non | 9.0
CAPRI | CAP500700 | EC000441 | EF005466 | 36,5 mm | 9.0
CAPRI | CAP500700 | EC000441 | EF005466 | 42,5 mm | 9.0
CAPRI | CAP500700 | EC000441 | EF005474 | EV006422 | 9.0
CAPRI | CAP500700 | EC000441 | EF005728 | EV000494 | 9.0
CAPRI | CAP500700 | EC000441 | EF007839 | 50 mm | 9.0
CAPRI | CAP500700 | EC000441 | EF008404 | EV000494 | 9.0
CAPRI | CAP500700 | EC000441 | EF012184 | Non | 9.0
CAPRI | CAP500700 | EC000441 | EF012547 | Non | 9.0
CAPRI | CAP500700 | EC000441 | EF024919 | Non | 9.0
CAPRI | CAP500750 | EC003863 | EF000007 | EV000149 | 9.0
CAPRI | CAP500750 | EC003863 | EF000010 | EC016064 | 9.0
CAPRI | CAP500750 | EC003863 | EF000013 | EV017428 | 9.0
CAPRI | CAP500750 | EC003863 | EF000015 | 59,0 mm | 9.0
CAPRI | CAP500750 | EC003863 | EF000025 | Oui | 9.0
CAPRI | CAP500750 | EC003863 | EF000040 | 9,0 mm | 9.0
CAPRI | CAP500750 | EC003863 | EF000139 | EV006034 | 9.0
CAPRI | CAP500750 | EC003863 | EF001257 | EV01159 | 9.0
CAPRI | CAP500750 | EC003863 | EF001758 | EV003712 | 9.0
CAPRI | CAP500750 | EC003863 | EF002169 | EV000149 | 9.0
CAPRI | CAP500750 | EC003863 | EF003563 | 50,0 mm | 9.0
CAPRI | CAP500750 | EC003863 | EF003712 | 2,0 mm | 9.0
CAPRI | CAP500750 | EC003863 | EF005729 | Non | 9.0
CAPRI | CAP500750 | EC003863 | EF006024 | Non | 9.0
CAPRI | CAP500750 | EC003863 | EF006319 | Non | 9.0
CAPRI | CAP500750 | EC003863 | EF011770 | Non | 9.0
CAPRI | CAP500750 | EC003863 | EF022707 | Non | 9.0
CAPRI | CAP501200 | EC000441 | EF000025 | Non | 9.0
CAPRI | CAP501200 | EC000441 | EF000084 | Non | 9.0
CAPRI | CAP501200 | EC000441 | EF000734 | Non | 9.0
CAPRI | CAP501200 | EC000441 | EF000878 | Non | 9.0
CAPRI | CAP501200 | EC000441 | EF000881 | Non | 9.0
CAPRI | CAP501200 | EC000441 | EF001062 | Non | 9.0
CAPRI | CAP501200 | EC000441 | EF001210 | Non | 9.0
CAPRI | CAP501200 | EC000441 | EF004191 | Non | 9.0
CAPRI | CAP501200 | EC000441 | EF004685 | Non | 9.0
CAPRI | CAP501200 | EC000441 | EF005004 | Non | 9.0
CAPRI | CAP501200 | EC000441 | EF005049 | Non | 9.0
CAPRI | CAP501200 | EC000441 | EF005337 | Non | 9.0
CAPRI | CAP501200 | EC000441 | EF012184 | Non | 9.0
CAPRI | CAP501200 | EC000441 | EF012547 | Non | 9.0
CAPRI | CAP501200 | EC000441 | EF024919 | Non | 9.0
CAPRI | CAP501300 | EC000441 | EF000025 | Non | 9.0
CAPRI | CAP501300 | EC000441 | EF000084 | Non | 9.0
CAPRI | CAP501300 | EC000441 | EF000734 | Non | 9.0
CAPRI | CAP501300 | EC000441 | EF000878 | Non | 9.0
CAPRI | CAP501300 | EC000441 | EF000881 | Non | 9.0
CAPRI | CAP501300 | EC000441 | EF001062 | Non | 9.0
CAPRI | CAP501300 | EC000441 | EF001210 | Non | 9.0
CAPRI | CAP501300 | EC000441 | EF004191 | Non | 9.0
CAPRI | CAP501300 | EC000441 | EF004685 | Non | 9.0
CAPRI | CAP501300 | EC000441 | EF005004 | Non | 9.0
CAPRI | CAP501300 | EC000441 | EF005049 | Non | 9.0
CAPRI | CAP501300 | EC000441 | EF005337 | Non | 9.0
CAPRI | CAP501300 | EC000441 | EF012184 | Non | 9.0
CAPRI | CAP501300 | EC000441 | EF012547 | Non | 9.0
CAPRI | CAP501300 | EC000441 | EF024919 | Non | 9.0
CAPRI | CAP502100 | EC000441 | EF000007 | EV000149 | 9.0
CAPRI | CAP502100 | EC000441 | EF000010 | EV000164 | 9.0
CAPRI | CAP502100 | EC000441 | EF000025 | Oui | 9.0
CAPRI | CAP502100 | EC000441 | EF000084 | Oui | 9.0
CAPRI | CAP502100 | EC000441 | EF000139 | EV006034 | 9.0
CAPRI | CAP502100 | EC000441 | EF000368 | 15 mm | 9.0
CAPRI | CAP502100 | EC000441 | EF000734 | Non | 9.0
CAPRI | CAP502100 | EC000441 | EF000878 | Oui | 9.0
CAPRI | CAP502100 | EC000441 | EF000881 | Non | 9.0
CAPRI | CAP502100 | EC000441 | EF001062 | Non | 9.0
CAPRI | CAP502100 | EC000441 | EF001210 | Non | 9.0
CAPRI | CAP502100 | EC000441 | EF001217 | EV009696 | 9.0
CAPRI | CAP502100 | EC000441 | EF001257 | EV000149 | 9.0
CAPRI | CAP502100 | EC000441 | EF001742 | 130 °C | 9.0
CAPRI | CAP502100 | EC000441 | EF001742 | -40 °C | 9.0
CAPRI | CAP502100 | EC000441 | EF001758 | EV003712 | 9.0
CAPRI | CAP502100 | EC000441 | EF002169 | EV000914 | 9.0
CAPRI | CAP502100 | EC000441 | EF003712 | 1,5 mm | 9.0
CAPRI | CAP502100 | EC000441 | EF004191 | Non | 9.0
CAPRI | CAP502100 | EC000441 | EF004685 | Non | 9.0
CAPRI | CAP502100 | EC000441 | EF005004 | Non | 9.0
CAPRI | CAP502100 | EC000441 | EF005049 | Oui | 9.0
CAPRI | CAP502100 | EC000441 | EF005337 | Non | 9.0
CAPRI | CAP502100 | EC000441 | EF005466 | 2 mm | 9.0
CAPRI | CAP502100 | EC000441 | EF005466 | 8 mm | 9.0
CAPRI | CAP502100 | EC000441 | EF005474 | EV006422 | 9.0
CAPRI | CAP502100 | EC000441 | EF005728 | EV000494 | 9.0
CAPRI | CAP502100 | EC000441 | EF007839 | 17 mm | 9.0
CAPRI | CAP502100 | EC000441 | EF008404 | EV000494 | 9.0
CAPRI | CAP502100 | EC000441 | EF012184 | Non | 9.0
CAPRI | CAP502100 | EC000441 | EF012547 | Non | 9.0
CAPRI | CAP502100 | EC000441 | EF024919 | Non | 9.0
CAPRI | CAP502200 | EC000441 | EF000025 | Non | 9.0
CAPRI | CAP502200 | EC000441 | EF000084 | Non | 9.0
CAPRI | CAP502200 | EC000441 | EF000734 | Non | 9.0
CAPRI | CAP502200 | EC000441 | EF000878 | Non | 9.0
CAPRI | CAP502200 | EC000441 | EF000881 | Non | 9.0
CAPRI | CAP502200 | EC000441 | EF001062 | Non | 9.0
CAPRI | CAP502200 | EC000441 | EF001210 | Non | 9.0
CAPRI | CAP502200 | EC000441 | EF004191 | Non | 9.0
CAPRI | CAP502200 | EC000441 | EF004685 | Non | 9.0
CAPRI | CAP502200 | EC000441 | EF005004 | Non | 9.0
CAPRI | CAP502200 | EC000441 | EF005049 | Non | 9.0
CAPRI | CAP502200 | EC000441 | EF005337 | Non | 9.0
CAPRI | CAP502200 | EC000441 | EF012184 | Non | 9.0
CAPRI | CAP502200 | EC000441 | EF012547 | Non | 9.0
CAPRI | CAP502200 | EC000441 | EF024919 | Non | 9.0
CAPRI | CAP502300 | EC000441 | EF000025 | Non | 9.0
CAPRI | CAP502300 | EC000441 | EF000084 | Non | 9.0
CAPRI | CAP502300 | EC000441 | EF000734 | Non | 9.0
CAPRI | CAP502300 | EC000441 | EF000878 | Non | 9.0
CAPRI | CAP502300 | EC000441 | EF000881 | Non | 9.0
CAPRI | CAP502300 | EC000441 | EF001062 | Non | 9.0
CAPRI | CAP502300 | EC000441 | EF001210 | Non | 9.0
CAPRI | CAP502300 | EC000441 | EF004191 | Non | 9.0
CAPRI | CAP502300 | EC000441 | EF004685 | Non | 9.0
CAPRI | CAP502300 | EC000441 | EF005004 | Non | 9.0
CAPRI | CAP502300 | EC000441 | EF005049 | Non | 9.0
CAPRI | CAP502300 | EC000441 | EF005337 | Non | 9.0
CAPRI | CAP502300 | EC000441 | EF012184 | Non | 9.0
CAPRI | CAP502300 | EC000441 | EF012547 | Non | 9.0
CAPRI | CAP502300 | EC000441 | EF024919 | Non | 9.0
CAPRI | CAP502500 | EC000441 | EF000007 | EV000149 | 9.0
CAPRI | CAP502500 | EC000441 | EF000010 | EV000164 | 9.0
CAPRI | CAP502500 | EC000441 | EF000025 | Oui | 9.0
CAPRI | CAP502500 | EC000441 | EF000084 | Oui | 9.0
CAPRI | CAP502500 | EC000441 | EF000139 | EV006034 | 9.0
CAPRI | CAP502500 | EC000441 | EF000368 | 15 mm | 9.0
CAPRI | CAP502500 | EC000441 | EF000734 | Non | 9.0
CAPRI | CAP502500 | EC000441 | EF000878 | Oui | 9.0
CAPRI | CAP502500 | EC000441 | EF000881 | Non | 9.0
CAPRI | CAP502500 | EC000441 | EF001062 | Non | 9.0
CAPRI | CAP502500 | EC000441 | EF001210 | Non | 9.0
CAPRI | CAP502500 | EC000441 | EF001217 | EV009696 | 9.0
CAPRI | CAP502500 | EC000441 | EF001257 | EV000149 | 9.0
CAPRI | CAP502500 | EC000441 | EF001742 | 130 °C | 9.0
CAPRI | CAP502500 | EC000441 | EF001742 | -40 °C | 9.0
CAPRI | CAP502500 | EC000441 | EF001758 | EV003712 | 9.0
CAPRI | CAP502500 | EC000441 | EF002169 | EV000914 | 9.0
CAPRI | CAP502500 | EC000441 | EF003712 | 1,5 mm | 9.0
CAPRI | CAP502500 | EC000441 | EF004191 | Non | 9.0
CAPRI | CAP502500 | EC000441 | EF004685 | Non | 9.0
CAPRI | CAP502500 | EC000441 | EF005004 | Non | 9.0
CAPRI | CAP502500 | EC000441 | EF005049 | Oui | 9.0
CAPRI | CAP502500 | EC000441 | EF005337 | Non | 9.0
CAPRI | CAP502500 | EC000441 | EF005466 | 18 mm | 9.0
CAPRI | CAP502500 | EC000441 | EF005466 | 24 mm | 9.0
CAPRI | CAP502500 | EC000441 | EF005474 | EV006422 | 9.0
CAPRI | CAP502500 | EC000441 | EF005728 | EV000494 | 9.0
CAPRI | CAP502500 | EC000441 | EF007839 | 35 mm | 9.0
CAPRI | CAP502500 | EC000441 | EF008404 | EV000494 | 9.0
CAPRI | CAP502500 | EC000441 | EF012184 | Non | 9.0
CAPRI | CAP502500 | EC000441 | EF012547 | Non | 9.0
CAPRI | CAP502500 | EC000441 | EF024919 | Non | 9.0
CAPRI | CAP502600 | EC000441 | EF000007 | EV000149 | 9.0
CAPRI | CAP502600 | EC000441 | EF000010 | EV000164 | 9.0
CAPRI | CAP502600 | EC000441 | EF000025 | Oui | 9.0
CAPRI | CAP502600 | EC000441 | EF000084 | Oui | 9.0
CAPRI | CAP502600 | EC000441 | EF000139 | EV006034 | 9.0
CAPRI | CAP502600 | EC000441 | EF000368 | 15 mm | 9.0
CAPRI | CAP502600 | EC000441 | EF000734 | Non | 9.0
CAPRI | CAP502600 | EC000441 | EF000878 | Oui | 9.0
CAPRI | CAP502600 | EC000441 | EF000881 | Non | 9.0
CAPRI | CAP502600 | EC000441 | EF001062 | Non | 9.0
CAPRI | CAP502600 | EC000441 | EF001210 | Non | 9.0
CAPRI | CAP502600 | EC000441 | EF001217 | EV009696 | 9.0
CAPRI | CAP502600 | EC000441 | EF001257 | EV000149 | 9.0
CAPRI | CAP502600 | EC000441 | EF001742 | 130 °C | 9.0
CAPRI | CAP502600 | EC000441 | EF001742 | -40 °C | 9.0
CAPRI | CAP502600 | EC000441 | EF001758 | EV003712 | 9.0
CAPRI | CAP502600 | EC000441 | EF002169 | EV000914 | 9.0
CAPRI | CAP502600 | EC000441 | EF003712 | 2 mm | 9.0
CAPRI | CAP502600 | EC000441 | EF004191 | Non | 9.0
CAPRI | CAP502600 | EC000441 | EF004685 | Non | 9.0
CAPRI | CAP502600 | EC000441 | EF005004 | Non | 9.0
CAPRI | CAP502600 | EC000441 | EF005049 | Oui | 9.0
CAPRI | CAP502600 | EC000441 | EF005337 | Non | 9.0
CAPRI | CAP502600 | EC000441 | EF005466 | 25 mm | 9.0
CAPRI | CAP502600 | EC000441 | EF005466 | 31 mm | 9.0
CAPRI | CAP502600 | EC000441 | EF005474 | EV006422 | 9.0
CAPRI | CAP502600 | EC000441 | EF005728 | EV000494 | 9.0
CAPRI | CAP502600 | EC000441 | EF007839 | 44 mm | 9.0
CAPRI | CAP502600 | EC000441 | EF008404 | EV000494 | 9.0
CAPRI | CAP502600 | EC000441 | EF012184 | Non | 9.0
CAPRI | CAP502600 | EC000441 | EF012547 | Non | 9.0
CAPRI | CAP502600 | EC000441 | EF024919 | Non | 9.0
CAPRI | CAP502700 | EC000441 | EF000007 | EV000149 | 9.0
CAPRI | CAP502700 | EC000441 | EF000010 | EV000164 | 9.0
CAPRI | CAP502700 | EC000441 | EF000025 | Oui | 9.0
CAPRI | CAP502700 | EC000441 | EF000084 | Oui | 9.0
CAPRI | CAP502700 | EC000441 | EF000139 | EV006034 | 9.0
CAPRI | CAP502700 | EC000441 | EF000368 | 15 mm | 9.0
CAPRI | CAP502700 | EC000441 | EF000734 | Non | 9.0
CAPRI | CAP502700 | EC000441 | EF000878 | Oui | 9.0
CAPRI | CAP502700 | EC000441 | EF000881 | Non | 9.0
CAPRI | CAP502700 | EC000441 | EF001062 | Non | 9.0
CAPRI | CAP502700 | EC000441 | EF001210 | Non | 9.0
CAPRI | CAP502700 | EC000441 | EF001217 | EV009696 | 9.0
CAPRI | CAP502700 | EC000441 | EF001257 | EV000149 | 9.0
CAPRI | CAP502700 | EC000441 | EF001742 | 130 °C | 9.0
CAPRI | CAP502700 | EC000441 | EF001742 | -40 °C | 9.0
CAPRI | CAP502700 | EC000441 | EF001758 | EV003712 | 9.0
CAPRI | CAP502700 | EC000441 | EF002169 | EV000914 | 9.0
CAPRI | CAP502700 | EC000441 | EF003712 | 2 mm | 9.0
CAPRI | CAP502700 | EC000441 | EF004191 | Non | 9.0
CAPRI | CAP502700 | EC000441 | EF004685 | Non | 9.0
CAPRI | CAP502700 | EC000441 | EF005004 | Non | 9.0
CAPRI | CAP502700 | EC000441 | EF005049 | Oui | 9.0
CAPRI | CAP502700 | EC000441 | EF005337 | Non | 9.0
CAPRI | CAP502700 | EC000441 | EF005466 | 33 mm | 9.0
CAPRI | CAP502700 | EC000441 | EF005466 | 39 mm | 9.0
CAPRI | CAP502700 | EC000441 | EF005474 | EV006422 | 9.0
CAPRI | CAP502700 | EC000441 | EF005728 | EV000494 | 9.0
CAPRI | CAP502700 | EC000441 | EF007839 | 50 mm | 9.0
CAPRI | CAP502700 | EC000441 | EF008404 | EV000494 | 9.0
CAPRI | CAP502700 | EC000441 | EF012184 | Non | 9.0
CAPRI | CAP502700 | EC000441 | EF012547 | Non | 9.0
CAPRI | CAP502700 | EC000441 | EF024919 | Non | 9.0
CAPRI | CAP503200 | EC000441 | EF000025 | Non | 9.0
CAPRI | CAP503200 | EC000441 | EF000084 | Non | 9.0
CAPRI | CAP503200 | EC000441 | EF000734 | Non | 9.0
CAPRI | CAP503200 | EC000441 | EF000878 | Non | 9.0
CAPRI | CAP503200 | EC000441 | EF000881 | Non | 9.0
CAPRI | CAP503200 | EC000441 | EF001062 | Non | 9.0
CAPRI | CAP503200 | EC000441 | EF001210 | Non | 9.0
CAPRI | CAP503200 | EC000441 | EF004191 | Non | 9.0
CAPRI | CAP503200 | EC000441 | EF004685 | Non | 9.0
CAPRI | CAP503200 | EC000441 | EF005004 | Non | 9.0
CAPRI | CAP503200 | EC000441 | EF005049 | Non | 9.0
CAPRI | CAP503200 | EC000441 | EF005337 | Non | 9.0
CAPRI | CAP503200 | EC000441 | EF012184 | Non | 9.0
CAPRI | CAP503200 | EC000441 | EF012547 | Non | 9.0
CAPRI | CAP503200 | EC000441 | EF024919 | Non | 9.0
CAPRI | CAP504102 | EC000441 | EF000025 | Non | 9.0
CAPRI | CAP504102 | EC000441 | EF000084 | Non | 9.0
CAPRI | CAP504102 | EC000441 | EF000734 | Non | 9.0
CAPRI | CAP504102 | EC000441 | EF000878 | Non | 9.0
CAPRI | CAP504102 | EC000441 | EF000881 | Non | 9.0
CAPRI | CAP504102 | EC000441 | EF001062 | Non | 9.0
CAPRI | CAP504102 | EC000441 | EF001210 | Non | 9.0
CAPRI | CAP504102 | EC000441 | EF004191 | Non | 9.0
CAPRI | CAP504102 | EC000441 | EF004685 | Non | 9.0
CAPRI | CAP504102 | EC000441 | EF005004 | Non | 9.0
CAPRI | CAP504102 | EC000441 | EF005049 | Non | 9.0
CAPRI | CAP504102 | EC000441 | EF005337 | Non | 9.0
CAPRI | CAP504102 | EC000441 | EF012184 | Non | 9.0
CAPRI | CAP504102 | EC000441 | EF012547 | Non | 9.0
CAPRI | CAP504102 | EC000441 | EF024919 | Non | 9.0
CAPRI | CAP504202 | EC000441 | EF000025 | Non | 9.0
CAPRI | CAP504202 | EC000441 | EF000084 | Non | 9.0
CAPRI | CAP504202 | EC000441 | EF000734 | Non | 9.0
CAPRI | CAP504202 | EC000441 | EF000878 | Non | 9.0
CAPRI | CAP504202 | EC000441 | EF000881 | Non | 9.0
CAPRI | CAP504202 | EC000441 | EF001062 | Non | 9.0
CAPRI | CAP504202 | EC000441 | EF001210 | Non | 9.0
CAPRI | CAP504202 | EC000441 | EF004191 | Non | 9.0
CAPRI | CAP504202 | EC000441 | EF004685 | Non | 9.0
CAPRI | CAP504202 | EC000441 | EF005004 | Non | 9.0
CAPRI | CAP504202 | EC000441 | EF005049 | Non | 9.0
CAPRI | CAP504202 | EC000441 | EF005337 | Non | 9.0
CAPRI | CAP504202 | EC000441 | EF012184 | Non | 9.0
CAPRI | CAP504202 | EC000441 | EF012547 | Non | 9.0
CAPRI | CAP504202 | EC000441 | EF024919 | Non | 9.0
CAPRI | CAP504302 | EC000441 | EF000025 | Non | 9.0
CAPRI | CAP504302 | EC000441 | EF000084 | Non | 9.0
CAPRI | CAP504302 | EC000441 | EF000734 | Non | 9.0
CAPRI | CAP504302 | EC000441 | EF000878 | Non | 9.0
CAPRI | CAP504302 | EC000441 | EF000881 | Non | 9.0
CAPRI | CAP504302 | EC000441 | EF001062 | Non | 9.0
CAPRI | CAP504302 | EC000441 | EF001210 | Non | 9.0
CAPRI | CAP504302 | EC000441 | EF004191 | Non | 9.0
CAPRI | CAP504302 | EC000441 | EF004685 | Non | 9.0
CAPRI | CAP504302 | EC000441 | EF005004 | Non | 9.0
CAPRI | CAP504302 | EC000441 | EF005049 | Non | 9.0
CAPRI | CAP504302 | EC000441 | EF005337 | Non | 9.0
CAPRI | CAP504302 | EC000441 | EF012184 | Non | 9.0
CAPRI | CAP504302 | EC000441 | EF012547 | Non | 9.0
CAPRI | CAP504302 | EC000441 | EF024919 | Non | 9.0
CAPRI | CAP504402 | EC000441 | EF000025 | Non | 9.0
CAPRI | CAP504402 | EC000441 | EF000084 | Non | 9.0
CAPRI | CAP504402 | EC000441 | EF000734 | Non | 9.0
CAPRI | CAP504402 | EC000441 | EF000878 | Non | 9.0
CAPRI | CAP504402 | EC000441 | EF000881 | Non | 9.0
CAPRI | CAP504402 | EC000441 | EF001062 | Non | 9.0
CAPRI | CAP504402 | EC000441 | EF001210 | Non | 9.0
CAPRI | CAP504402 | EC000441 | EF004191 | Non | 9.0
CAPRI | CAP504402 | EC000441 | EF004685 | Non | 9.0
CAPRI | CAP504402 | EC000441 | EF005004 | Non | 9.0
CAPRI | CAP504402 | EC000441 | EF005049 | Non | 9.0
CAPRI | CAP504402 | EC000441 | EF005337 | Non | 9.0
CAPRI | CAP504402 | EC000441 | EF012184 | Non | 9.0
CAPRI | CAP504402 | EC000441 | EF012547 | Non | 9.0
CAPRI | CAP504402 | EC000441 | EF024919 | Non | 9.0
CAPRI | CAP504502 | EC000441 | EF000025 | Non | 9.0
CAPRI | CAP504502 | EC000441 | EF000084 | Non | 9.0
CAPRI | CAP504502 | EC000441 | EF000734 | Non | 9.0
CAPRI | CAP504502 | EC000441 | EF000878 | Non | 9.0
CAPRI | CAP504502 | EC000441 | EF000881 | Non | 9.0
CAPRI | CAP504502 | EC000441 | EF001062 | Non | 9.0
CAPRI | CAP504502 | EC000441 | EF001210 | Non | 9.0
CAPRI | CAP504502 | EC000441 | EF004191 | Non | 9.0
CAPRI | CAP504502 | EC000441 | EF004685 | Non | 9.0
CAPRI | CAP504502 | EC000441 | EF005004 | Non | 9.0
CAPRI | CAP504502 | EC000441 | EF005049 | Non | 9.0
CAPRI | CAP504502 | EC000441 | EF005337 | Non | 9.0
CAPRI | CAP504502 | EC000441 | EF012184 | Non | 9.0
CAPRI | CAP504502 | EC000441 | EF012547 | Non | 9.0
CAPRI | CAP504502 | EC000441 | EF024919 | Non | 9.0
CAPRI | CAP506017 | EC003608 | EF000007 | EV000206 | 9.0
CAPRI | CAP506017 | EC003608 | EF002356 | 104 | 9.0
CAPRI | CAP506017 | EC003608 | EF002356 | 104 mm | 9.0
CAPRI | CAP506017 | EC003608 | EF002356 | 85 | 9.0
CAPRI | CAP506017 | EC003608 | EF002356 | 85 mm | 9.0
CAPRI | CAP506017 | EC003608 | EF005268 | 144 | 9.0
CAPRI | CAP506017 | EC003608 | EF005268 | 144 mm | 9.0
CAPRI | CAP506030 | EC003608 | EF000007 | EV000206 | 9.0
CAPRI | CAP506030 | EC003608 | EF002356 | 2,8 | 9.0
CAPRI | CAP506030 | EC003608 | EF002356 | 2,8 mm | 9.0
CAPRI | CAP506030 | EC003608 | EF002356 | 5,5 | 9.0
CAPRI | CAP506030 | EC003608 | EF002356 | 5,5 mm | 9.0
CAPRI | CAP506030 | EC003608 | EF005268 | 16 | 9.0
CAPRI | CAP506030 | EC003608 | EF005268 | 16 mm | 9.0
CAPRI | CAP506040 | EC003608 | EF000007 | EV000206 | 9.0
CAPRI | CAP506040 | EC003608 | EF002356 | 4,5 mm | 9.0
CAPRI | CAP506040 | EC003608 | EF002356 | 8,5 mm | 9.0
CAPRI | CAP506040 | EC003608 | EF005268 | 18 mm | 9.0
CAPRI | CAP506050 | EC003608 | EF000007 | EV000206 | 9.0
CAPRI | CAP506050 | EC003608 | EF002356 | 12 | 9.0
CAPRI | CAP506050 | EC003608 | EF002356 | 12 mm | 9.0
CAPRI | CAP506050 | EC003608 | EF002356 | 7 | 9.0
CAPRI | CAP506050 | EC003608 | EF002356 | 7 mm | 9.0
CAPRI | CAP506050 | EC003608 | EF005268 | 20 | 9.0
CAPRI | CAP506050 | EC003608 | EF005268 | 20 mm | 9.0
CAPRI | CAP506060 | EC003608 | EF000007 | EV000206 | 9.0
CAPRI | CAP506060 | EC003608 | EF002356 | 10 | 9.0
CAPRI | CAP506060 | EC003608 | EF002356 | 10 mm | 9.0
CAPRI | CAP506060 | EC003608 | EF002356 | 16 | 9.0
CAPRI | CAP506060 | EC003608 | EF002356 | 16 mm | 9.0
CAPRI | CAP506060 | EC003608 | EF005268 | 25 | 9.0
CAPRI | CAP506060 | EC003608 | EF005268 | 25 mm | 9.0
CAPRI | CAP506070 | EC003608 | EF000007 | EV000206 | 9.0
CAPRI | CAP506070 | EC003608 | EF002356 | 13,5 | 9.0
CAPRI | CAP506070 | EC003608 | EF002356 | 13,5 mm | 9.0
CAPRI | CAP506070 | EC003608 | EF002356 | 20,5 mm | 9.0
CAPRI | CAP506070 | EC003608 | EF002356 | 21 | 9.0
CAPRI | CAP506070 | EC003608 | EF005268 | 31 | 9.0
CAPRI | CAP506070 | EC003608 | EF005268 | 31 mm | 9.0
CAPRI | CAP506080 | EC003608 | EF000007 | EV000206 | 9.0
CAPRI | CAP506080 | EC003608 | EF002356 | 18 | 9.0
CAPRI | CAP506080 | EC003608 | EF002356 | 18 mm | 9.0
CAPRI | CAP506080 | EC003608 | EF002356 | 27,5 | 9.0
CAPRI | CAP506080 | EC003608 | EF002356 | 27,5 mm | 9.0
CAPRI | CAP506080 | EC003608 | EF005268 | 43 | 9.0
CAPRI | CAP506080 | EC003608 | EF005268 | 43 mm | 9.0
CAPRI | CAP506090 | EC003608 | EF000007 | EV000206 | 9.0
CAPRI | CAP506090 | EC003608 | EF002356 | 23 | 9.0
CAPRI | CAP506090 | EC003608 | EF002356 | 23 mm | 9.0
CAPRI | CAP506090 | EC003608 | EF002356 | 34 | 9.0
CAPRI | CAP506090 | EC003608 | EF002356 | 34 mm | 9.0
CAPRI | CAP506090 | EC003608 | EF005268 | 52 | 9.0
CAPRI | CAP506090 | EC003608 | EF005268 | 52 mm | 9.0
CAPRI | CAP506100 | EC003608 | EF000007 | EV000206 | 9.0
CAPRI | CAP506100 | EC003608 | EF002356 | 29 | 9.0
CAPRI | CAP506100 | EC003608 | EF002356 | 29 mm | 9.0
CAPRI | CAP506100 | EC003608 | EF002356 | 41 | 9.0
CAPRI | CAP506100 | EC003608 | EF002356 | 41 mm | 9.0
CAPRI | CAP506100 | EC003608 | EF005268 | 59 | 9.0
CAPRI | CAP506100 | EC003608 | EF005268 | 59 mm | 9.0
CAPRI | CAP506110 | EC003608 | EF000007 | EV000206 | 9.0
CAPRI | CAP506110 | EC003608 | EF002356 | 35 | 9.0
CAPRI | CAP506110 | EC003608 | EF002356 | 35 mm | 9.0
CAPRI | CAP506110 | EC003608 | EF002356 | 48 | 9.0
CAPRI | CAP506110 | EC003608 | EF002356 | 48 mm | 9.0
CAPRI | CAP506110 | EC003608 | EF005268 | 67 | 9.0
CAPRI | CAP506110 | EC003608 | EF005268 | 67 mm | 9.0
CAPRI | CAP506120 | EC003608 | EF000007 | EV000206 | 9.0
CAPRI | CAP506120 | EC003608 | EF002356 | 42 | 9.0
CAPRI | CAP506120 | EC003608 | EF002356 | 42 mm | 9.0
CAPRI | CAP506120 | EC003608 | EF002356 | 56 | 9.0
CAPRI | CAP506120 | EC003608 | EF002356 | 56 mm | 9.0
CAPRI | CAP506120 | EC003608 | EF005268 | 75 | 9.0
CAPRI | CAP506120 | EC003608 | EF005268 | 75 mm | 9.0
CAPRI | CAP506130 | EC003608 | EF000007 | EV000206 | 9.0
CAPRI | CAP506130 | EC003608 | EF002356 | 50 | 9.0
CAPRI | CAP506130 | EC003608 | EF002356 | 50 mm | 9.0
CAPRI | CAP506130 | EC003608 | EF002356 | 65 | 9.0
CAPRI | CAP506130 | EC003608 | EF002356 | 65 mm | 9.0
CAPRI | CAP506130 | EC003608 | EF005268 | 90 | 9.0
CAPRI | CAP506130 | EC003608 | EF005268 | 90 mm | 9.0
CAPRI | CAP506140 | EC003608 | EF000007 | EV000206 | 9.0
CAPRI | CAP506140 | EC003608 | EF002356 | 58 | 9.0
CAPRI | CAP506140 | EC003608 | EF002356 | 58 mm | 9.0
CAPRI | CAP506140 | EC003608 | EF002356 | 74 | 9.0
CAPRI | CAP506140 | EC003608 | EF002356 | 74 mm | 9.0
CAPRI | CAP506140 | EC003608 | EF005268 | 100 | 9.0
CAPRI | CAP506140 | EC003608 | EF005268 | 100 mm | 9.0
CAPRI | CAP506150 | EC003608 | EF000007 | EV000206 | 9.0
CAPRI | CAP506150 | EC003608 | EF002356 | 66 | 9.0
CAPRI | CAP506150 | EC003608 | EF002356 | 66 mm | 9.0
CAPRI | CAP506150 | EC003608 | EF002356 | 83 | 9.0
CAPRI | CAP506150 | EC003608 | EF002356 | 83 mm | 9.0
CAPRI | CAP506150 | EC003608 | EF005268 | 116 | 9.0
CAPRI | CAP506150 | EC003608 | EF005268 | 116 mm | 9.0
CAPRI | CAP506160 | EC003608 | EF000007 | EV000206 | 9.0
CAPRI | CAP506160 | EC003608 | EF002356 | 75 | 9.0
CAPRI | CAP506160 | EC003608 | EF002356 | 75 mm | 9.0
CAPRI | CAP506160 | EC003608 | EF002356 | 93 | 9.0
CAPRI | CAP506160 | EC003608 | EF002356 | 93 mm | 9.0
CAPRI | CAP506160 | EC003608 | EF005268 | 127 | 9.0
CAPRI | CAP506160 | EC003608 | EF005268 | 127 mm | 9.0
CAPRI | CAP509100 | EC000441 | EF000025 | Non | 9.0
CAPRI | CAP509100 | EC000441 | EF000084 | Non | 9.0
CAPRI | CAP509100 | EC000441 | EF000734 | Non | 9.0
CAPRI | CAP509100 | EC000441 | EF000878 | Non | 9.0
CAPRI | CAP509100 | EC000441 | EF000881 | Non | 9.0
CAPRI | CAP509100 | EC000441 | EF001062 | Non | 9.0
CAPRI | CAP509100 | EC000441 | EF001210 | Non | 9.0
CAPRI | CAP509100 | EC000441 | EF001758 | EV003712 | 9.0
CAPRI | CAP509100 | EC000441 | EF004191 | Non | 9.0
CAPRI | CAP509100 | EC000441 | EF004685 | Non | 9.0
CAPRI | CAP509100 | EC000441 | EF005004 | Non | 9.0
CAPRI | CAP509100 | EC000441 | EF005049 | Non | 9.0
CAPRI | CAP509100 | EC000441 | EF005337 | Non | 9.0
CAPRI | CAP509100 | EC000441 | EF012184 | Non | 9.0
CAPRI | CAP509100 | EC000441 | EF012547 | Non | 9.0
CAPRI | CAP509100 | EC000441 | EF024919 | Non | 9.0
CAPRI | CAP509101 | EC000441 | EF000025 | Non | 9.0
CAPRI | CAP509101 | EC000441 | EF000084 | Non | 9.0
CAPRI | CAP509101 | EC000441 | EF000734 | Non | 9.0
CAPRI | CAP509101 | EC000441 | EF000878 | Non | 9.0
CAPRI | CAP509101 | EC000441 | EF000881 | Non | 9.0
CAPRI | CAP509101 | EC000441 | EF001062 | Non | 9.0
CAPRI | CAP509101 | EC000441 | EF001210 | Non | 9.0
CAPRI | CAP509101 | EC000441 | EF004191 | Non | 9.0
CAPRI | CAP509101 | EC000441 | EF004685 | Non | 9.0
CAPRI | CAP509101 | EC000441 | EF005004 | Non | 9.0
CAPRI | CAP509101 | EC000441 | EF005049 | Non | 9.0
CAPRI | CAP509101 | EC000441 | EF005337 | Non | 9.0
CAPRI | CAP509101 | EC000441 | EF012184 | Non | 9.0
CAPRI | CAP509101 | EC000441 | EF012547 | Non | 9.0
CAPRI | CAP509101 | EC000441 | EF024919 | Non | 9.0
CAPRI | CAP509200 | EC000441 | EF000010 | EV000164 | 9.0
CAPRI | CAP509200 | EC000441 | EF000025 | Oui | 9.0
CAPRI | CAP509200 | EC000441 | EF000084 | Non | 9.0
CAPRI | CAP509200 | EC000441 | EF000139 | EV006034 | 9.0
CAPRI | CAP509200 | EC000441 | EF000177 | 27 | 9.0
CAPRI | CAP509200 | EC000441 | EF000368 | 12 | 9.0
CAPRI | CAP509200 | EC000441 | EF000734 | Non | 9.0
CAPRI | CAP509200 | EC000441 | EF000878 | Oui | 9.0
CAPRI | CAP509200 | EC000441 | EF000881 | Non | 9.0
CAPRI | CAP509200 | EC000441 | EF001062 | Non | 9.0
CAPRI | CAP509200 | EC000441 | EF001210 | Non | 9.0
CAPRI | CAP509200 | EC000441 | EF001217 | EV009696 | 9.0
CAPRI | CAP509200 | EC000441 | EF001257 | EV000149 | 9.0
CAPRI | CAP509200 | EC000441 | EF001758 | EV003712 | 9.0
CAPRI | CAP509200 | EC000441 | EF003712 | 1.5 | 9.0
CAPRI | CAP509200 | EC000441 | EF004191 | Non | 9.0
CAPRI | CAP509200 | EC000441 | EF004685 | Non | 9.0
CAPRI | CAP509200 | EC000441 | EF005004 | Non | 9.0
CAPRI | CAP509200 | EC000441 | EF005049 | Oui | 9.0
CAPRI | CAP509200 | EC000441 | EF005268 | 29.7 | 9.0
CAPRI | CAP509200 | EC000441 | EF005337 | Oui | 9.0
CAPRI | CAP509200 | EC000441 | EF005466 | 10 - 16,5 | 9.0
CAPRI | CAP509200 | EC000441 | EF005474 | EV006422 | 9.0
CAPRI | CAP509200 | EC000441 | EF007839 | 20 | 9.0
CAPRI | CAP509200 | EC000441 | EF012184 | Oui | 9.0
CAPRI | CAP509200 | EC000441 | EF012547 | Non | 9.0
CAPRI | CAP509200 | EC000441 | EF024919 | Non | 9.0
CAPRI | CAP509284 | EC000446 | EF000001 | 24 | 9.0
CAPRI | CAP509284 | EC000446 | EF000002 | 450 | 9.0
CAPRI | CAP509284 | EC000446 | EF000007 | EV000233 | 9.0
CAPRI | CAP509284 | EC000446 | EF000584 | 2 | 9.0
CAPRI | CAP509284 | EC000446 | EF002916 | oui | 9.0
CAPRI | CAP509284 | EC000446 | EF005124 | 0,5 | 9.0
CAPRI | CAP509284 | EC000446 | EF005821 | non | 9.0
CAPRI | CAP509284 | EC000446 | EF005852 | non | 9.0
CAPRI | CAP509284 | EC000446 | EF006243 | oui | 9.0
CAPRI | CAP509284 | EC000446 | EF006585 | non | 9.0
CAPRI | CAP509284 | EC000446 | EF002356 | 0,5 - 2,5 | 9.0
CAPRI | CAP509285 | EC000446 | EF000001 | 24 | 9.0
CAPRI | CAP509285 | EC000446 | EF000002 | 450 | 9.0
CAPRI | CAP509285 | EC000446 | EF000007 | EV000236 | 9.0
CAPRI | CAP509285 | EC000446 | EF000584 | 3 | 9.0
CAPRI | CAP509285 | EC000446 | EF002916 | oui | 9.0
CAPRI | CAP509285 | EC000446 | EF005124 | 0,5 | 9.0
CAPRI | CAP509285 | EC000446 | EF005821 | non | 9.0
CAPRI | CAP509285 | EC000446 | EF005852 | non | 9.0
CAPRI | CAP509285 | EC000446 | EF006243 | oui | 9.0
CAPRI | CAP509285 | EC000446 | EF006585 | non | 9.0
CAPRI | CAP509285 | EC000446 | EF002356 | 0,5 - 2,5 | 9.0
CAPRI | CAP509286 | EC000446 | EF000001 | 24 | 9.0
CAPRI | CAP509286 | EC000446 | EF000002 | 450 | 9.0
CAPRI | CAP509286 | EC000446 | EF000007 | EV000234 | 9.0
CAPRI | CAP509286 | EC000446 | EF000584 | 4 | 9.0
CAPRI | CAP509286 | EC000446 | EF002916 | oui | 9.0
CAPRI | CAP509286 | EC000446 | EF005124 | 0,5 | 9.0
CAPRI | CAP509286 | EC000446 | EF005821 | non | 9.0
CAPRI | CAP509286 | EC000446 | EF005852 | non | 9.0
CAPRI | CAP509286 | EC000446 | EF006243 | oui | 9.0
CAPRI | CAP509286 | EC000446 | EF006585 | non | 9.0
CAPRI | CAP509286 | EC000446 | EF002356 | 0,5 - 2,5 | 9.0
CAPRI | CAP509287 | EC000446 | EF000001 | 24 | 9.0
CAPRI | CAP509287 | EC000446 | EF000002 | 450 | 9.0
CAPRI | CAP509287 | EC000446 | EF000007 | EV000270 | 9.0
CAPRI | CAP509287 | EC000446 | EF000584 | 5 | 9.0
CAPRI | CAP509287 | EC000446 | EF002916 | oui | 9.0
CAPRI | CAP509287 | EC000446 | EF005124 | 0,5 | 9.0
CAPRI | CAP509287 | EC000446 | EF005821 | non | 9.0
CAPRI | CAP509287 | EC000446 | EF005852 | non | 9.0
CAPRI | CAP509287 | EC000446 | EF006243 | oui | 9.0
CAPRI | CAP509287 | EC000446 | EF006585 | non | 9.0
CAPRI | CAP509287 | EC000446 | EF002356 | 0,5 - 2,5 | 9.0
CAPRI | CAP509289 | EC000446 | EF000001 | 24 | 9.0
CAPRI | CAP509289 | EC000446 | EF000002 | 450 | 9.0
CAPRI | CAP509289 | EC000446 | EF000007 | EV000206 | 9.0
CAPRI | CAP509289 | EC000446 | EF000584 | 8 | 9.0
CAPRI | CAP509289 | EC000446 | EF002916 | oui | 9.0
CAPRI | CAP509289 | EC000446 | EF005124 | 0,5 | 9.0
CAPRI | CAP509289 | EC000446 | EF005821 | non | 9.0
CAPRI | CAP509289 | EC000446 | EF005852 | non | 9.0
CAPRI | CAP509289 | EC000446 | EF006243 | oui | 9.0
CAPRI | CAP509289 | EC000446 | EF006585 | non | 9.0
CAPRI | CAP509289 | EC000446 | EF002356 | 0,5 - 2,5 | 9.0
CAPRI | CAP509300 | EC000441 | EF000025 | Non | 9.0
CAPRI | CAP509300 | EC000441 | EF000084 | Non | 9.0
CAPRI | CAP509300 | EC000441 | EF000734 | Non | 9.0
CAPRI | CAP509300 | EC000441 | EF000878 | Non | 9.0
CAPRI | CAP509300 | EC000441 | EF000881 | Non | 9.0
CAPRI | CAP509300 | EC000441 | EF001062 | Non | 9.0
CAPRI | CAP509300 | EC000441 | EF001210 | Non | 9.0
CAPRI | CAP509300 | EC000441 | EF004191 | Non | 9.0
CAPRI | CAP509300 | EC000441 | EF004685 | Non | 9.0
CAPRI | CAP509300 | EC000441 | EF005004 | Non | 9.0
CAPRI | CAP509300 | EC000441 | EF005049 | Non | 9.0
CAPRI | CAP509300 | EC000441 | EF005337 | Non | 9.0
CAPRI | CAP509300 | EC000441 | EF012184 | Non | 9.0
CAPRI | CAP509300 | EC000441 | EF012547 | Non | 9.0
CAPRI | CAP509300 | EC000441 | EF024919 | Non | 9.0
CAPRI | CAP509400 | EC000441 | EF000025 | Non | 9.0
CAPRI | CAP509400 | EC000441 | EF000084 | Non | 9.0
CAPRI | CAP509400 | EC000441 | EF000734 | Non | 9.0
CAPRI | CAP509400 | EC000441 | EF000878 | Non | 9.0
CAPRI | CAP509400 | EC000441 | EF000881 | Non | 9.0
CAPRI | CAP509400 | EC000441 | EF001062 | Non | 9.0
CAPRI | CAP509400 | EC000441 | EF001210 | Non | 9.0
CAPRI | CAP509400 | EC000441 | EF004191 | Non | 9.0
CAPRI | CAP509400 | EC000441 | EF004685 | Non | 9.0
CAPRI | CAP509400 | EC000441 | EF005004 | Non | 9.0
CAPRI | CAP509400 | EC000441 | EF005049 | Non | 9.0
CAPRI | CAP509400 | EC000441 | EF005337 | Non | 9.0
CAPRI | CAP509400 | EC000441 | EF012184 | Non | 9.0
CAPRI | CAP509400 | EC000441 | EF012547 | Non | 9.0
CAPRI | CAP509400 | EC000441 | EF024919 | Non | 9.0
CAPRI | CAP509500 | EC000441 | EF000025 | Non | 9.0
CAPRI | CAP509500 | EC000441 | EF000084 | Non | 9.0
CAPRI | CAP509500 | EC000441 | EF000734 | Non | 9.0
CAPRI | CAP509500 | EC000441 | EF000878 | Non | 9.0
CAPRI | CAP509500 | EC000441 | EF000881 | Non | 9.0
CAPRI | CAP509500 | EC000441 | EF001062 | Non | 9.0
CAPRI | CAP509500 | EC000441 | EF001210 | Non | 9.0
CAPRI | CAP509500 | EC000441 | EF004191 | Non | 9.0
CAPRI | CAP509500 | EC000441 | EF004685 | Non | 9.0
CAPRI | CAP509500 | EC000441 | EF005004 | Non | 9.0
CAPRI | CAP509500 | EC000441 | EF005049 | Non | 9.0
CAPRI | CAP509500 | EC000441 | EF005337 | Non | 9.0
CAPRI | CAP509500 | EC000441 | EF012184 | Non | 9.0
CAPRI | CAP509500 | EC000441 | EF012547 | Non | 9.0
CAPRI | CAP509500 | EC000441 | EF024919 | Non | 9.0
CAPRI | CAP509600 | EC000441 | EF000025 | Non | 9.0
CAPRI | CAP509600 | EC000441 | EF000084 | Non | 9.0
CAPRI | CAP509600 | EC000441 | EF000734 | Non | 9.0
CAPRI | CAP509600 | EC000441 | EF000878 | Non | 9.0
CAPRI | CAP509600 | EC000441 | EF000881 | Non | 9.0
CAPRI | CAP509600 | EC000441 | EF001062 | Non | 9.0
CAPRI | CAP509600 | EC000441 | EF001210 | Non | 9.0
CAPRI | CAP509600 | EC000441 | EF004191 | Non | 9.0
CAPRI | CAP509600 | EC000441 | EF004685 | Non | 9.0
CAPRI | CAP509600 | EC000441 | EF005004 | Non | 9.0
CAPRI | CAP509600 | EC000441 | EF005049 | Non | 9.0
CAPRI | CAP509600 | EC000441 | EF005337 | Non | 9.0
CAPRI | CAP509600 | EC000441 | EF012184 | Non | 9.0
CAPRI | CAP509600 | EC000441 | EF012547 | Non | 9.0
CAPRI | CAP509600 | EC000441 | EF024919 | Non | 9.0
CAPRI | CAP509700 | EC000441 | EF000025 | Non | 9.0
CAPRI | CAP509700 | EC000441 | EF000084 | Non | 9.0
CAPRI | CAP509700 | EC000441 | EF000734 | Non | 9.0
CAPRI | CAP509700 | EC000441 | EF000878 | Non | 9.0
CAPRI | CAP509700 | EC000441 | EF000881 | Non | 9.0
CAPRI | CAP509700 | EC000441 | EF001062 | Non | 9.0
CAPRI | CAP509700 | EC000441 | EF001210 | Non | 9.0
CAPRI | CAP509700 | EC000441 | EF004191 | Non | 9.0
CAPRI | CAP509700 | EC000441 | EF004685 | Non | 9.0
CAPRI | CAP509700 | EC000441 | EF005004 | Non | 9.0
CAPRI | CAP509700 | EC000441 | EF005049 | Non | 9.0
CAPRI | CAP509700 | EC000441 | EF005337 | Non | 9.0
CAPRI | CAP509700 | EC000441 | EF012184 | Non | 9.0
CAPRI | CAP509700 | EC000441 | EF012547 | Non | 9.0
CAPRI | CAP509700 | EC000441 | EF024919 | Non | 9.0
CAPRI | CAP509900 | EC000441 | EF000025 | Non | 9.0
CAPRI | CAP509900 | EC000441 | EF000084 | Non | 9.0
CAPRI | CAP509900 | EC000441 | EF000734 | Non | 9.0
CAPRI | CAP509900 | EC000441 | EF000878 | Non | 9.0
CAPRI | CAP509900 | EC000441 | EF000881 | Non | 9.0
CAPRI | CAP509900 | EC000441 | EF001062 | Non | 9.0
CAPRI | CAP509900 | EC000441 | EF001210 | Non | 9.0
CAPRI | CAP509900 | EC000441 | EF004191 | Non | 9.0
CAPRI | CAP509900 | EC000441 | EF004685 | Non | 9.0
CAPRI | CAP509900 | EC000441 | EF005004 | Non | 9.0
CAPRI | CAP509900 | EC000441 | EF005049 | Non | 9.0
CAPRI | CAP509900 | EC000441 | EF005337 | Non | 9.0
CAPRI | CAP509900 | EC000441 | EF012184 | Non | 9.0
CAPRI | CAP509900 | EC000441 | EF012547 | Non | 9.0
CAPRI | CAP509900 | EC000441 | EF024919 | Non | 9.0
CAPRI | CAP509901 | EC000441 | EF000025 | Non | 9.0
CAPRI | CAP509901 | EC000441 | EF000084 | Non | 9.0
CAPRI | CAP509901 | EC000441 | EF000734 | Non | 9.0
CAPRI | CAP509901 | EC000441 | EF000878 | Non | 9.0
CAPRI | CAP509901 | EC000441 | EF000881 | Non | 9.0
CAPRI | CAP509901 | EC000441 | EF001062 | Non | 9.0
CAPRI | CAP509901 | EC000441 | EF001210 | Non | 9.0
CAPRI | CAP509901 | EC000441 | EF004191 | Non | 9.0
CAPRI | CAP509901 | EC000441 | EF004685 | Non | 9.0
CAPRI | CAP509901 | EC000441 | EF005004 | Non | 9.0
CAPRI | CAP509901 | EC000441 | EF005049 | Non | 9.0
CAPRI | CAP509901 | EC000441 | EF005337 | Non | 9.0
CAPRI | CAP509901 | EC000441 | EF012184 | Non | 9.0
CAPRI | CAP509901 | EC000441 | EF012547 | Non | 9.0
CAPRI | CAP509901 | EC000441 | EF024919 | Non | 9.0
CAPRI | CAP510100 | EC000441 | EF000025 | Non | 9.0
CAPRI | CAP510100 | EC000441 | EF000084 | Non | 9.0
CAPRI | CAP510100 | EC000441 | EF000734 | Non | 9.0
CAPRI | CAP510100 | EC000441 | EF000878 | Non | 9.0
CAPRI | CAP510100 | EC000441 | EF000881 | Non | 9.0
CAPRI | CAP510100 | EC000441 | EF001062 | Non | 9.0
CAPRI | CAP510100 | EC000441 | EF001210 | Non | 9.0
CAPRI | CAP510100 | EC000441 | EF004191 | Non | 9.0
CAPRI | CAP510100 | EC000441 | EF004685 | Non | 9.0
CAPRI | CAP510100 | EC000441 | EF005004 | Non | 9.0
CAPRI | CAP510100 | EC000441 | EF005049 | Non | 9.0
CAPRI | CAP510100 | EC000441 | EF005337 | Non | 9.0
CAPRI | CAP510100 | EC000441 | EF012184 | Non | 9.0
CAPRI | CAP510100 | EC000441 | EF012547 | Non | 9.0
CAPRI | CAP510100 | EC000441 | EF024919 | Non | 9.0
CAPRI | CAP510200 | EC000441 | EF000025 | Non | 9.0
CAPRI | CAP510200 | EC000441 | EF000084 | Non | 9.0
CAPRI | CAP510200 | EC000441 | EF000734 | Non | 9.0
CAPRI | CAP510200 | EC000441 | EF000878 | Non | 9.0
CAPRI | CAP510200 | EC000441 | EF000881 | Non | 9.0
CAPRI | CAP510200 | EC000441 | EF001062 | Non | 9.0
CAPRI | CAP510200 | EC000441 | EF001210 | Non | 9.0
CAPRI | CAP510200 | EC000441 | EF004191 | Non | 9.0
CAPRI | CAP510200 | EC000441 | EF004685 | Non | 9.0
CAPRI | CAP510200 | EC000441 | EF005004 | Non | 9.0
CAPRI | CAP510200 | EC000441 | EF005049 | Non | 9.0
CAPRI | CAP510200 | EC000441 | EF005337 | Non | 9.0
CAPRI | CAP510200 | EC000441 | EF012184 | Non | 9.0
CAPRI | CAP510200 | EC000441 | EF012547 | Non | 9.0
CAPRI | CAP510200 | EC000441 | EF024919 | Non | 9.0
CAPRI | CAP510300 | EC000441 | EF000025 | Non | 9.0
CAPRI | CAP510300 | EC000441 | EF000084 | Non | 9.0
CAPRI | CAP510300 | EC000441 | EF000734 | Non | 9.0
CAPRI | CAP510300 | EC000441 | EF000878 | Non | 9.0
CAPRI | CAP510300 | EC000441 | EF000881 | Non | 9.0
CAPRI | CAP510300 | EC000441 | EF001062 | Non | 9.0
CAPRI | CAP510300 | EC000441 | EF001210 | Non | 9.0
CAPRI | CAP510300 | EC000441 | EF004191 | Non | 9.0
CAPRI | CAP510300 | EC000441 | EF004685 | Non | 9.0
CAPRI | CAP510300 | EC000441 | EF005004 | Non | 9.0
CAPRI | CAP510300 | EC000441 | EF005049 | Non | 9.0
CAPRI | CAP510300 | EC000441 | EF005337 | Non | 9.0
CAPRI | CAP510300 | EC000441 | EF012184 | Non | 9.0
CAPRI | CAP510300 | EC000441 | EF012547 | Non | 9.0
CAPRI | CAP510300 | EC000441 | EF024919 | Non | 9.0
CAPRI | CAP510400 | EC000441 | EF000025 | Non | 9.0
CAPRI | CAP510400 | EC000441 | EF000084 | Non | 9.0
CAPRI | CAP510400 | EC000441 | EF000734 | Non | 9.0
CAPRI | CAP510400 | EC000441 | EF000878 | Non | 9.0
CAPRI | CAP510400 | EC000441 | EF000881 | Non | 9.0
CAPRI | CAP510400 | EC000441 | EF001062 | Non | 9.0
CAPRI | CAP510400 | EC000441 | EF001210 | Non | 9.0
CAPRI | CAP510400 | EC000441 | EF004191 | Non | 9.0
CAPRI | CAP510400 | EC000441 | EF004685 | Non | 9.0
CAPRI | CAP510400 | EC000441 | EF005004 | Non | 9.0
CAPRI | CAP510400 | EC000441 | EF005049 | Non | 9.0
CAPRI | CAP510400 | EC000441 | EF005337 | Non | 9.0
CAPRI | CAP510400 | EC000441 | EF012184 | Non | 9.0
CAPRI | CAP510400 | EC000441 | EF012547 | Non | 9.0
CAPRI | CAP510400 | EC000441 | EF024919 | Non | 9.0
CAPRI | CAP510500 | EC000441 | EF000025 | Non | 9.0
CAPRI | CAP510500 | EC000441 | EF000084 | Non | 9.0
CAPRI | CAP510500 | EC000441 | EF000734 | Non | 9.0
CAPRI | CAP510500 | EC000441 | EF000878 | Non | 9.0
CAPRI | CAP510500 | EC000441 | EF000881 | Non | 9.0
CAPRI | CAP510500 | EC000441 | EF001062 | Non | 9.0
CAPRI | CAP510500 | EC000441 | EF001210 | Non | 9.0
CAPRI | CAP510500 | EC000441 | EF004191 | Non | 9.0
CAPRI | CAP510500 | EC000441 | EF004685 | Non | 9.0
CAPRI | CAP510500 | EC000441 | EF005004 | Non | 9.0
CAPRI | CAP510500 | EC000441 | EF005049 | Non | 9.0
CAPRI | CAP510500 | EC000441 | EF005337 | Non | 9.0
CAPRI | CAP510500 | EC000441 | EF012184 | Non | 9.0
CAPRI | CAP510500 | EC000441 | EF012547 | Non | 9.0
CAPRI | CAP510500 | EC000441 | EF024919 | Non | 9.0
CAPRI | CAP510600 | EC000441 | EF000025 | Non | 9.0
CAPRI | CAP510600 | EC000441 | EF000084 | Non | 9.0
CAPRI | CAP510600 | EC000441 | EF000734 | Non | 9.0
CAPRI | CAP510600 | EC000441 | EF000878 | Non | 9.0
CAPRI | CAP510600 | EC000441 | EF000881 | Non | 9.0
CAPRI | CAP510600 | EC000441 | EF001062 | Non | 9.0
CAPRI | CAP510600 | EC000441 | EF001210 | Non | 9.0
CAPRI | CAP510600 | EC000441 | EF004191 | Non | 9.0
CAPRI | CAP510600 | EC000441 | EF004685 | Non | 9.0
CAPRI | CAP510600 | EC000441 | EF005004 | Non | 9.0
CAPRI | CAP510600 | EC000441 | EF005049 | Non | 9.0
CAPRI | CAP510600 | EC000441 | EF005337 | Non | 9.0
CAPRI | CAP510600 | EC000441 | EF012184 | Non | 9.0
CAPRI | CAP510600 | EC000441 | EF012547 | Non | 9.0
CAPRI | CAP510600 | EC000441 | EF024919 | Non | 9.0
CAPRI | CAP510700 | EC000441 | EF000025 | Non | 9.0
CAPRI | CAP510700 | EC000441 | EF000084 | Non | 9.0
CAPRI | CAP510700 | EC000441 | EF000734 | Non | 9.0
CAPRI | CAP510700 | EC000441 | EF000878 | Non | 9.0
CAPRI | CAP510700 | EC000441 | EF000881 | Non | 9.0
CAPRI | CAP510700 | EC000441 | EF001062 | Non | 9.0
CAPRI | CAP510700 | EC000441 | EF001210 | Non | 9.0
CAPRI | CAP510700 | EC000441 | EF004191 | Non | 9.0
CAPRI | CAP510700 | EC000441 | EF004685 | Non | 9.0
CAPRI | CAP510700 | EC000441 | EF005004 | Non | 9.0
CAPRI | CAP510700 | EC000441 | EF005049 | Non | 9.0
CAPRI | CAP510700 | EC000441 | EF005337 | Non | 9.0
CAPRI | CAP510700 | EC000441 | EF012184 | Non | 9.0
CAPRI | CAP510700 | EC000441 | EF012547 | Non | 9.0
CAPRI | CAP510700 | EC000441 | EF024919 | Non | 9.0
CAPRI | CAP512100 | EC000441 | EF000025 | Non | 9.0
CAPRI | CAP512100 | EC000441 | EF000084 | Non | 9.0
CAPRI | CAP512100 | EC000441 | EF000734 | Non | 9.0
CAPRI | CAP512100 | EC000441 | EF000878 | Non | 9.0
CAPRI | CAP512100 | EC000441 | EF000881 | Non | 9.0
CAPRI | CAP512100 | EC000441 | EF001062 | Non | 9.0
CAPRI | CAP512100 | EC000441 | EF001210 | Non | 9.0
CAPRI | CAP512100 | EC000441 | EF004191 | Non | 9.0
CAPRI | CAP512100 | EC000441 | EF004685 | Non | 9.0
CAPRI | CAP512100 | EC000441 | EF005004 | Non | 9.0
CAPRI | CAP512100 | EC000441 | EF005049 | Non | 9.0
CAPRI | CAP512100 | EC000441 | EF005337 | Non | 9.0
CAPRI | CAP512100 | EC000441 | EF012184 | Non | 9.0
CAPRI | CAP512100 | EC000441 | EF012547 | Non | 9.0
CAPRI | CAP512100 | EC000441 | EF024919 | Non | 9.0
CAPRI | CAP512500 | EC000441 | EF000025 | Non | 9.0
CAPRI | CAP512500 | EC000441 | EF000084 | Non | 9.0
CAPRI | CAP512500 | EC000441 | EF000734 | Non | 9.0
CAPRI | CAP512500 | EC000441 | EF000878 | Non | 9.0
CAPRI | CAP512500 | EC000441 | EF000881 | Non | 9.0
CAPRI | CAP512500 | EC000441 | EF001062 | Non | 9.0
CAPRI | CAP512500 | EC000441 | EF001210 | Non | 9.0
CAPRI | CAP512500 | EC000441 | EF004191 | Non | 9.0
CAPRI | CAP512500 | EC000441 | EF004685 | Non | 9.0
CAPRI | CAP512500 | EC000441 | EF005004 | Non | 9.0
CAPRI | CAP512500 | EC000441 | EF005049 | Non | 9.0
CAPRI | CAP512500 | EC000441 | EF005337 | Non | 9.0
CAPRI | CAP512500 | EC000441 | EF012184 | Non | 9.0
CAPRI | CAP512500 | EC000441 | EF012547 | Non | 9.0
CAPRI | CAP512500 | EC000441 | EF024919 | Non | 9.0
CAPRI | CAP512600 | EC000441 | EF000025 | Non | 9.0
CAPRI | CAP512600 | EC000441 | EF000084 | Non | 9.0
CAPRI | CAP512600 | EC000441 | EF000734 | Non | 9.0
CAPRI | CAP512600 | EC000441 | EF000878 | Non | 9.0
CAPRI | CAP512600 | EC000441 | EF000881 | Non | 9.0
CAPRI | CAP512600 | EC000441 | EF001062 | Non | 9.0
CAPRI | CAP512600 | EC000441 | EF001210 | Non | 9.0
CAPRI | CAP512600 | EC000441 | EF004191 | Non | 9.0
CAPRI | CAP512600 | EC000441 | EF004685 | Non | 9.0
CAPRI | CAP512600 | EC000441 | EF005004 | Non | 9.0
CAPRI | CAP512600 | EC000441 | EF005049 | Non | 9.0
CAPRI | CAP512600 | EC000441 | EF005337 | Non | 9.0
CAPRI | CAP512600 | EC000441 | EF012184 | Non | 9.0
CAPRI | CAP512600 | EC000441 | EF012547 | Non | 9.0
CAPRI | CAP512600 | EC000441 | EF024919 | Non | 9.0
CAPRI | CAP520100 | EC000441 | EF000025 | Non | 9.0
CAPRI | CAP520100 | EC000441 | EF000084 | Non | 9.0
CAPRI | CAP520100 | EC000441 | EF000734 | Non | 9.0
CAPRI | CAP520100 | EC000441 | EF000878 | Non | 9.0
CAPRI | CAP520100 | EC000441 | EF000881 | Non | 9.0
CAPRI | CAP520100 | EC000441 | EF001062 | Non | 9.0
CAPRI | CAP520100 | EC000441 | EF001210 | Non | 9.0
CAPRI | CAP520100 | EC000441 | EF004191 | Non | 9.0
CAPRI | CAP520100 | EC000441 | EF004685 | Non | 9.0
CAPRI | CAP520100 | EC000441 | EF005004 | Non | 9.0
CAPRI | CAP520100 | EC000441 | EF005049 | Non | 9.0
CAPRI | CAP520100 | EC000441 | EF005337 | Non | 9.0
CAPRI | CAP520100 | EC000441 | EF012184 | Non | 9.0
CAPRI | CAP520100 | EC000441 | EF012547 | Non | 9.0
CAPRI | CAP520100 | EC000441 | EF024919 | Non | 9.0
CAPRI | CAP520200 | EC000441 | EF000025 | Non | 9.0
CAPRI | CAP520200 | EC000441 | EF000084 | Non | 9.0
CAPRI | CAP520200 | EC000441 | EF000734 | Non | 9.0
CAPRI | CAP520200 | EC000441 | EF000878 | Non | 9.0
CAPRI | CAP520200 | EC000441 | EF000881 | Non | 9.0
CAPRI | CAP520200 | EC000441 | EF001062 | Non | 9.0
CAPRI | CAP520200 | EC000441 | EF001210 | Non | 9.0
CAPRI | CAP520200 | EC000441 | EF004191 | Non | 9.0
CAPRI | CAP520200 | EC000441 | EF004685 | Non | 9.0
CAPRI | CAP520200 | EC000441 | EF005004 | Non | 9.0
CAPRI | CAP520200 | EC000441 | EF005049 | Non | 9.0
CAPRI | CAP520200 | EC000441 | EF005337 | Non | 9.0
CAPRI | CAP520200 | EC000441 | EF012184 | Non | 9.0
CAPRI | CAP520200 | EC000441 | EF012547 | Non | 9.0
CAPRI | CAP520200 | EC000441 | EF024919 | Non | 9.0
CAPRI | CAP520300 | EC000441 | EF000025 | Non | 9.0
CAPRI | CAP520300 | EC000441 | EF000084 | Non | 9.0
CAPRI | CAP520300 | EC000441 | EF000734 | Non | 9.0
CAPRI | CAP520300 | EC000441 | EF000878 | Non | 9.0
CAPRI | CAP520300 | EC000441 | EF000881 | Non | 9.0
CAPRI | CAP520300 | EC000441 | EF001062 | Non | 9.0
CAPRI | CAP520300 | EC000441 | EF001210 | Non | 9.0
CAPRI | CAP520300 | EC000441 | EF004191 | Non | 9.0
CAPRI | CAP520300 | EC000441 | EF004685 | Non | 9.0
CAPRI | CAP520300 | EC000441 | EF005004 | Non | 9.0
CAPRI | CAP520300 | EC000441 | EF005049 | Non | 9.0
CAPRI | CAP520300 | EC000441 | EF005337 | Non | 9.0
CAPRI | CAP520300 | EC000441 | EF012184 | Non | 9.0
CAPRI | CAP520300 | EC000441 | EF012547 | Non | 9.0
CAPRI | CAP520300 | EC000441 | EF024919 | Non | 9.0
CAPRI | CAP520400 | EC000441 | EF000025 | Non | 9.0
CAPRI | CAP520400 | EC000441 | EF000084 | Non | 9.0
CAPRI | CAP520400 | EC000441 | EF000734 | Non | 9.0
CAPRI | CAP520400 | EC000441 | EF000878 | Non | 9.0
CAPRI | CAP520400 | EC000441 | EF000881 | Non | 9.0
CAPRI | CAP520400 | EC000441 | EF001062 | Non | 9.0
CAPRI | CAP520400 | EC000441 | EF001210 | Non | 9.0
CAPRI | CAP520400 | EC000441 | EF004191 | Non | 9.0
CAPRI | CAP520400 | EC000441 | EF004685 | Non | 9.0
CAPRI | CAP520400 | EC000441 | EF005004 | Non | 9.0
CAPRI | CAP520400 | EC000441 | EF005049 | Non | 9.0
CAPRI | CAP520400 | EC000441 | EF005337 | Non | 9.0
CAPRI | CAP520400 | EC000441 | EF012184 | Non | 9.0
CAPRI | CAP520400 | EC000441 | EF012547 | Non | 9.0
CAPRI | CAP520400 | EC000441 | EF024919 | Non | 9.0
CAPRI | CAP520500 | EC000441 | EF000025 | Non | 9.0
CAPRI | CAP520500 | EC000441 | EF000084 | Non | 9.0
CAPRI | CAP520500 | EC000441 | EF000734 | Non | 9.0
CAPRI | CAP520500 | EC000441 | EF000878 | Non | 9.0
CAPRI | CAP520500 | EC000441 | EF000881 | Non | 9.0
CAPRI | CAP520500 | EC000441 | EF001062 | Non | 9.0
CAPRI | CAP520500 | EC000441 | EF001210 | Non | 9.0
CAPRI | CAP520500 | EC000441 | EF004191 | Non | 9.0
CAPRI | CAP520500 | EC000441 | EF004685 | Non | 9.0
CAPRI | CAP520500 | EC000441 | EF005004 | Non | 9.0
CAPRI | CAP520500 | EC000441 | EF005049 | Non | 9.0
CAPRI | CAP520500 | EC000441 | EF005337 | Non | 9.0
CAPRI | CAP520500 | EC000441 | EF012184 | Non | 9.0
CAPRI | CAP520500 | EC000441 | EF012547 | Non | 9.0
CAPRI | CAP520500 | EC000441 | EF024919 | Non | 9.0
CAPRI | CAP520600 | EC000441 | EF000025 | Non | 9.0
CAPRI | CAP520600 | EC000441 | EF000084 | Non | 9.0
CAPRI | CAP520600 | EC000441 | EF000734 | Non | 9.0
CAPRI | CAP520600 | EC000441 | EF000878 | Non | 9.0
CAPRI | CAP520600 | EC000441 | EF000881 | Non | 9.0
CAPRI | CAP520600 | EC000441 | EF001062 | Non | 9.0
CAPRI | CAP520600 | EC000441 | EF001210 | Non | 9.0
CAPRI | CAP520600 | EC000441 | EF004191 | Non | 9.0
CAPRI | CAP520600 | EC000441 | EF004685 | Non | 9.0
CAPRI | CAP520600 | EC000441 | EF005004 | Non | 9.0
CAPRI | CAP520600 | EC000441 | EF005049 | Non | 9.0
CAPRI | CAP520600 | EC000441 | EF005337 | Non | 9.0
CAPRI | CAP520600 | EC000441 | EF012184 | Non | 9.0
CAPRI | CAP520600 | EC000441 | EF012547 | Non | 9.0
CAPRI | CAP520600 | EC000441 | EF024919 | Non | 9.0
CAPRI | CAP520700 | EC000441 | EF000025 | Non | 9.0
CAPRI | CAP520700 | EC000441 | EF000084 | Non | 9.0
CAPRI | CAP520700 | EC000441 | EF000734 | Non | 9.0
CAPRI | CAP520700 | EC000441 | EF000878 | Non | 9.0
CAPRI | CAP520700 | EC000441 | EF000881 | Non | 9.0
CAPRI | CAP520700 | EC000441 | EF001062 | Non | 9.0
CAPRI | CAP520700 | EC000441 | EF001210 | Non | 9.0
CAPRI | CAP520700 | EC000441 | EF004191 | Non | 9.0
CAPRI | CAP520700 | EC000441 | EF004685 | Non | 9.0
CAPRI | CAP520700 | EC000441 | EF005004 | Non | 9.0
CAPRI | CAP520700 | EC000441 | EF005049 | Non | 9.0
CAPRI | CAP520700 | EC000441 | EF005337 | Non | 9.0
CAPRI | CAP520700 | EC000441 | EF012184 | Non | 9.0
CAPRI | CAP520700 | EC000441 | EF012547 | Non | 9.0
CAPRI | CAP520700 | EC000441 | EF024919 | Non | 9.0
CAPRI | CAP521200 | EC000441 | EF000025 | Non | 9.0
CAPRI | CAP521200 | EC000441 | EF000084 | Non | 9.0
CAPRI | CAP521200 | EC000441 | EF000734 | Non | 9.0
CAPRI | CAP521200 | EC000441 | EF000878 | Non | 9.0
CAPRI | CAP521200 | EC000441 | EF000881 | Non | 9.0
CAPRI | CAP521200 | EC000441 | EF001062 | Non | 9.0
CAPRI | CAP521200 | EC000441 | EF001210 | Non | 9.0
CAPRI | CAP521200 | EC000441 | EF004191 | Non | 9.0
CAPRI | CAP521200 | EC000441 | EF004685 | Non | 9.0
CAPRI | CAP521200 | EC000441 | EF005004 | Non | 9.0
CAPRI | CAP521200 | EC000441 | EF005049 | Non | 9.0
CAPRI | CAP521200 | EC000441 | EF005337 | Non | 9.0
CAPRI | CAP521200 | EC000441 | EF012184 | Non | 9.0
CAPRI | CAP521200 | EC000441 | EF012547 | Non | 9.0
CAPRI | CAP521200 | EC000441 | EF024919 | Non | 9.0
CAPRI | CAP521300 | EC000441 | EF000025 | Non | 9.0
CAPRI | CAP521300 | EC000441 | EF000084 | Non | 9.0
CAPRI | CAP521300 | EC000441 | EF000734 | Non | 9.0
CAPRI | CAP521300 | EC000441 | EF000878 | Non | 9.0
CAPRI | CAP521300 | EC000441 | EF000881 | Non | 9.0
CAPRI | CAP521300 | EC000441 | EF001062 | Non | 9.0
CAPRI | CAP521300 | EC000441 | EF001210 | Non | 9.0
CAPRI | CAP521300 | EC000441 | EF004191 | Non | 9.0
CAPRI | CAP521300 | EC000441 | EF004685 | Non | 9.0
CAPRI | CAP521300 | EC000441 | EF005004 | Non | 9.0
CAPRI | CAP521300 | EC000441 | EF005049 | Non | 9.0
CAPRI | CAP521300 | EC000441 | EF005337 | Non | 9.0
CAPRI | CAP521300 | EC000441 | EF012184 | Non | 9.0
CAPRI | CAP521300 | EC000441 | EF012547 | Non | 9.0
CAPRI | CAP521300 | EC000441 | EF024919 | Non | 9.0
CAPRI | CAP522100 | EC000441 | EF000025 | Non | 9.0
CAPRI | CAP522100 | EC000441 | EF000084 | Non | 9.0
CAPRI | CAP522100 | EC000441 | EF000734 | Non | 9.0
CAPRI | CAP522100 | EC000441 | EF000878 | Non | 9.0
CAPRI | CAP522100 | EC000441 | EF000881 | Non | 9.0
CAPRI | CAP522100 | EC000441 | EF001062 | Non | 9.0
CAPRI | CAP522100 | EC000441 | EF001210 | Non | 9.0
CAPRI | CAP522100 | EC000441 | EF004191 | Non | 9.0
CAPRI | CAP522100 | EC000441 | EF004685 | Non | 9.0
CAPRI | CAP522100 | EC000441 | EF005004 | Non | 9.0
CAPRI | CAP522100 | EC000441 | EF005049 | Non | 9.0
CAPRI | CAP522100 | EC000441 | EF005337 | Non | 9.0
CAPRI | CAP522100 | EC000441 | EF012184 | Non | 9.0
CAPRI | CAP522100 | EC000441 | EF012547 | Non | 9.0
CAPRI | CAP522100 | EC000441 | EF024919 | Non | 9.0
CAPRI | CAP522200 | EC000441 | EF000025 | Non | 9.0
CAPRI | CAP522200 | EC000441 | EF000084 | Non | 9.0
CAPRI | CAP522200 | EC000441 | EF000734 | Non | 9.0
CAPRI | CAP522200 | EC000441 | EF000878 | Non | 9.0
CAPRI | CAP522200 | EC000441 | EF000881 | Non | 9.0
CAPRI | CAP522200 | EC000441 | EF001062 | Non | 9.0
CAPRI | CAP522200 | EC000441 | EF001210 | Non | 9.0
CAPRI | CAP522200 | EC000441 | EF004191 | Non | 9.0
CAPRI | CAP522200 | EC000441 | EF004685 | Non | 9.0
CAPRI | CAP522200 | EC000441 | EF005004 | Non | 9.0
CAPRI | CAP522200 | EC000441 | EF005049 | Non | 9.0
CAPRI | CAP522200 | EC000441 | EF005337 | Non | 9.0
CAPRI | CAP522200 | EC000441 | EF012184 | Non | 9.0
CAPRI | CAP522200 | EC000441 | EF012547 | Non | 9.0
CAPRI | CAP522200 | EC000441 | EF024919 | Non | 9.0
CAPRI | CAP522300 | EC000441 | EF000025 | Non | 9.0
CAPRI | CAP522300 | EC000441 | EF000084 | Non | 9.0
CAPRI | CAP522300 | EC000441 | EF000734 | Non | 9.0
CAPRI | CAP522300 | EC000441 | EF000878 | Non | 9.0
CAPRI | CAP522300 | EC000441 | EF000881 | Non | 9.0
CAPRI | CAP522300 | EC000441 | EF001062 | Non | 9.0
CAPRI | CAP522300 | EC000441 | EF001210 | Non | 9.0
CAPRI | CAP522300 | EC000441 | EF004191 | Non | 9.0
CAPRI | CAP522300 | EC000441 | EF004685 | Non | 9.0
CAPRI | CAP522300 | EC000441 | EF005004 | Non | 9.0
CAPRI | CAP522300 | EC000441 | EF005049 | Non | 9.0
CAPRI | CAP522300 | EC000441 | EF005337 | Non | 9.0
CAPRI | CAP522300 | EC000441 | EF012184 | Non | 9.0
CAPRI | CAP522300 | EC000441 | EF012547 | Non | 9.0
CAPRI | CAP522300 | EC000441 | EF024919 | Non | 9.0
CAPRI | CAP522500 | EC000441 | EF000025 | Non | 9.0
CAPRI | CAP522500 | EC000441 | EF000084 | Non | 9.0
CAPRI | CAP522500 | EC000441 | EF000734 | Non | 9.0
CAPRI | CAP522500 | EC000441 | EF000878 | Non | 9.0
CAPRI | CAP522500 | EC000441 | EF000881 | Non | 9.0
CAPRI | CAP522500 | EC000441 | EF001062 | Non | 9.0
CAPRI | CAP522500 | EC000441 | EF001210 | Non | 9.0
CAPRI | CAP522500 | EC000441 | EF004191 | Non | 9.0
CAPRI | CAP522500 | EC000441 | EF004685 | Non | 9.0
CAPRI | CAP522500 | EC000441 | EF005004 | Non | 9.0
CAPRI | CAP522500 | EC000441 | EF005049 | Non | 9.0
CAPRI | CAP522500 | EC000441 | EF005337 | Non | 9.0
CAPRI | CAP522500 | EC000441 | EF012184 | Non | 9.0
CAPRI | CAP522500 | EC000441 | EF012547 | Non | 9.0
CAPRI | CAP522500 | EC000441 | EF024919 | Non | 9.0
CAPRI | CAP522600 | EC000441 | EF000025 | Non | 9.0
CAPRI | CAP522600 | EC000441 | EF000084 | Non | 9.0
CAPRI | CAP522600 | EC000441 | EF000734 | Non | 9.0
CAPRI | CAP522600 | EC000441 | EF000878 | Non | 9.0
CAPRI | CAP522600 | EC000441 | EF000881 | Non | 9.0
CAPRI | CAP522600 | EC000441 | EF001062 | Non | 9.0
CAPRI | CAP522600 | EC000441 | EF001210 | Non | 9.0
CAPRI | CAP522600 | EC000441 | EF004191 | Non | 9.0
CAPRI | CAP522600 | EC000441 | EF004685 | Non | 9.0
CAPRI | CAP522600 | EC000441 | EF005004 | Non | 9.0
CAPRI | CAP522600 | EC000441 | EF005049 | Non | 9.0
CAPRI | CAP522600 | EC000441 | EF005337 | Non | 9.0
CAPRI | CAP522600 | EC000441 | EF012184 | Non | 9.0
CAPRI | CAP522600 | EC000441 | EF012547 | Non | 9.0
CAPRI | CAP522600 | EC000441 | EF024919 | Non | 9.0
CAPRI | CAP522700 | EC000441 | EF000025 | Non | 9.0
CAPRI | CAP522700 | EC000441 | EF000084 | Non | 9.0
CAPRI | CAP522700 | EC000441 | EF000734 | Non | 9.0
CAPRI | CAP522700 | EC000441 | EF000878 | Non | 9.0
CAPRI | CAP522700 | EC000441 | EF000881 | Non | 9.0
CAPRI | CAP522700 | EC000441 | EF001062 | Non | 9.0
CAPRI | CAP522700 | EC000441 | EF001210 | Non | 9.0
CAPRI | CAP522700 | EC000441 | EF004191 | Non | 9.0
CAPRI | CAP522700 | EC000441 | EF004685 | Non | 9.0
CAPRI | CAP522700 | EC000441 | EF005004 | Non | 9.0
CAPRI | CAP522700 | EC000441 | EF005049 | Non | 9.0
CAPRI | CAP522700 | EC000441 | EF005337 | Non | 9.0
CAPRI | CAP522700 | EC000441 | EF012184 | Non | 9.0
CAPRI | CAP522700 | EC000441 | EF012547 | Non | 9.0
CAPRI | CAP522700 | EC000441 | EF024919 | Non | 9.0
CAPRI | CAP523200 | EC000441 | EF000025 | Non | 9.0
CAPRI | CAP523200 | EC000441 | EF000084 | Non | 9.0
CAPRI | CAP523200 | EC000441 | EF000734 | Non | 9.0
CAPRI | CAP523200 | EC000441 | EF000878 | Non | 9.0
CAPRI | CAP523200 | EC000441 | EF000881 | Non | 9.0
CAPRI | CAP523200 | EC000441 | EF001062 | Non | 9.0
CAPRI | CAP523200 | EC000441 | EF001210 | Non | 9.0
CAPRI | CAP523200 | EC000441 | EF004191 | Non | 9.0
CAPRI | CAP523200 | EC000441 | EF004685 | Non | 9.0
CAPRI | CAP523200 | EC000441 | EF005004 | Non | 9.0
CAPRI | CAP523200 | EC000441 | EF005049 | Non | 9.0
CAPRI | CAP523200 | EC000441 | EF005337 | Non | 9.0
CAPRI | CAP523200 | EC000441 | EF012184 | Non | 9.0
CAPRI | CAP523200 | EC000441 | EF012547 | Non | 9.0
CAPRI | CAP523200 | EC000441 | EF024919 | Non | 9.0
CAPRI | CAP530100 | EC000441 | EF000025 | Non | 9.0
CAPRI | CAP530100 | EC000441 | EF000084 | Non | 9.0
CAPRI | CAP530100 | EC000441 | EF000734 | Non | 9.0
CAPRI | CAP530100 | EC000441 | EF000878 | Non | 9.0
CAPRI | CAP530100 | EC000441 | EF000881 | Non | 9.0
CAPRI | CAP530100 | EC000441 | EF001062 | Non | 9.0
CAPRI | CAP530100 | EC000441 | EF001210 | Non | 9.0
CAPRI | CAP530100 | EC000441 | EF001758 | EV003712 | 9.0
CAPRI | CAP530100 | EC000441 | EF004191 | Non | 9.0
CAPRI | CAP530100 | EC000441 | EF004685 | Non | 9.0
CAPRI | CAP530100 | EC000441 | EF005004 | Non | 9.0
CAPRI | CAP530100 | EC000441 | EF005049 | Non | 9.0
CAPRI | CAP530100 | EC000441 | EF005337 | Non | 9.0
CAPRI | CAP530100 | EC000441 | EF012184 | Non | 9.0
CAPRI | CAP530100 | EC000441 | EF012547 | Non | 9.0
CAPRI | CAP530100 | EC000441 | EF024919 | Non | 9.0
CAPRI | CAP530200 | EC000441 | EF000025 | Non | 9.0
CAPRI | CAP530200 | EC000441 | EF000084 | Non | 9.0
CAPRI | CAP530200 | EC000441 | EF000734 | Non | 9.0
CAPRI | CAP530200 | EC000441 | EF000878 | Non | 9.0
CAPRI | CAP530200 | EC000441 | EF000881 | Non | 9.0
CAPRI | CAP530200 | EC000441 | EF001062 | Non | 9.0
CAPRI | CAP530200 | EC000441 | EF001210 | Non | 9.0
CAPRI | CAP530200 | EC000441 | EF004191 | Non | 9.0
CAPRI | CAP530200 | EC000441 | EF004685 | Non | 9.0
CAPRI | CAP530200 | EC000441 | EF005004 | Non | 9.0
CAPRI | CAP530200 | EC000441 | EF005049 | Non | 9.0
CAPRI | CAP530200 | EC000441 | EF005337 | Non | 9.0
CAPRI | CAP530200 | EC000441 | EF012184 | Non | 9.0
CAPRI | CAP530200 | EC000441 | EF012547 | Non | 9.0
CAPRI | CAP530200 | EC000441 | EF024919 | Non | 9.0
CAPRI | CAP530300 | EC000441 | EF000025 | Non | 9.0
CAPRI | CAP530300 | EC000441 | EF000084 | Non | 9.0
CAPRI | CAP530300 | EC000441 | EF000734 | Non | 9.0
CAPRI | CAP530300 | EC000441 | EF000878 | Non | 9.0
CAPRI | CAP530300 | EC000441 | EF000881 | Non | 9.0
CAPRI | CAP530300 | EC000441 | EF001062 | Non | 9.0
CAPRI | CAP530300 | EC000441 | EF001210 | Non | 9.0
CAPRI | CAP530300 | EC000441 | EF004191 | Non | 9.0
CAPRI | CAP530300 | EC000441 | EF004685 | Non | 9.0
CAPRI | CAP530300 | EC000441 | EF005004 | Non | 9.0
CAPRI | CAP530300 | EC000441 | EF005049 | Non | 9.0
CAPRI | CAP530300 | EC000441 | EF005337 | Non | 9.0
CAPRI | CAP530300 | EC000441 | EF012184 | Non | 9.0
CAPRI | CAP530300 | EC000441 | EF012547 | Non | 9.0
CAPRI | CAP530300 | EC000441 | EF024919 | Non | 9.0
CAPRI | CAP530400 | EC000441 | EF000025 | Non | 9.0
CAPRI | CAP530400 | EC000441 | EF000084 | Non | 9.0
CAPRI | CAP530400 | EC000441 | EF000734 | Non | 9.0
CAPRI | CAP530400 | EC000441 | EF000878 | Non | 9.0
CAPRI | CAP530400 | EC000441 | EF000881 | Non | 9.0
CAPRI | CAP530400 | EC000441 | EF001062 | Non | 9.0
CAPRI | CAP530400 | EC000441 | EF001210 | Non | 9.0
CAPRI | CAP530400 | EC000441 | EF004191 | Non | 9.0
CAPRI | CAP530400 | EC000441 | EF004685 | Non | 9.0
CAPRI | CAP530400 | EC000441 | EF005004 | Non | 9.0
CAPRI | CAP530400 | EC000441 | EF005049 | Non | 9.0
CAPRI | CAP530400 | EC000441 | EF005337 | Non | 9.0
CAPRI | CAP530400 | EC000441 | EF012184 | Non | 9.0
CAPRI | CAP530400 | EC000441 | EF012547 | Non | 9.0
CAPRI | CAP530400 | EC000441 | EF024919 | Non | 9.0
CAPRI | CAP530500 | EC000441 | EF000025 | Non | 9.0
CAPRI | CAP530500 | EC000441 | EF000084 | Non | 9.0
CAPRI | CAP530500 | EC000441 | EF000734 | Non | 9.0
CAPRI | CAP530500 | EC000441 | EF000878 | Non | 9.0
CAPRI | CAP530500 | EC000441 | EF000881 | Non | 9.0
CAPRI | CAP530500 | EC000441 | EF001062 | Non | 9.0
CAPRI | CAP530500 | EC000441 | EF001210 | Non | 9.0
CAPRI | CAP530500 | EC000441 | EF004191 | Non | 9.0
CAPRI | CAP530500 | EC000441 | EF004685 | Non | 9.0
CAPRI | CAP530500 | EC000441 | EF005004 | Non | 9.0
CAPRI | CAP530500 | EC000441 | EF005049 | Non | 9.0
CAPRI | CAP530500 | EC000441 | EF005337 | Non | 9.0
CAPRI | CAP530500 | EC000441 | EF012184 | Non | 9.0
CAPRI | CAP530500 | EC000441 | EF012547 | Non | 9.0
CAPRI | CAP530500 | EC000441 | EF024919 | Non | 9.0
CAPRI | CAP530600 | EC000441 | EF000025 | Non | 9.0
CAPRI | CAP530600 | EC000441 | EF000084 | Non | 9.0
CAPRI | CAP530600 | EC000441 | EF000734 | Non | 9.0
CAPRI | CAP530600 | EC000441 | EF000878 | Non | 9.0
CAPRI | CAP530600 | EC000441 | EF000881 | Non | 9.0
CAPRI | CAP530600 | EC000441 | EF001062 | Non | 9.0
CAPRI | CAP530600 | EC000441 | EF001210 | Non | 9.0
CAPRI | CAP530600 | EC000441 | EF004191 | Non | 9.0
CAPRI | CAP530600 | EC000441 | EF004685 | Non | 9.0
CAPRI | CAP530600 | EC000441 | EF005004 | Non | 9.0
CAPRI | CAP530600 | EC000441 | EF005049 | Non | 9.0
CAPRI | CAP530600 | EC000441 | EF005337 | Non | 9.0
CAPRI | CAP530600 | EC000441 | EF012184 | Non | 9.0
CAPRI | CAP530600 | EC000441 | EF012547 | Non | 9.0
CAPRI | CAP530600 | EC000441 | EF024919 | Non | 9.0
CAPRI | CAP530700 | EC000441 | EF000025 | Non | 9.0
CAPRI | CAP530700 | EC000441 | EF000084 | Non | 9.0
CAPRI | CAP530700 | EC000441 | EF000734 | Non | 9.0
CAPRI | CAP530700 | EC000441 | EF000878 | Non | 9.0
CAPRI | CAP530700 | EC000441 | EF000881 | Non | 9.0
CAPRI | CAP530700 | EC000441 | EF001062 | Non | 9.0
CAPRI | CAP530700 | EC000441 | EF001210 | Non | 9.0
CAPRI | CAP530700 | EC000441 | EF004191 | Non | 9.0
CAPRI | CAP530700 | EC000441 | EF004685 | Non | 9.0
CAPRI | CAP530700 | EC000441 | EF005004 | Non | 9.0
CAPRI | CAP530700 | EC000441 | EF005049 | Non | 9.0
CAPRI | CAP530700 | EC000441 | EF005337 | Non | 9.0
CAPRI | CAP530700 | EC000441 | EF012184 | Non | 9.0
CAPRI | CAP530700 | EC000441 | EF012547 | Non | 9.0
CAPRI | CAP530700 | EC000441 | EF024919 | Non | 9.0
CAPRI | CAP532100 | EC000441 | EF000025 | Non | 9.0
CAPRI | CAP532100 | EC000441 | EF000084 | Non | 9.0
CAPRI | CAP532100 | EC000441 | EF000734 | Non | 9.0
CAPRI | CAP532100 | EC000441 | EF000878 | Non | 9.0
CAPRI | CAP532100 | EC000441 | EF000881 | Non | 9.0
CAPRI | CAP532100 | EC000441 | EF001062 | Non | 9.0
CAPRI | CAP532100 | EC000441 | EF001210 | Non | 9.0
CAPRI | CAP532100 | EC000441 | EF001758 | EV003712 | 9.0
CAPRI | CAP532100 | EC000441 | EF004191 | Non | 9.0
CAPRI | CAP532100 | EC000441 | EF004685 | Non | 9.0
CAPRI | CAP532100 | EC000441 | EF005004 | Non | 9.0
CAPRI | CAP532100 | EC000441 | EF005049 | Non | 9.0
CAPRI | CAP532100 | EC000441 | EF005337 | Non | 9.0
CAPRI | CAP532100 | EC000441 | EF012184 | Non | 9.0
CAPRI | CAP532100 | EC000441 | EF012547 | Non | 9.0
CAPRI | CAP532100 | EC000441 | EF024919 | Non | 9.0
CAPRI | CAP532500 | EC000441 | EF000025 | Non | 9.0
CAPRI | CAP532500 | EC000441 | EF000084 | Non | 9.0
CAPRI | CAP532500 | EC000441 | EF000734 | Non | 9.0
CAPRI | CAP532500 | EC000441 | EF000878 | Non | 9.0
CAPRI | CAP532500 | EC000441 | EF000881 | Non | 9.0
CAPRI | CAP532500 | EC000441 | EF001062 | Non | 9.0
CAPRI | CAP532500 | EC000441 | EF001210 | Non | 9.0
CAPRI | CAP532500 | EC000441 | EF004191 | Non | 9.0
CAPRI | CAP532500 | EC000441 | EF004685 | Non | 9.0
CAPRI | CAP532500 | EC000441 | EF005004 | Non | 9.0
CAPRI | CAP532500 | EC000441 | EF005049 | Non | 9.0
CAPRI | CAP532500 | EC000441 | EF005337 | Non | 9.0
CAPRI | CAP532500 | EC000441 | EF012184 | Non | 9.0
CAPRI | CAP532500 | EC000441 | EF012547 | Non | 9.0
CAPRI | CAP532500 | EC000441 | EF024919 | Non | 9.0
CAPRI | CAP532600 | EC000441 | EF000025 | Non | 9.0
CAPRI | CAP532600 | EC000441 | EF000084 | Non | 9.0
CAPRI | CAP532600 | EC000441 | EF000734 | Non | 9.0
CAPRI | CAP532600 | EC000441 | EF000878 | Non | 9.0
CAPRI | CAP532600 | EC000441 | EF000881 | Non | 9.0
CAPRI | CAP532600 | EC000441 | EF001062 | Non | 9.0
CAPRI | CAP532600 | EC000441 | EF001210 | Non | 9.0
CAPRI | CAP532600 | EC000441 | EF004191 | Non | 9.0
CAPRI | CAP532600 | EC000441 | EF004685 | Non | 9.0
CAPRI | CAP532600 | EC000441 | EF005004 | Non | 9.0
CAPRI | CAP532600 | EC000441 | EF005049 | Non | 9.0
CAPRI | CAP532600 | EC000441 | EF005337 | Non | 9.0
CAPRI | CAP532600 | EC000441 | EF012184 | Non | 9.0
CAPRI | CAP532600 | EC000441 | EF012547 | Non | 9.0
CAPRI | CAP532600 | EC000441 | EF024919 | Non | 9.0
CAPRI | CAP532700 | EC000441 | EF000025 | Non | 9.0
CAPRI | CAP532700 | EC000441 | EF000084 | Non | 9.0
CAPRI | CAP532700 | EC000441 | EF000734 | Non | 9.0
CAPRI | CAP532700 | EC000441 | EF000878 | Non | 9.0
CAPRI | CAP532700 | EC000441 | EF000881 | Non | 9.0
CAPRI | CAP532700 | EC000441 | EF001062 | Non | 9.0
CAPRI | CAP532700 | EC000441 | EF001210 | Non | 9.0
CAPRI | CAP532700 | EC000441 | EF004191 | Non | 9.0
CAPRI | CAP532700 | EC000441 | EF004685 | Non | 9.0
CAPRI | CAP532700 | EC000441 | EF005004 | Non | 9.0
CAPRI | CAP532700 | EC000441 | EF005049 | Non | 9.0
CAPRI | CAP532700 | EC000441 | EF005337 | Non | 9.0
CAPRI | CAP532700 | EC000441 | EF012184 | Non | 9.0
CAPRI | CAP532700 | EC000441 | EF012547 | Non | 9.0
CAPRI | CAP532700 | EC000441 | EF024919 | Non | 9.0
CAPRI | CAP534102 | EC000441 | EF000025 | Non | 9.0
CAPRI | CAP534102 | EC000441 | EF000084 | Non | 9.0
CAPRI | CAP534102 | EC000441 | EF000734 | Non | 9.0
CAPRI | CAP534102 | EC000441 | EF000878 | Non | 9.0
CAPRI | CAP534102 | EC000441 | EF000881 | Non | 9.0
CAPRI | CAP534102 | EC000441 | EF001062 | Non | 9.0
CAPRI | CAP534102 | EC000441 | EF001210 | Non | 9.0
CAPRI | CAP534102 | EC000441 | EF004191 | Non | 9.0
CAPRI | CAP534102 | EC000441 | EF004685 | Non | 9.0
CAPRI | CAP534102 | EC000441 | EF005004 | Non | 9.0
CAPRI | CAP534102 | EC000441 | EF005049 | Non | 9.0
CAPRI | CAP534102 | EC000441 | EF005337 | Non | 9.0
CAPRI | CAP534102 | EC000441 | EF012184 | Non | 9.0
CAPRI | CAP534102 | EC000441 | EF012547 | Non | 9.0
CAPRI | CAP534102 | EC000441 | EF024919 | Non | 9.0
CAPRI | CAP534202 | EC000441 | EF000025 | Non | 9.0
CAPRI | CAP534202 | EC000441 | EF000084 | Non | 9.0
CAPRI | CAP534202 | EC000441 | EF000734 | Non | 9.0
CAPRI | CAP534202 | EC000441 | EF000878 | Non | 9.0
CAPRI | CAP534202 | EC000441 | EF000881 | Non | 9.0
CAPRI | CAP534202 | EC000441 | EF001062 | Non | 9.0
CAPRI | CAP534202 | EC000441 | EF001210 | Non | 9.0
CAPRI | CAP534202 | EC000441 | EF004191 | Non | 9.0
CAPRI | CAP534202 | EC000441 | EF004685 | Non | 9.0
CAPRI | CAP534202 | EC000441 | EF005004 | Non | 9.0
CAPRI | CAP534202 | EC000441 | EF005049 | Non | 9.0
CAPRI | CAP534202 | EC000441 | EF005337 | Non | 9.0
CAPRI | CAP534202 | EC000441 | EF012184 | Non | 9.0
CAPRI | CAP534202 | EC000441 | EF012547 | Non | 9.0
CAPRI | CAP534202 | EC000441 | EF024919 | Non | 9.0
CAPRI | CAP534302 | EC000441 | EF000025 | Non | 9.0
CAPRI | CAP534302 | EC000441 | EF000084 | Non | 9.0
CAPRI | CAP534302 | EC000441 | EF000734 | Non | 9.0
CAPRI | CAP534302 | EC000441 | EF000878 | Non | 9.0
CAPRI | CAP534302 | EC000441 | EF000881 | Non | 9.0
CAPRI | CAP534302 | EC000441 | EF001062 | Non | 9.0
CAPRI | CAP534302 | EC000441 | EF001210 | Non | 9.0
CAPRI | CAP534302 | EC000441 | EF004191 | Non | 9.0
CAPRI | CAP534302 | EC000441 | EF004685 | Non | 9.0
CAPRI | CAP534302 | EC000441 | EF005004 | Non | 9.0
CAPRI | CAP534302 | EC000441 | EF005049 | Non | 9.0
CAPRI | CAP534302 | EC000441 | EF005337 | Non | 9.0
CAPRI | CAP534302 | EC000441 | EF012184 | Non | 9.0
CAPRI | CAP534302 | EC000441 | EF012547 | Non | 9.0
CAPRI | CAP534302 | EC000441 | EF024919 | Non | 9.0
CAPRI | CAP534402 | EC000441 | EF000025 | Non | 9.0
CAPRI | CAP534402 | EC000441 | EF000084 | Non | 9.0
CAPRI | CAP534402 | EC000441 | EF000734 | Non | 9.0
CAPRI | CAP534402 | EC000441 | EF000878 | Non | 9.0
CAPRI | CAP534402 | EC000441 | EF000881 | Non | 9.0
CAPRI | CAP534402 | EC000441 | EF001062 | Non | 9.0
CAPRI | CAP534402 | EC000441 | EF001210 | Non | 9.0
CAPRI | CAP534402 | EC000441 | EF004191 | Non | 9.0
CAPRI | CAP534402 | EC000441 | EF004685 | Non | 9.0
CAPRI | CAP534402 | EC000441 | EF005004 | Non | 9.0
CAPRI | CAP534402 | EC000441 | EF005049 | Non | 9.0
CAPRI | CAP534402 | EC000441 | EF005337 | Non | 9.0
CAPRI | CAP534402 | EC000441 | EF012184 | Non | 9.0
CAPRI | CAP534402 | EC000441 | EF012547 | Non | 9.0
CAPRI | CAP534402 | EC000441 | EF024919 | Non | 9.0
CAPRI | CAP534502 | EC000441 | EF000025 | Non | 9.0
CAPRI | CAP534502 | EC000441 | EF000084 | Non | 9.0
CAPRI | CAP534502 | EC000441 | EF000734 | Non | 9.0
CAPRI | CAP534502 | EC000441 | EF000878 | Non | 9.0
CAPRI | CAP534502 | EC000441 | EF000881 | Non | 9.0
CAPRI | CAP534502 | EC000441 | EF001062 | Non | 9.0
CAPRI | CAP534502 | EC000441 | EF001210 | Non | 9.0
CAPRI | CAP534502 | EC000441 | EF004191 | Non | 9.0
CAPRI | CAP534502 | EC000441 | EF004685 | Non | 9.0
CAPRI | CAP534502 | EC000441 | EF005004 | Non | 9.0
CAPRI | CAP534502 | EC000441 | EF005049 | Non | 9.0
CAPRI | CAP534502 | EC000441 | EF005337 | Non | 9.0
CAPRI | CAP534502 | EC000441 | EF012184 | Non | 9.0
CAPRI | CAP534502 | EC000441 | EF012547 | Non | 9.0
CAPRI | CAP534502 | EC000441 | EF024919 | Non | 9.0
CAPRI | CAP539100 | EC000441 | EF000025 | Non | 9.0
CAPRI | CAP539100 | EC000441 | EF000084 | Non | 9.0
CAPRI | CAP539100 | EC000441 | EF000734 | Non | 9.0
CAPRI | CAP539100 | EC000441 | EF000878 | Non | 9.0
CAPRI | CAP539100 | EC000441 | EF000881 | Non | 9.0
CAPRI | CAP539100 | EC000441 | EF001062 | Non | 9.0
CAPRI | CAP539100 | EC000441 | EF001210 | Non | 9.0
CAPRI | CAP539100 | EC000441 | EF001758 | EV003712 | 9.0
CAPRI | CAP539100 | EC000441 | EF004191 | Non | 9.0
CAPRI | CAP539100 | EC000441 | EF004685 | Non | 9.0
CAPRI | CAP539100 | EC000441 | EF005004 | Non | 9.0
CAPRI | CAP539100 | EC000441 | EF005049 | Non | 9.0
CAPRI | CAP539100 | EC000441 | EF005337 | Non | 9.0
CAPRI | CAP539100 | EC000441 | EF012184 | Non | 9.0
CAPRI | CAP539100 | EC000441 | EF012547 | Non | 9.0
CAPRI | CAP539100 | EC000441 | EF024919 | Non | 9.0
CAPRI | CAP539200 | EC000441 | EF000025 | Non | 9.0
CAPRI | CAP539200 | EC000441 | EF000084 | Non | 9.0
CAPRI | CAP539200 | EC000441 | EF000734 | Non | 9.0
CAPRI | CAP539200 | EC000441 | EF000878 | Non | 9.0
CAPRI | CAP539200 | EC000441 | EF000881 | Non | 9.0
CAPRI | CAP539200 | EC000441 | EF001062 | Non | 9.0
CAPRI | CAP539200 | EC000441 | EF001210 | Non | 9.0
CAPRI | CAP539200 | EC000441 | EF004191 | Non | 9.0
CAPRI | CAP539200 | EC000441 | EF004685 | Non | 9.0
CAPRI | CAP539200 | EC000441 | EF005004 | Non | 9.0
CAPRI | CAP539200 | EC000441 | EF005049 | Non | 9.0
CAPRI | CAP539200 | EC000441 | EF005337 | Non | 9.0
CAPRI | CAP539200 | EC000441 | EF012184 | Non | 9.0
CAPRI | CAP539200 | EC000441 | EF012547 | Non | 9.0
CAPRI | CAP539200 | EC000441 | EF024919 | Non | 9.0
CAPRI | CAP539300 | EC000441 | EF000025 | Non | 9.0
CAPRI | CAP539300 | EC000441 | EF000084 | Non | 9.0
CAPRI | CAP539300 | EC000441 | EF000734 | Non | 9.0
CAPRI | CAP539300 | EC000441 | EF000878 | Non | 9.0
CAPRI | CAP539300 | EC000441 | EF000881 | Non | 9.0
CAPRI | CAP539300 | EC000441 | EF001062 | Non | 9.0
CAPRI | CAP539300 | EC000441 | EF001210 | Non | 9.0
CAPRI | CAP539300 | EC000441 | EF004191 | Non | 9.0
CAPRI | CAP539300 | EC000441 | EF004685 | Non | 9.0
CAPRI | CAP539300 | EC000441 | EF005004 | Non | 9.0
CAPRI | CAP539300 | EC000441 | EF005049 | Non | 9.0
CAPRI | CAP539300 | EC000441 | EF005337 | Non | 9.0
CAPRI | CAP539300 | EC000441 | EF012184 | Non | 9.0
CAPRI | CAP539300 | EC000441 | EF012547 | Non | 9.0
CAPRI | CAP539300 | EC000441 | EF024919 | Non | 9.0
CAPRI | CAP539400 | EC000441 | EF000025 | Non | 9.0
CAPRI | CAP539400 | EC000441 | EF000084 | Non | 9.0
CAPRI | CAP539400 | EC000441 | EF000734 | Non | 9.0
CAPRI | CAP539400 | EC000441 | EF000878 | Non | 9.0
CAPRI | CAP539400 | EC000441 | EF000881 | Non | 9.0
CAPRI | CAP539400 | EC000441 | EF001062 | Non | 9.0
CAPRI | CAP539400 | EC000441 | EF001210 | Non | 9.0
CAPRI | CAP539400 | EC000441 | EF004191 | Non | 9.0
CAPRI | CAP539400 | EC000441 | EF004685 | Non | 9.0
CAPRI | CAP539400 | EC000441 | EF005004 | Non | 9.0
CAPRI | CAP539400 | EC000441 | EF005049 | Non | 9.0
CAPRI | CAP539400 | EC000441 | EF005337 | Non | 9.0
CAPRI | CAP539400 | EC000441 | EF012184 | Non | 9.0
CAPRI | CAP539400 | EC000441 | EF012547 | Non | 9.0
CAPRI | CAP539400 | EC000441 | EF024919 | Non | 9.0
CAPRI | CAP539500 | EC000441 | EF000025 | Non | 9.0
CAPRI | CAP539500 | EC000441 | EF000084 | Non | 9.0
CAPRI | CAP539500 | EC000441 | EF000734 | Non | 9.0
CAPRI | CAP539500 | EC000441 | EF000878 | Non | 9.0
CAPRI | CAP539500 | EC000441 | EF000881 | Non | 9.0
CAPRI | CAP539500 | EC000441 | EF001062 | Non | 9.0
CAPRI | CAP539500 | EC000441 | EF001210 | Non | 9.0
CAPRI | CAP539500 | EC000441 | EF004191 | Non | 9.0
CAPRI | CAP539500 | EC000441 | EF004685 | Non | 9.0
CAPRI | CAP539500 | EC000441 | EF005004 | Non | 9.0
CAPRI | CAP539500 | EC000441 | EF005049 | Non | 9.0
CAPRI | CAP539500 | EC000441 | EF005337 | Non | 9.0
CAPRI | CAP539500 | EC000441 | EF012184 | Non | 9.0
CAPRI | CAP539500 | EC000441 | EF012547 | Non | 9.0
CAPRI | CAP539500 | EC000441 | EF024919 | Non | 9.0
CAPRI | CAP539600 | EC000441 | EF000025 | Non | 9.0
CAPRI | CAP539600 | EC000441 | EF000084 | Non | 9.0
CAPRI | CAP539600 | EC000441 | EF000734 | Non | 9.0
CAPRI | CAP539600 | EC000441 | EF000878 | Non | 9.0
CAPRI | CAP539600 | EC000441 | EF000881 | Non | 9.0
CAPRI | CAP539600 | EC000441 | EF001062 | Non | 9.0
CAPRI | CAP539600 | EC000441 | EF001210 | Non | 9.0
CAPRI | CAP539600 | EC000441 | EF004191 | Non | 9.0
CAPRI | CAP539600 | EC000441 | EF004685 | Non | 9.0
CAPRI | CAP539600 | EC000441 | EF005004 | Non | 9.0
CAPRI | CAP539600 | EC000441 | EF005049 | Non | 9.0
CAPRI | CAP539600 | EC000441 | EF005337 | Non | 9.0
CAPRI | CAP539600 | EC000441 | EF012184 | Non | 9.0
CAPRI | CAP539600 | EC000441 | EF012547 | Non | 9.0
CAPRI | CAP539600 | EC000441 | EF024919 | Non | 9.0
CAPRI | CAP539700 | EC000441 | EF000025 | Non | 9.0
CAPRI | CAP539700 | EC000441 | EF000084 | Non | 9.0
CAPRI | CAP539700 | EC000441 | EF000734 | Non | 9.0
CAPRI | CAP539700 | EC000441 | EF000878 | Non | 9.0
CAPRI | CAP539700 | EC000441 | EF000881 | Non | 9.0
CAPRI | CAP539700 | EC000441 | EF001062 | Non | 9.0
CAPRI | CAP539700 | EC000441 | EF001210 | Non | 9.0
CAPRI | CAP539700 | EC000441 | EF004191 | Non | 9.0
CAPRI | CAP539700 | EC000441 | EF004685 | Non | 9.0
CAPRI | CAP539700 | EC000441 | EF005004 | Non | 9.0
CAPRI | CAP539700 | EC000441 | EF005049 | Non | 9.0
CAPRI | CAP539700 | EC000441 | EF005337 | Non | 9.0
CAPRI | CAP539700 | EC000441 | EF012184 | Non | 9.0
CAPRI | CAP539700 | EC000441 | EF012547 | Non | 9.0
CAPRI | CAP539700 | EC000441 | EF024919 | Non | 9.0
CAPRI | CAP550100 | EC001181 | EF000015 | 53 mm | 9.0
CAPRI | CAP550100 | EC001181 | EF000065 | 14 mm | 9.0
CAPRI | CAP550100 | EC001181 | EF000125 | 1,5 mm | 9.0
CAPRI | CAP550100 | EC001181 | EF001257 | EV020512 | 9.0
CAPRI | CAP550100 | EC001181 | EF002169 | EV000169 | 9.0
CAPRI | CAP550100 | EC001181 | EF005076 | Non | 9.0
CAPRI | CAP550100 | EC001181 | EF012185 | 1 | 9.0
CAPRI | CAP550100 | EC001181 | EF023000 | EV013260 | 9.0
CAPRI | CAP550170 | EC001181 | EF000015 | 26 mm | 9.0
CAPRI | CAP550170 | EC001181 | EF000065 | 18 mm | 9.0
CAPRI | CAP550170 | EC001181 | EF000125 | 1,5 mm | 9.0
CAPRI | CAP550170 | EC001181 | EF001257 | EV020512 | 9.0
CAPRI | CAP550170 | EC001181 | EF002169 | EV000169 | 9.0
CAPRI | CAP550170 | EC001181 | EF005076 | Non | 9.0
CAPRI | CAP550170 | EC001181 | EF012185 | 1 | 9.0
CAPRI | CAP550170 | EC001181 | EF023000 | EV013260 | 9.0
CAPRI | CAP550270 | EC001181 | EF000015 | 29 mm | 9.0
CAPRI | CAP550270 | EC001181 | EF000065 | 21 mm | 9.0
CAPRI | CAP550270 | EC001181 | EF000125 | 1,5 mm | 9.0
CAPRI | CAP550270 | EC001181 | EF001257 | EV020512 | 9.0
CAPRI | CAP550270 | EC001181 | EF002169 | EV000169 | 9.0
CAPRI | CAP550270 | EC001181 | EF005076 | Non | 9.0
CAPRI | CAP550270 | EC001181 | EF012185 | 1 | 9.0
CAPRI | CAP550270 | EC001181 | EF023000 | EV013260 | 9.0
CAPRI | CAP550370 | EC001181 | EF000015 | 34 mm | 9.0
CAPRI | CAP550370 | EC001181 | EF000065 | 25 mm | 9.0
CAPRI | CAP550370 | EC001181 | EF000125 | 1,5 mm | 9.0
CAPRI | CAP550370 | EC001181 | EF001257 | EV020512 | 9.0
CAPRI | CAP550370 | EC001181 | EF002169 | EV000169 | 9.0
CAPRI | CAP550370 | EC001181 | EF005076 | Non | 9.0
CAPRI | CAP550370 | EC001181 | EF012185 | 1 | 9.0
CAPRI | CAP550370 | EC001181 | EF023000 | EV013260 | 9.0
CAPRI | CAP550470 | EC001181 | EF000015 | 38 mm | 9.0
CAPRI | CAP550470 | EC001181 | EF000065 | 29 mm | 9.0
CAPRI | CAP550470 | EC001181 | EF000125 | 1,5 mm | 9.0
CAPRI | CAP550470 | EC001181 | EF001257 | EV020512 | 9.0
CAPRI | CAP550470 | EC001181 | EF002169 | EV000169 | 9.0
CAPRI | CAP550470 | EC001181 | EF005076 | Non | 9.0
CAPRI | CAP550470 | EC001181 | EF012185 | 1 | 9.0
CAPRI | CAP550470 | EC001181 | EF023000 | EV013260 | 9.0
CAPRI | CAP550570 | EC001181 | EF000015 | 44 mm | 9.0
CAPRI | CAP550570 | EC001181 | EF000065 | 36 mm | 9.0
CAPRI | CAP550570 | EC001181 | EF000125 | 1,5 mm | 9.0
CAPRI | CAP550570 | EC001181 | EF001257 | EV020512 | 9.0
CAPRI | CAP550570 | EC001181 | EF002169 | EV000169 | 9.0
CAPRI | CAP550570 | EC001181 | EF005076 | Non | 9.0
CAPRI | CAP550570 | EC001181 | EF012185 | 1 | 9.0
CAPRI | CAP550570 | EC001181 | EF023000 | EV013260 | 9.0
CAPRI | CAP550670 | EC001181 | EF000015 | 55 mm | 9.0
CAPRI | CAP550670 | EC001181 | EF000065 | 44 mm | 9.0
CAPRI | CAP550670 | EC001181 | EF000125 | 1,5 mm | 9.0
CAPRI | CAP550670 | EC001181 | EF001257 | EV020512 | 9.0
CAPRI | CAP550670 | EC001181 | EF002169 | EV000169 | 9.0
CAPRI | CAP550670 | EC001181 | EF005076 | Non | 9.0
CAPRI | CAP550670 | EC001181 | EF012185 | 1 | 9.0
CAPRI | CAP550670 | EC001181 | EF023000 | EV013260 | 9.0
CAPRI | CAP550700 | EC001181 | EF000015 | 92 mm | 9.0
CAPRI | CAP550700 | EC001181 | EF000065 | 44 mm | 9.0
CAPRI | CAP550700 | EC001181 | EF000125 | 1,5 mm | 9.0
CAPRI | CAP550700 | EC001181 | EF001257 | EV020512 | 9.0
CAPRI | CAP550700 | EC001181 | EF002169 | EV000169 | 9.0
CAPRI | CAP550700 | EC001181 | EF005076 | Non | 9.0
CAPRI | CAP550700 | EC001181 | EF012185 | 1 | 9.0
CAPRI | CAP550700 | EC001181 | EF023000 | EV013260 | 9.0
CAPRI | CAP550770 | EC001181 | EF000015 | 60 mm | 9.0
CAPRI | CAP550770 | EC001181 | EF000065 | 51 mm | 9.0
CAPRI | CAP550770 | EC001181 | EF000125 | 1,5 mm | 9.0
CAPRI | CAP550770 | EC001181 | EF001257 | EV020512 | 9.0
CAPRI | CAP550770 | EC001181 | EF002169 | EV000169 | 9.0
CAPRI | CAP550770 | EC001181 | EF005076 | Non | 9.0
CAPRI | CAP550770 | EC001181 | EF012185 | 1 | 9.0
CAPRI | CAP550770 | EC001181 | EF023000 | EV013260 | 9.0
CAPRI | CAP560530 | EC002316 | EF005865 | EV003712 | 9.0
CAPRI | CAP560530 | EC002316 | EF007807 | EV003501 | 9.0
CAPRI | CAP560530 | EC002316 | EF007808 | 20 | 9.0
CAPRI | CAP560630 | EC002316 | EF005865 | EV003712 | 9.0
CAPRI | CAP560630 | EC002316 | EF007807 | EV004591 | 9.0
CAPRI | CAP560630 | EC002316 | EF007808 | 16 | 9.0
CAPRI | CAP560730 | EC002316 | EF005865 | EV003712 | 9.0
CAPRI | CAP560730 | EC002316 | EF007807 | EV003502 | 9.0
CAPRI | CAP560730 | EC002316 | EF007808 | 25 | 9.0
CAPRI | CAP560830 | EC002316 | EF005865 | EV003712 | 9.0
CAPRI | CAP560830 | EC002316 | EF007807 | EV003503 | 9.0
CAPRI | CAP560830 | EC002316 | EF007808 | 32 | 9.0
CAPRI | CAP560930 | EC002316 | EF005865 | EV003712 | 9.0
CAPRI | CAP560930 | EC002316 | EF007807 | EV003504 | 9.0
CAPRI | CAP560930 | EC002316 | EF007808 | 40 | 9.0
CAPRI | CAP561030 | EC002316 | EF005865 | EV003712 | 9.0
CAPRI | CAP561030 | EC002316 | EF007807 | EV004593 | 9.0
CAPRI | CAP561030 | EC002316 | EF007808 | 50 | 9.0
CAPRI | CAP561130 | EC002316 | EF005865 | EV003712 | 9.0
CAPRI | CAP561130 | EC002316 | EF007807 | EV004593 | 9.0
CAPRI | CAP561130 | EC002316 | EF007808 | 50 | 9.0
CAPRI | CAP561230 | EC002316 | EF005865 | EV003712 | 9.0
CAPRI | CAP561230 | EC002316 | EF007807 | EV004594 | 9.0
CAPRI | CAP561230 | EC002316 | EF007808 | 63 | 9.0
CAPRI | CAP561330 | EC002316 | EF005865 | EV003712 | 9.0
CAPRI | CAP561330 | EC002316 | EF007807 | EV006892 | 9.0
CAPRI | CAP561330 | EC002316 | EF007808 | 75 | 9.0
CAPRI | CAP565140 | EC002317 | EF000124 | EV001251 | 9.0
CAPRI | CAP565140 | EC002317 | EF000139 | EV000154 | 9.0
CAPRI | CAP565140 | EC002317 | EF000386 | 0,5 mm | 9.0
CAPRI | CAP565140 | EC002317 | EF001438 | 100 mm | 9.0
CAPRI | CAP565140 | EC002317 | EF002169 | EV000149 | 9.0
CAPRI | CAP565140 | EC002317 | EF005865 | EV003712 | 9.0
CAPRI | CAP565140 | EC002317 | EF007808 | 17 mm | 9.0
CAPRI | CAP565150 | EC002317 | EF000124 | EV009778 | 9.0
CAPRI | CAP565150 | EC002317 | EF000139 | EV000154 | 9.0
CAPRI | CAP565150 | EC002317 | EF000386 | 0,5 mm | 9.0
CAPRI | CAP565150 | EC002317 | EF001438 | 26,3 mm | 9.0
CAPRI | CAP565150 | EC002317 | EF002169 | EV000149 | 9.0
CAPRI | CAP565150 | EC002317 | EF005865 | EV003712 | 9.0
CAPRI | CAP565150 | EC002317 | EF007808 | 17 mm | 9.0
CAPRI | CAP565160 | EC002317 | EF000124 | EV001251 | 9.0
CAPRI | CAP565160 | EC002317 | EF000139 | EV000154 | 9.0
CAPRI | CAP565160 | EC002317 | EF000386 | 0,5 mm | 9.0
CAPRI | CAP565160 | EC002317 | EF001438 | 100 mm | 9.0
CAPRI | CAP565160 | EC002317 | EF002169 | EV000149 | 9.0
CAPRI | CAP565160 | EC002317 | EF005865 | EV003712 | 9.0
CAPRI | CAP565160 | EC002317 | EF007808 | 17 mm | 9.0
CAPRI | CAP565240 | EC002317 | EF000124 | EV001251 | 9.0
CAPRI | CAP565240 | EC002317 | EF000139 | EV000154 | 9.0
CAPRI | CAP565240 | EC002317 | EF000386 | 0,5 mm | 9.0
CAPRI | CAP565240 | EC002317 | EF001438 | 100 mm | 9.0
CAPRI | CAP565240 | EC002317 | EF002169 | EV000149 | 9.0
CAPRI | CAP565240 | EC002317 | EF005865 | EV003712 | 9.0
CAPRI | CAP565240 | EC002317 | EF007808 | 20 mm | 9.0
CAPRI | CAP565250 | EC002317 | EF000124 | EV009778 | 9.0
CAPRI | CAP565250 | EC002317 | EF000139 | EV000154 | 9.0
CAPRI | CAP565250 | EC002317 | EF000386 | 0,5 mm | 9.0
CAPRI | CAP565250 | EC002317 | EF001438 | 26,3 mm | 9.0
CAPRI | CAP565250 | EC002317 | EF002169 | EV000149 | 9.0
CAPRI | CAP565250 | EC002317 | EF005865 | EV003712 | 9.0
CAPRI | CAP565250 | EC002317 | EF007808 | 20 mm | 9.0
CAPRI | CAP565260 | EC002317 | EF000124 | EV001251 | 9.0
CAPRI | CAP565260 | EC002317 | EF000139 | EV000154 | 9.0
CAPRI | CAP565260 | EC002317 | EF000386 | 0,5 mm | 9.0
CAPRI | CAP565260 | EC002317 | EF001438 | 100 mm | 9.0
CAPRI | CAP565260 | EC002317 | EF002169 | EV000149 | 9.0
CAPRI | CAP565260 | EC002317 | EF005865 | EV003712 | 9.0
CAPRI | CAP565260 | EC002317 | EF007808 | 20 mm | 9.0
CAPRI | CAP565340 | EC002317 | EF000124 | EV001251 | 9.0
CAPRI | CAP565340 | EC002317 | EF000139 | EV000154 | 9.0
CAPRI | CAP565340 | EC002317 | EF000386 | 0,5 mm | 9.0
CAPRI | CAP565340 | EC002317 | EF001438 | 100 mm | 9.0
CAPRI | CAP565340 | EC002317 | EF002169 | EV000149 | 9.0
CAPRI | CAP565340 | EC002317 | EF005865 | EV003712 | 9.0
CAPRI | CAP565340 | EC002317 | EF007808 | 24 mm | 9.0
CAPRI | CAP565350 | EC002317 | EF000124 | EV009778 | 9.0
CAPRI | CAP565350 | EC002317 | EF000139 | EV000154 | 9.0
CAPRI | CAP565350 | EC002317 | EF000386 | 0,5 mm | 9.0
CAPRI | CAP565350 | EC002317 | EF001438 | 26,3 mm | 9.0
CAPRI | CAP565350 | EC002317 | EF002169 | EV000149 | 9.0
CAPRI | CAP565350 | EC002317 | EF005865 | EV003712 | 9.0
CAPRI | CAP565350 | EC002317 | EF007808 | 24 mm | 9.0
CAPRI | CAP565360 | EC002317 | EF000124 | EV001251 | 9.0
CAPRI | CAP565360 | EC002317 | EF000139 | EV000154 | 9.0
CAPRI | CAP565360 | EC002317 | EF000386 | 0,5 mm | 9.0
CAPRI | CAP565360 | EC002317 | EF001438 | 100 mm | 9.0
CAPRI | CAP565360 | EC002317 | EF002169 | EV000149 | 9.0
CAPRI | CAP565360 | EC002317 | EF005865 | EV003712 | 9.0
CAPRI | CAP565360 | EC002317 | EF007808 | 24 mm | 9.0
CAPRI | CAP565440 | EC002317 | EF000124 | EV001251 | 9.0
CAPRI | CAP565440 | EC002317 | EF000139 | EV000154 | 9.0
CAPRI | CAP565440 | EC002317 | EF000386 | 0,5 mm | 9.0
CAPRI | CAP565440 | EC002317 | EF001438 | 100 mm | 9.0
CAPRI | CAP565440 | EC002317 | EF002169 | EV000149 | 9.0
CAPRI | CAP565440 | EC002317 | EF005865 | EV003712 | 9.0
CAPRI | CAP565440 | EC002317 | EF007808 | 28 mm | 9.0
CAPRI | CAP565450 | EC002317 | EF000124 | EV009778 | 9.0
CAPRI | CAP565450 | EC002317 | EF000139 | EV000154 | 9.0
CAPRI | CAP565450 | EC002317 | EF000386 | 0,5 mm | 9.0
CAPRI | CAP565450 | EC002317 | EF001438 | 26,3 mm | 9.0
CAPRI | CAP565450 | EC002317 | EF002169 | EV000149 | 9.0
CAPRI | CAP565450 | EC002317 | EF005865 | EV003712 | 9.0
CAPRI | CAP565450 | EC002317 | EF007808 | 28 mm | 9.0
CAPRI | CAP565460 | EC002317 | EF000124 | EV001251 | 9.0
CAPRI | CAP565460 | EC002317 | EF000139 | EV000154 | 9.0
CAPRI | CAP565460 | EC002317 | EF000386 | 0,5 mm | 9.0
CAPRI | CAP565460 | EC002317 | EF001438 | 100 mm | 9.0
CAPRI | CAP565460 | EC002317 | EF002169 | EV000149 | 9.0
CAPRI | CAP565460 | EC002317 | EF005865 | EV003712 | 9.0
CAPRI | CAP565460 | EC002317 | EF007808 | 28 mm | 9.0
CAPRI | CAP565540 | EC002317 | EF000124 | EV001251 | 9.0
CAPRI | CAP565540 | EC002317 | EF000139 | EV000154 | 9.0
CAPRI | CAP565540 | EC002317 | EF000386 | 0,5 mm | 9.0
CAPRI | CAP565540 | EC002317 | EF001438 | 100 mm | 9.0
CAPRI | CAP565540 | EC002317 | EF002169 | EV000149 | 9.0
CAPRI | CAP565540 | EC002317 | EF005865 | EV003712 | 9.0
CAPRI | CAP565540 | EC002317 | EF007808 | 35 mm | 9.0
CAPRI | CAP565550 | EC002317 | EF000124 | EV009778 | 9.0
CAPRI | CAP565550 | EC002317 | EF000139 | EV000154 | 9.0
CAPRI | CAP565550 | EC002317 | EF000386 | 0,5 mm | 9.0
CAPRI | CAP565550 | EC002317 | EF001438 | 26,3 mm | 9.0
CAPRI | CAP565550 | EC002317 | EF002169 | EV000149 | 9.0
CAPRI | CAP565550 | EC002317 | EF005865 | EV003712 | 9.0
CAPRI | CAP565550 | EC002317 | EF007808 | 35 mm | 9.0
CAPRI | CAP565560 | EC002317 | EF000124 | EV001251 | 9.0
CAPRI | CAP565560 | EC002317 | EF000139 | EV000154 | 9.0
CAPRI | CAP565560 | EC002317 | EF000386 | 0,5 mm | 9.0
CAPRI | CAP565560 | EC002317 | EF001438 | 100 mm | 9.0
CAPRI | CAP565560 | EC002317 | EF002169 | EV000149 | 9.0
CAPRI | CAP565560 | EC002317 | EF005865 | EV003712 | 9.0
CAPRI | CAP565560 | EC002317 | EF007808 | 35 mm | 9.0
CAPRI | CAP565640 | EC002317 | EF000124 | EV001251 | 9.0
CAPRI | CAP565640 | EC002317 | EF000139 | EV000154 | 9.0
CAPRI | CAP565640 | EC002317 | EF000386 | 0,5 mm | 9.0
CAPRI | CAP565640 | EC002317 | EF001438 | 100 mm | 9.0
CAPRI | CAP565640 | EC002317 | EF002169 | EV000149 | 9.0
CAPRI | CAP565640 | EC002317 | EF005865 | EV003712 | 9.0
CAPRI | CAP565640 | EC002317 | EF007808 | 44 mm | 9.0
CAPRI | CAP565650 | EC002317 | EF000124 | EV009778 | 9.0
CAPRI | CAP565650 | EC002317 | EF000139 | EV000154 | 9.0
CAPRI | CAP565650 | EC002317 | EF000386 | 0,5 mm | 9.0
CAPRI | CAP565650 | EC002317 | EF001438 | 26,3 mm | 9.0
CAPRI | CAP565650 | EC002317 | EF002169 | EV000149 | 9.0
CAPRI | CAP565650 | EC002317 | EF005865 | EV003712 | 9.0
CAPRI | CAP565650 | EC002317 | EF007808 | 44 mm | 9.0
CAPRI | CAP565660 | EC002317 | EF000124 | EV001251 | 9.0
CAPRI | CAP565660 | EC002317 | EF000139 | EV000154 | 9.0
CAPRI | CAP565660 | EC002317 | EF000386 | 0,5 mm | 9.0
CAPRI | CAP565660 | EC002317 | EF001438 | 100 mm | 9.0
CAPRI | CAP565660 | EC002317 | EF002169 | EV000149 | 9.0
CAPRI | CAP565660 | EC002317 | EF005865 | EV003712 | 9.0
CAPRI | CAP565660 | EC002317 | EF007808 | 44 mm | 9.0
CAPRI | CAP565740 | EC002317 | EF000124 | EV001251 | 9.0
CAPRI | CAP565740 | EC002317 | EF000139 | EV000154 | 9.0
CAPRI | CAP565740 | EC002317 | EF000386 | 0,5 mm | 9.0
CAPRI | CAP565740 | EC002317 | EF001438 | 100 mm | 9.0
CAPRI | CAP565740 | EC002317 | EF002169 | EV000149 | 9.0
CAPRI | CAP565740 | EC002317 | EF005865 | EV003712 | 9.0
CAPRI | CAP565740 | EC002317 | EF007808 | 50 mm | 9.0
CAPRI | CAP565750 | EC002317 | EF000124 | EV009778 | 9.0
CAPRI | CAP565750 | EC002317 | EF000139 | EV000154 | 9.0
CAPRI | CAP565750 | EC002317 | EF000386 | 0,5 mm | 9.0
CAPRI | CAP565750 | EC002317 | EF001438 | 26,3 mm | 9.0
CAPRI | CAP565750 | EC002317 | EF002169 | EV000149 | 9.0
CAPRI | CAP565750 | EC002317 | EF005865 | EV003712 | 9.0
CAPRI | CAP565750 | EC002317 | EF007808 | 50 mm | 9.0
CAPRI | CAP565760 | EC002317 | EF000124 | EV001251 | 9.0
CAPRI | CAP565760 | EC002317 | EF000139 | EV000154 | 9.0
CAPRI | CAP565760 | EC002317 | EF000386 | 0,5 mm | 9.0
CAPRI | CAP565760 | EC002317 | EF001438 | 100 mm | 9.0
CAPRI | CAP565760 | EC002317 | EF002169 | EV000149 | 9.0
CAPRI | CAP565760 | EC002317 | EF005865 | EV003712 | 9.0
CAPRI | CAP565760 | EC002317 | EF007808 | 50 mm | 9.0
CAPRI | CAP565940 | EC002317 | EF000124 | EV001251 | 9.0
CAPRI | CAP565940 | EC002317 | EF000139 | EV000154 | 9.0
CAPRI | CAP565940 | EC002317 | EF000386 | 0,5 mm | 9.0
CAPRI | CAP565940 | EC002317 | EF001438 | 100 mm | 9.0
CAPRI | CAP565940 | EC002317 | EF002169 | EV000149 | 9.0
CAPRI | CAP565940 | EC002317 | EF005865 | EV003712 | 9.0
CAPRI | CAP565940 | EC002317 | EF007808 | 64 mm | 9.0
CAPRI | CAP567024 | EC002317 | EF005780 | EV003501 | 9.0
CAPRI | CAP567024 | EC002317 | EF005865 | EV003712 | 9.0
CAPRI | CAP567024 | EC002317 | EF007808 | 12 | 9.0
CAPRI | CAP567034 | EC002317 | EF000124 | EV000173 | 9.0
CAPRI | CAP567034 | EC002317 | EF000386 | 2 | 9.0
CAPRI | CAP567034 | EC002317 | EF005865 | EV003712 | 9.0
CAPRI | CAP567034 | EC002317 | EF007808 | 16 | 9.0
CAPRI | CAP567044 | EC002317 | EF000124 | EV000173 | 9.0
CAPRI | CAP567044 | EC002317 | EF000386 | 2 | 9.0
CAPRI | CAP567044 | EC002317 | EF005780 | EV003501 | 9.0
CAPRI | CAP567044 | EC002317 | EF005865 | EV003714 | 9.0
CAPRI | CAP567054 | EC002317 | EF000124 | EV000173 | 9.0
CAPRI | CAP567054 | EC002317 | EF000386 | 2 | 9.0
CAPRI | CAP567054 | EC002317 | EF005865 | EV003712 | 9.0
CAPRI | CAP567054 | EC002317 | EF007808 | 20 | 9.0
CAPRI | CAP567059 | EC002317 | EF000124 | EV000173 | 9.0
CAPRI | CAP567059 | EC002317 | EF000139 | EV006034 | 9.0
CAPRI | CAP567059 | EC002317 | EF000386 | 2 mm | 9.0
CAPRI | CAP567059 | EC002317 | EF001438 | 53,8 mm | 9.0
CAPRI | CAP567059 | EC002317 | EF002169 | EV000166 | 9.0
CAPRI | CAP567059 | EC002317 | EF005865 | EV003695 | 9.0
CAPRI | CAP567059 | EC002317 | EF005865 | EV003712 | 9.0
CAPRI | CAP567059 | EC002317 | EF007808 | 13 | 9.0
CAPRI | CAP567059 | EC002317 | EF007808 | 20 | 9.0
CAPRI | CAP567064 | EC002317 | EF000124 | EV000173 | 9.0
CAPRI | CAP567064 | EC002317 | EF000386 | 2 | 9.0
CAPRI | CAP567064 | EC002317 | EF005780 | EV004591 | 9.0
CAPRI | CAP567064 | EC002317 | EF005865 | EV003714 | 9.0
CAPRI | CAP567074 | EC002317 | EF000124 | EV000173 | 9.0
CAPRI | CAP567074 | EC002317 | EF000386 | 2 | 9.0
CAPRI | CAP567074 | EC002317 | EF005865 | EV003712 | 9.0
CAPRI | CAP567074 | EC002317 | EF007808 | 25 | 9.0
CAPRI | CAP567079 | EC002317 | EF000124 | EV000173 | 9.0
CAPRI | CAP567079 | EC002317 | EF000139 | EV006034 | 9.0
CAPRI | CAP567079 | EC002317 | EF000386 | 2 mm | 9.0
CAPRI | CAP567079 | EC002317 | EF001438 | 61,5 mm | 9.0
CAPRI | CAP567079 | EC002317 | EF002169 | EV000166 | 9.0
CAPRI | CAP567079 | EC002317 | EF005865 | EV003712 | 9.0
CAPRI | CAP567079 | EC002317 | EF007808 | 25 | 9.0
CAPRI | CAP567084 | EC002317 | EF000124 | EV000173 | 9.0
CAPRI | CAP567084 | EC002317 | EF000386 | 2 | 9.0
CAPRI | CAP567084 | EC002317 | EF005780 | EV003502 | 9.0
CAPRI | CAP567084 | EC002317 | EF005865 | EV003714 | 9.0
CAPRI | CAP567094 | EC002317 | EF000124 | EV000173 | 9.0
CAPRI | CAP567094 | EC002317 | EF000386 | 2 | 9.0
CAPRI | CAP567094 | EC002317 | EF005865 | EV003712 | 9.0
CAPRI | CAP567094 | EC002317 | EF007808 | 32 | 9.0
CAPRI | CAP567099 | EC002317 | EF000124 | EV000173 | 9.0
CAPRI | CAP567099 | EC002317 | EF000139 | EV006034 | 9.0
CAPRI | CAP567099 | EC002317 | EF000386 | 2 mm | 9.0
CAPRI | CAP567099 | EC002317 | EF001438 | 73 mm | 9.0
CAPRI | CAP567099 | EC002317 | EF002169 | EV000166 | 9.0
CAPRI | CAP567099 | EC002317 | EF005865 | EV003712 | 9.0
CAPRI | CAP567099 | EC002317 | EF007808 | 32 | 9.0
CAPRI | CAP567104 | EC002317 | EF000124 | EV000173 | 9.0
CAPRI | CAP567104 | EC002317 | EF000386 | 2 | 9.0
CAPRI | CAP567104 | EC002317 | EF005780 | EV003503 | 9.0
CAPRI | CAP567104 | EC002317 | EF005865 | EV003712 | 9.0
CAPRI | CAP567124 | EC002317 | EF000124 | EV000173 | 9.0
CAPRI | CAP567124 | EC002317 | EF000386 | 2 | 9.0
CAPRI | CAP567124 | EC002317 | EF005865 | EV003712 | 9.0
CAPRI | CAP567124 | EC002317 | EF007808 | 40 | 9.0
CAPRI | CAP567134 | EC002317 | EF000124 | EV000173 | 9.0
CAPRI | CAP567134 | EC002317 | EF000386 | 2 | 9.0
CAPRI | CAP567134 | EC002317 | EF005780 | EV003504 | 9.0
CAPRI | CAP567134 | EC002317 | EF005865 | EV003714 | 9.0
CAPRI | CAP567154 | EC002317 | EF000124 | EV000173 | 9.0
CAPRI | CAP567154 | EC002317 | EF000386 | 2 | 9.0
CAPRI | CAP567154 | EC002317 | EF005865 | EV003712 | 9.0
CAPRI | CAP567154 | EC002317 | EF007808 | 50 | 9.0
CAPRI | CAP567174 | EC002317 | EF000124 | EV000173 | 9.0
CAPRI | CAP567174 | EC002317 | EF000386 | 2 | 9.0
CAPRI | CAP567174 | EC002317 | EF005780 | EV004594 | 9.0
CAPRI | CAP567174 | EC002317 | EF005865 | EV003714 | 9.0
CAPRI | CAP567184 | EC002317 | EF000124 | EV000173 | 9.0
CAPRI | CAP567184 | EC002317 | EF000386 | 2 | 9.0
CAPRI | CAP567184 | EC002317 | EF005865 | EV003712 | 9.0
CAPRI | CAP567184 | EC002317 | EF007808 | 63 | 9.0
CAPRI | CAP567194 | EC002317 | EF000124 | EV000173 | 9.0
CAPRI | CAP567194 | EC002317 | EF000386 | 2 | 9.0
CAPRI | CAP567194 | EC002317 | EF005780 | EV006892 | 9.0
CAPRI | CAP593010 | EC011811 | EF000010 | EV023113 | 9.0
CAPRI | CAP593010 | EC011811 | EF001438 | 130 mm | 9.0
CAPRI | CAP593010 | EC011811 | EF006108 | 7,1 mm | 9.0
CAPRI | CAP593010 | EC011811 | EF025409 | 7,1 mm | 9.0
CAPRI | CAP593010 | EC011811 | EF025411 | 17 mm | 9.0
CAPRI | CAP593010 | EC011811 | EF025411 | 24 mm | 9.0
CAPRI | CAP593020 | EC011811 | EF000010 | EV023113 | 9.0
CAPRI | CAP593020 | EC011811 | EF001438 | 170 mm | 9.0
CAPRI | CAP593020 | EC011811 | EF006108 | 10,2 mm | 9.0
CAPRI | CAP593020 | EC011811 | EF025409 | 10,2 mm | 9.0
CAPRI | CAP593020 | EC011811 | EF025411 | 28 mm | 9.0
CAPRI | CAP593020 | EC011811 | EF025411 | 35 mm | 9.0
CAPRI | CAP593030 | EC011811 | EF000010 | EV023113 | 9.0
CAPRI | CAP593030 | EC011811 | EF001438 | 240 mm | 9.0
CAPRI | CAP593030 | EC011811 | EF006108 | 12,3 mm | 9.0
CAPRI | CAP593030 | EC011811 | EF025409 | 12,3 mm | 9.0
CAPRI | CAP593030 | EC011811 | EF025411 | 44 mm | 9.0
CAPRI | CAP593030 | EC011811 | EF025411 | 50 mm | 9.0
CAPRI | CAP598940 | EC002601 | EF000003 | EV006123 | 9.0
CAPRI | CAP598940 | EC002601 | EF000007 | EV000270 | 9.0
CAPRI | CAP598940 | EC002601 | EF000010 | EV002646 | 9.0
CAPRI | CAP598940 | EC002601 | EF000051 | EV000167 | 9.0
CAPRI | CAP598940 | EC002601 | EF000551 | 64 | 9.0
CAPRI | CAP598940 | EC002601 | EF000767 | EV009799 | 9.0
CAPRI | CAP598940 | EC002601 | EF002169 | EV000139 | 9.0
CAPRI | CAP598940 | EC002601 | EF003593 | 6 | 9.0
CAPRI | CAP598940 | EC002601 | EF005457 | 160-200 | 9.0
CAPRI | CAP598940 | EC002601 | EF005496 | EV009558 | 9.0
CAPRI | CAP598940 | EC002601 | EF009763 | Oui | 9.0
CAPRI | CAP599070 | EC000156 | EF000010 | EV009909 | 9.0
CAPRI | CAP599070 | EC000156 | EF001457 | EV000167 | 9.0
CAPRI | CAP599070 | EC000156 | EF001819 | EV000139 | 9.0
CAPRI | CAP599070 | EC000156 | EF008158 | EV000154 | 9.0
CAPRI | CAP599080 | EC000159 | EF000051 | EV000167 | 9.0
CAPRI | CAP599080 | EC000159 | EF002169 | EV000179 | 9.0
CAPRI | CAP599095 | EC000159 | EF000051 | EV000167 | 9.0
CAPRI | CAP599095 | EC000159 | EF002169 | EV000179 | 9.0
CAPRI | CAP599100 | EC000159 | EF000051 | EV000167 | 9.0
CAPRI | CAP599100 | EC000159 | EF002169 | EV000179 | 9.0
CAPRI | CAP599130 | EC000159 | EF000051 | EV000167 | 9.0
CAPRI | CAP599130 | EC000159 | EF002169 | EV000179 | 9.0
CAPRI | CAP599163 | EC000159 | EF000051 | EV000167 | 9.0
CAPRI | CAP599163 | EC000159 | EF002169 | EV000179 | 9.0
CAPRI | CAP599181 | EC000156 | EF000010 | EV009909 | 9.0
CAPRI | CAP599181 | EC000156 | EF001457 | EV000167 | 9.0
CAPRI | CAP599181 | EC000156 | EF001819 | EV000139 | 9.0
CAPRI | CAP599181 | EC000156 | EF008158 | EV000154 | 9.0
CAPRI | CAP599191 | EC000159 | EF000051 | EV000167 | 9.0
CAPRI | CAP599191 | EC000159 | EF002169 | EV000179 | 9.0
CAPRI | CAP599200 | EC002757 | EF000051 | EV007331 | 9.0
CAPRI | CAP599200 | EC002757 | EF000160 | EV022181 | 9.0
CAPRI | CAP599200 | EC002757 | EF000880 | 100 | 9.0
CAPRI | CAP599200 | EC002757 | EF008478 | oui | 9.0
CAPRI | CAP599200 | EC002757 | EF009913 | oui | 9.0
CAPRI | CAP599200 | EC002757 | EF009916 | oui | 9.0
CAPRI | CAP599200 | EC002757 | EF009917 | oui | 9.0
CAPRI | CAP599200 | EC002757 | EF020742 | oui | 9.0
CAPRI | CAP599203 | EC000159 | EF000051 | EV000167 | 9.0
CAPRI | CAP599203 | EC000159 | EF002169 | EV000179 | 9.0
CAPRI | CAP599205 | EC002757 | EF000051 | EV007331 | 9.0
CAPRI | CAP599205 | EC002757 | EF000160 | EV022181 | 9.0
CAPRI | CAP599205 | EC002757 | EF000880 | 50 | 9.0
CAPRI | CAP599205 | EC002757 | EF008478 | oui | 9.0
CAPRI | CAP599205 | EC002757 | EF009913 | oui | 9.0
CAPRI | CAP599205 | EC002757 | EF009916 | oui | 9.0
CAPRI | CAP599205 | EC002757 | EF009917 | oui | 9.0
CAPRI | CAP599205 | EC002757 | EF020742 | oui | 9.0
CAPRI | CAP599231 | EC000156 | EF000010 | EV009909 | 9.0
CAPRI | CAP599231 | EC000156 | EF001457 | EV000167 | 9.0
CAPRI | CAP599231 | EC000156 | EF001819 | EV000139 | 9.0
CAPRI | CAP599231 | EC000156 | EF008158 | EV000154 | 9.0
CAPRI | CAP599240 | EC000159 | EF000051 | EV000167 | 9.0
CAPRI | CAP599240 | EC000159 | EF002169 | EV000179 | 9.0
CAPRI | CAP599241 | EC000159 | EF000051 | EV000167 | 9.0
CAPRI | CAP599241 | EC000159 | EF002169 | EV000179 | 9.0
CAPRI | CAP599253 | EC000159 | EF000051 | EV000167 | 9.0
CAPRI | CAP599253 | EC000159 | EF002169 | EV000179 | 9.0
CAPRI | CAP599271 | EC000156 | EF000010 | EV009909 | 9.0
CAPRI | CAP599271 | EC000156 | EF001457 | EV000167 | 9.0
CAPRI | CAP599271 | EC000156 | EF001819 | EV000139 | 9.0
CAPRI | CAP599271 | EC000156 | EF008158 | EV000154 | 9.0
CAPRI | CAP599323 | EC000159 | EF000051 | EV000167 | 9.0
CAPRI | CAP599323 | EC000159 | EF002169 | EV000179 | 9.0
CAPRI | CAP599950 | EC000159 | EF000051 | EV000167 | 9.0
CAPRI | CAP599950 | EC000159 | EF002169 | EV000179 | 9.0
CAPRI | CAP600704 | EC000441 | EF000007 | EV003888 | 9.0
CAPRI | CAP600704 | EC000441 | EF000010 | EV000164 | 9.0
CAPRI | CAP600704 | EC000441 | EF000025 | Oui | 9.0
CAPRI | CAP600704 | EC000441 | EF000084 | Oui | 9.0
CAPRI | CAP600704 | EC000441 | EF000139 | EV000191 | 9.0
CAPRI | CAP600704 | EC000441 | EF000177 | 14 mm | 9.0
CAPRI | CAP600704 | EC000441 | EF000368 | 3,9 mm | 9.0
CAPRI | CAP600704 | EC000441 | EF000734 | Non | 9.0
CAPRI | CAP600704 | EC000441 | EF000878 | Oui | 9.0
CAPRI | CAP600704 | EC000441 | EF000881 | Non | 9.0
CAPRI | CAP600704 | EC000441 | EF001062 | Non | 9.0
CAPRI | CAP600704 | EC000441 | EF001210 | Non | 9.0
CAPRI | CAP600704 | EC000441 | EF001217 | EV009696 | 9.0
CAPRI | CAP600704 | EC000441 | EF001257 | EV000149 | 9.0
CAPRI | CAP600704 | EC000441 | EF001742 | -5 °C | 9.0
CAPRI | CAP600704 | EC000441 | EF001742 | 70 °C | 9.0
CAPRI | CAP600704 | EC000441 | EF001758 | EV003695 | 9.0
CAPRI | CAP600704 | EC000441 | EF002169 | EV000914 | 9.0
CAPRI | CAP600704 | EC000441 | EF003712 | 1,27 mm | 9.0
CAPRI | CAP600704 | EC000441 | EF004191 | Non | 9.0
CAPRI | CAP600704 | EC000441 | EF004685 | Non | 9.0
CAPRI | CAP600704 | EC000441 | EF005004 | Non | 9.0
CAPRI | CAP600704 | EC000441 | EF005049 | Non | 9.0
CAPRI | CAP600704 | EC000441 | EF005268 | 15,4 mm | 9.0
CAPRI | CAP600704 | EC000441 | EF005337 | Non | 9.0
CAPRI | CAP600704 | EC000441 | EF005466 | 3,5 mm | 9.0
CAPRI | CAP600704 | EC000441 | EF005466 | 6 mm | 9.0
CAPRI | CAP600704 | EC000441 | EF005474 | EV006422 | 9.0
CAPRI | CAP600704 | EC000441 | EF005728 | EV000494 | 9.0
CAPRI | CAP600704 | EC000441 | EF007839 | 7 | 9.0
CAPRI | CAP600704 | EC000441 | EF008404 | EV000494 | 9.0
CAPRI | CAP600704 | EC000441 | EF012184 | Non | 9.0
CAPRI | CAP600704 | EC000441 | EF012547 | Non | 9.0
CAPRI | CAP600704 | EC000441 | EF024919 | Non | 9.0
CAPRI | CAP600774 | EC000441 | EF000007 | EV003888 | 9.0
CAPRI | CAP600774 | EC000441 | EF000010 | EV000164 | 9.0
CAPRI | CAP600774 | EC000441 | EF000025 | Oui | 9.0
CAPRI | CAP600774 | EC000441 | EF000084 | Oui | 9.0
CAPRI | CAP600774 | EC000441 | EF000139 | EV000191 | 9.0
CAPRI | CAP600774 | EC000441 | EF000177 | 14 mm | 9.0
CAPRI | CAP600774 | EC000441 | EF000368 | 3,9 mm | 9.0
CAPRI | CAP600774 | EC000441 | EF000734 | Non | 9.0
CAPRI | CAP600774 | EC000441 | EF000878 | Oui | 9.0
CAPRI | CAP600774 | EC000441 | EF000881 | Non | 9.0
CAPRI | CAP600774 | EC000441 | EF001062 | Non | 9.0
CAPRI | CAP600774 | EC000441 | EF001210 | Non | 9.0
CAPRI | CAP600774 | EC000441 | EF001217 | EV009696 | 9.0
CAPRI | CAP600774 | EC000441 | EF001257 | EV000149 | 9.0
CAPRI | CAP600774 | EC000441 | EF001742 | -5 °C | 9.0
CAPRI | CAP600774 | EC000441 | EF001742 | 70 °C | 9.0
CAPRI | CAP600774 | EC000441 | EF001758 | EV003695 | 9.0
CAPRI | CAP600774 | EC000441 | EF002169 | EV000914 | 9.0
CAPRI | CAP600774 | EC000441 | EF003712 | 1,27 mm | 9.0
CAPRI | CAP600774 | EC000441 | EF004191 | Non | 9.0
CAPRI | CAP600774 | EC000441 | EF004685 | Non | 9.0
CAPRI | CAP600774 | EC000441 | EF005004 | Non | 9.0
CAPRI | CAP600774 | EC000441 | EF005049 | Oui | 9.0
CAPRI | CAP600774 | EC000441 | EF005268 | 15,4 mm | 9.0
CAPRI | CAP600774 | EC000441 | EF005337 | Non | 9.0
CAPRI | CAP600774 | EC000441 | EF005466 | 3,5 mm | 9.0
CAPRI | CAP600774 | EC000441 | EF005466 | 6 mm | 9.0
CAPRI | CAP600774 | EC000441 | EF005474 | EV006422 | 9.0
CAPRI | CAP600774 | EC000441 | EF005728 | EV000494 | 9.0
CAPRI | CAP600774 | EC000441 | EF007839 | 7 | 9.0
CAPRI | CAP600774 | EC000441 | EF008404 | EV000494 | 9.0
CAPRI | CAP600774 | EC000441 | EF012184 | Non | 9.0
CAPRI | CAP600774 | EC000441 | EF012547 | Non | 9.0
CAPRI | CAP600774 | EC000441 | EF024919 | Non | 9.0
CAPRI | CAP600904 | EC000441 | EF000007 | EV003888 | 9.0
CAPRI | CAP600904 | EC000441 | EF000010 | EV000164 | 9.0
CAPRI | CAP600904 | EC000441 | EF000025 | Oui | 9.0
CAPRI | CAP600904 | EC000441 | EF000084 | Oui | 9.0
CAPRI | CAP600904 | EC000441 | EF000139 | EV000191 | 9.0
CAPRI | CAP600904 | EC000441 | EF000177 | 17 mm | 9.0
CAPRI | CAP600904 | EC000441 | EF000368 | 4,8 mm | 9.0
CAPRI | CAP600904 | EC000441 | EF000734 | Non | 9.0
CAPRI | CAP600904 | EC000441 | EF000878 | Oui | 9.0
CAPRI | CAP600904 | EC000441 | EF000881 | Non | 9.0
CAPRI | CAP600904 | EC000441 | EF001062 | Non | 9.0
CAPRI | CAP600904 | EC000441 | EF001210 | Non | 9.0
CAPRI | CAP600904 | EC000441 | EF001217 | EV009696 | 9.0
CAPRI | CAP600904 | EC000441 | EF001257 | EV000149 | 9.0
CAPRI | CAP600904 | EC000441 | EF001742 | -5 °C | 9.0
CAPRI | CAP600904 | EC000441 | EF001742 | 70 °C | 9.0
CAPRI | CAP600904 | EC000441 | EF001758 | EV003695 | 9.0
CAPRI | CAP600904 | EC000441 | EF002169 | EV000914 | 9.0
CAPRI | CAP600904 | EC000441 | EF003712 | 1,41 mm | 9.0
CAPRI | CAP600904 | EC000441 | EF004191 | Non | 9.0
CAPRI | CAP600904 | EC000441 | EF004685 | Non | 9.0
CAPRI | CAP600904 | EC000441 | EF005004 | Non | 9.0
CAPRI | CAP600904 | EC000441 | EF005049 | Non | 9.0
CAPRI | CAP600904 | EC000441 | EF005268 | 18,7 mm | 9.0
CAPRI | CAP600904 | EC000441 | EF005337 | Non | 9.0
CAPRI | CAP600904 | EC000441 | EF005466 | 5 mm | 9.0
CAPRI | CAP600904 | EC000441 | EF005466 | 8,7 mm | 9.0
CAPRI | CAP600904 | EC000441 | EF005474 | EV006422 | 9.0
CAPRI | CAP600904 | EC000441 | EF005728 | EV000494 | 9.0
CAPRI | CAP600904 | EC000441 | EF007839 | 9 | 9.0
CAPRI | CAP600904 | EC000441 | EF008404 | EV000494 | 9.0
CAPRI | CAP600904 | EC000441 | EF012184 | Non | 9.0
CAPRI | CAP600904 | EC000441 | EF012547 | Non | 9.0
CAPRI | CAP600904 | EC000441 | EF024919 | Non | 9.0
CAPRI | CAP600974 | EC000441 | EF000007 | EV003888 | 9.0
CAPRI | CAP600974 | EC000441 | EF000010 | EV000164 | 9.0
CAPRI | CAP600974 | EC000441 | EF000025 | Oui | 9.0
CAPRI | CAP600974 | EC000441 | EF000084 | Oui | 9.0
CAPRI | CAP600974 | EC000441 | EF000139 | EV000191 | 9.0
CAPRI | CAP600974 | EC000441 | EF000177 | 17 mm | 9.0
CAPRI | CAP600974 | EC000441 | EF000368 | 4,8 mm | 9.0
CAPRI | CAP600974 | EC000441 | EF000734 | Non | 9.0
CAPRI | CAP600974 | EC000441 | EF000878 | Oui | 9.0
CAPRI | CAP600974 | EC000441 | EF000881 | Non | 9.0
CAPRI | CAP600974 | EC000441 | EF001062 | Non | 9.0
CAPRI | CAP600974 | EC000441 | EF001210 | Non | 9.0
CAPRI | CAP600974 | EC000441 | EF001217 | EV009696 | 9.0
CAPRI | CAP600974 | EC000441 | EF001257 | EV000149 | 9.0
CAPRI | CAP600974 | EC000441 | EF001742 | -5 °C | 9.0
CAPRI | CAP600974 | EC000441 | EF001742 | 70 °C | 9.0
CAPRI | CAP600974 | EC000441 | EF001758 | EV003695 | 9.0
CAPRI | CAP600974 | EC000441 | EF002169 | EV000914 | 9.0
CAPRI | CAP600974 | EC000441 | EF003712 | 1,41 mm | 9.0
CAPRI | CAP600974 | EC000441 | EF004191 | Non | 9.0
CAPRI | CAP600974 | EC000441 | EF004685 | Non | 9.0
CAPRI | CAP600974 | EC000441 | EF005004 | Non | 9.0
CAPRI | CAP600974 | EC000441 | EF005049 | Oui | 9.0
CAPRI | CAP600974 | EC000441 | EF005268 | 18,7 mm | 9.0
CAPRI | CAP600974 | EC000441 | EF005337 | Non | 9.0
CAPRI | CAP600974 | EC000441 | EF005466 | 5 mm | 9.0
CAPRI | CAP600974 | EC000441 | EF005466 | 8,7 mm | 9.0
CAPRI | CAP600974 | EC000441 | EF005474 | EV006422 | 9.0
CAPRI | CAP600974 | EC000441 | EF005728 | EV000494 | 9.0
CAPRI | CAP600974 | EC000441 | EF007839 | 9 | 9.0
CAPRI | CAP600974 | EC000441 | EF008404 | EV000494 | 9.0
CAPRI | CAP600974 | EC000441 | EF012184 | Non | 9.0
CAPRI | CAP600974 | EC000441 | EF012547 | Non | 9.0
CAPRI | CAP600974 | EC000441 | EF024919 | Non | 9.0
CAPRI | CAP601104 | EC000441 | EF000007 | EV003888 | 9.0
CAPRI | CAP601104 | EC000441 | EF000010 | EV000164 | 9.0
CAPRI | CAP601104 | EC000441 | EF000025 | Oui | 9.0
CAPRI | CAP601104 | EC000441 | EF000084 | Oui | 9.0
CAPRI | CAP601104 | EC000441 | EF000139 | EV000191 | 9.0
CAPRI | CAP601104 | EC000441 | EF000177 | 20 mm | 9.0
CAPRI | CAP601104 | EC000441 | EF000368 | 5,7 mm | 9.0
CAPRI | CAP601104 | EC000441 | EF000734 | Non | 9.0
CAPRI | CAP601104 | EC000441 | EF000878 | Oui | 9.0
CAPRI | CAP601104 | EC000441 | EF000881 | Non | 9.0
CAPRI | CAP601104 | EC000441 | EF001062 | Non | 9.0
CAPRI | CAP601104 | EC000441 | EF001210 | Non | 9.0
CAPRI | CAP601104 | EC000441 | EF001217 | EV009696 | 9.0
CAPRI | CAP601104 | EC000441 | EF001257 | EV000149 | 9.0
CAPRI | CAP601104 | EC000441 | EF001742 | -5 °C | 9.0
CAPRI | CAP601104 | EC000441 | EF001742 | 70 °C | 9.0
CAPRI | CAP601104 | EC000441 | EF001758 | EV003695 | 9.0
CAPRI | CAP601104 | EC000441 | EF002169 | EV000914 | 9.0
CAPRI | CAP601104 | EC000441 | EF003712 | 1,41 mm | 9.0
CAPRI | CAP601104 | EC000441 | EF004191 | Non | 9.0
CAPRI | CAP601104 | EC000441 | EF004685 | Non | 9.0
CAPRI | CAP601104 | EC000441 | EF005004 | Non | 9.0
CAPRI | CAP601104 | EC000441 | EF005049 | Non | 9.0
CAPRI | CAP601104 | EC000441 | EF005268 | 22 mm | 9.0
CAPRI | CAP601104 | EC000441 | EF005337 | Non | 9.0
CAPRI | CAP601104 | EC000441 | EF005466 | 10,5 mm | 9.0
CAPRI | CAP601104 | EC000441 | EF005466 | 6,5 mm | 9.0
CAPRI | CAP601104 | EC000441 | EF005474 | EV006422 | 9.0
CAPRI | CAP601104 | EC000441 | EF005728 | EV000494 | 9.0
CAPRI | CAP601104 | EC000441 | EF007839 | 11 | 9.0
CAPRI | CAP601104 | EC000441 | EF008404 | EV000494 | 9.0
CAPRI | CAP601104 | EC000441 | EF012184 | Non | 9.0
CAPRI | CAP601104 | EC000441 | EF012547 | Non | 9.0
CAPRI | CAP601104 | EC000441 | EF024919 | Non | 9.0
CAPRI | CAP601174 | EC000441 | EF000007 | EV003888 | 9.0
CAPRI | CAP601174 | EC000441 | EF000010 | EV000164 | 9.0
CAPRI | CAP601174 | EC000441 | EF000025 | Oui | 9.0
CAPRI | CAP601174 | EC000441 | EF000084 | Oui | 9.0
CAPRI | CAP601174 | EC000441 | EF000139 | EV000191 | 9.0
CAPRI | CAP601174 | EC000441 | EF000177 | 20 mm | 9.0
CAPRI | CAP601174 | EC000441 | EF000368 | 5,7 mm | 9.0
CAPRI | CAP601174 | EC000441 | EF000734 | Non | 9.0
CAPRI | CAP601174 | EC000441 | EF000878 | Oui | 9.0
CAPRI | CAP601174 | EC000441 | EF000881 | Non | 9.0
CAPRI | CAP601174 | EC000441 | EF001062 | Non | 9.0
CAPRI | CAP601174 | EC000441 | EF001210 | Non | 9.0
CAPRI | CAP601174 | EC000441 | EF001217 | EV009696 | 9.0
CAPRI | CAP601174 | EC000441 | EF001257 | EV000149 | 9.0
CAPRI | CAP601174 | EC000441 | EF001742 | -5 °C | 9.0
CAPRI | CAP601174 | EC000441 | EF001742 | 70 °C | 9.0
CAPRI | CAP601174 | EC000441 | EF001758 | EV003695 | 9.0
CAPRI | CAP601174 | EC000441 | EF002169 | EV000914 | 9.0
CAPRI | CAP601174 | EC000441 | EF003712 | 1,41 mm | 9.0
CAPRI | CAP601174 | EC000441 | EF004191 | Non | 9.0
CAPRI | CAP601174 | EC000441 | EF004685 | Non | 9.0
CAPRI | CAP601174 | EC000441 | EF005004 | Non | 9.0
CAPRI | CAP601174 | EC000441 | EF005049 | Oui | 9.0
CAPRI | CAP601174 | EC000441 | EF005268 | 22 mm | 9.0
CAPRI | CAP601174 | EC000441 | EF005337 | Non | 9.0
CAPRI | CAP601174 | EC000441 | EF005466 | 10,5 mm | 9.0
CAPRI | CAP601174 | EC000441 | EF005466 | 6,5 mm | 9.0
CAPRI | CAP601174 | EC000441 | EF005474 | EV006422 | 9.0
CAPRI | CAP601174 | EC000441 | EF005728 | EV000494 | 9.0
CAPRI | CAP601174 | EC000441 | EF007839 | 11 | 9.0
CAPRI | CAP601174 | EC000441 | EF008404 | EV000494 | 9.0
CAPRI | CAP601174 | EC000441 | EF012184 | Non | 9.0
CAPRI | CAP601174 | EC000441 | EF012547 | Non | 9.0
CAPRI | CAP601174 | EC000441 | EF024919 | Non | 9.0
CAPRI | CAP601304 | EC000441 | EF000007 | EV003888 | 9.0
CAPRI | CAP601304 | EC000441 | EF000010 | EV000164 | 9.0
CAPRI | CAP601304 | EC000441 | EF000025 | Oui | 9.0
CAPRI | CAP601304 | EC000441 | EF000084 | Oui | 9.0
CAPRI | CAP601304 | EC000441 | EF000139 | EV000191 | 9.0
CAPRI | CAP601304 | EC000441 | EF000177 | 22 mm | 9.0
CAPRI | CAP601304 | EC000441 | EF000368 | 5,6 mm | 9.0
CAPRI | CAP601304 | EC000441 | EF000734 | Non | 9.0
CAPRI | CAP601304 | EC000441 | EF000878 | Oui | 9.0
CAPRI | CAP601304 | EC000441 | EF000881 | Non | 9.0
CAPRI | CAP601304 | EC000441 | EF001062 | Non | 9.0
CAPRI | CAP601304 | EC000441 | EF001210 | Non | 9.0
CAPRI | CAP601304 | EC000441 | EF001217 | EV009696 | 9.0
CAPRI | CAP601304 | EC000441 | EF001257 | EV000149 | 9.0
CAPRI | CAP601304 | EC000441 | EF001742 | -5 °C | 9.0
CAPRI | CAP601304 | EC000441 | EF001742 | 70 °C | 9.0
CAPRI | CAP601304 | EC000441 | EF001758 | EV003695 | 9.0
CAPRI | CAP601304 | EC000441 | EF002169 | EV000914 | 9.0
CAPRI | CAP601304 | EC000441 | EF003712 | 1,41 mm | 9.0
CAPRI | CAP601304 | EC000441 | EF004191 | Non | 9.0
CAPRI | CAP601304 | EC000441 | EF004685 | Non | 9.0
CAPRI | CAP601304 | EC000441 | EF005004 | Non | 9.0
CAPRI | CAP601304 | EC000441 | EF005049 | Non | 9.0
CAPRI | CAP601304 | EC000441 | EF005268 | 24,2 mm | 9.0
CAPRI | CAP601304 | EC000441 | EF005337 | Non | 9.0
CAPRI | CAP601304 | EC000441 | EF005466 | 13,5 mm | 9.0
CAPRI | CAP601304 | EC000441 | EF005466 | 8,5 mm | 9.0
CAPRI | CAP601304 | EC000441 | EF005474 | EV006422 | 9.0
CAPRI | CAP601304 | EC000441 | EF005728 | EV000494 | 9.0
CAPRI | CAP601304 | EC000441 | EF007839 | 13 | 9.0
CAPRI | CAP601304 | EC000441 | EF008404 | EV000494 | 9.0
CAPRI | CAP601304 | EC000441 | EF012184 | Non | 9.0
CAPRI | CAP601304 | EC000441 | EF012547 | Non | 9.0
CAPRI | CAP601304 | EC000441 | EF024919 | Non | 9.0
CAPRI | CAP601374 | EC000441 | EF000007 | EV003888 | 9.0
CAPRI | CAP601374 | EC000441 | EF000010 | EV000164 | 9.0
CAPRI | CAP601374 | EC000441 | EF000025 | Oui | 9.0
CAPRI | CAP601374 | EC000441 | EF000084 | Oui | 9.0
CAPRI | CAP601374 | EC000441 | EF000139 | EV000191 | 9.0
CAPRI | CAP601374 | EC000441 | EF000177 | 22 mm | 9.0
CAPRI | CAP601374 | EC000441 | EF000368 | 5,6 mm | 9.0
CAPRI | CAP601374 | EC000441 | EF000734 | Non | 9.0
CAPRI | CAP601374 | EC000441 | EF000878 | Oui | 9.0
CAPRI | CAP601374 | EC000441 | EF000881 | Non | 9.0
CAPRI | CAP601374 | EC000441 | EF001062 | Non | 9.0
CAPRI | CAP601374 | EC000441 | EF001210 | Non | 9.0
CAPRI | CAP601374 | EC000441 | EF001217 | EV009696 | 9.0
CAPRI | CAP601374 | EC000441 | EF001257 | EV000149 | 9.0
CAPRI | CAP601374 | EC000441 | EF001742 | -5 °C | 9.0
CAPRI | CAP601374 | EC000441 | EF001742 | 70 °C | 9.0
CAPRI | CAP601374 | EC000441 | EF001758 | EV003695 | 9.0
CAPRI | CAP601374 | EC000441 | EF002169 | EV000914 | 9.0
CAPRI | CAP601374 | EC000441 | EF003712 | 1,41 mm | 9.0
CAPRI | CAP601374 | EC000441 | EF004191 | Non | 9.0
CAPRI | CAP601374 | EC000441 | EF004685 | Non | 9.0
CAPRI | CAP601374 | EC000441 | EF005004 | Non | 9.0
CAPRI | CAP601374 | EC000441 | EF005049 | Oui | 9.0
CAPRI | CAP601374 | EC000441 | EF005268 | 24,2 mm | 9.0
CAPRI | CAP601374 | EC000441 | EF005337 | Non | 9.0
CAPRI | CAP601374 | EC000441 | EF005466 | 13,5 mm | 9.0
CAPRI | CAP601374 | EC000441 | EF005466 | 8,5 mm | 9.0
CAPRI | CAP601374 | EC000441 | EF005474 | EV006422 | 9.0
CAPRI | CAP601374 | EC000441 | EF005728 | EV000494 | 9.0
CAPRI | CAP601374 | EC000441 | EF007839 | 13 | 9.0
CAPRI | CAP601374 | EC000441 | EF008404 | EV000494 | 9.0
CAPRI | CAP601374 | EC000441 | EF012184 | Non | 9.0
CAPRI | CAP601374 | EC000441 | EF012547 | Non | 9.0
CAPRI | CAP601374 | EC000441 | EF024919 | Non | 9.0
CAPRI | CAP601604 | EC000441 | EF000007 | EV003888 | 9.0
CAPRI | CAP601604 | EC000441 | EF000010 | EV000164 | 9.0
CAPRI | CAP601604 | EC000441 | EF000025 | Oui | 9.0
CAPRI | CAP601604 | EC000441 | EF000084 | Oui | 9.0
CAPRI | CAP601604 | EC000441 | EF000139 | EV000191 | 9.0
CAPRI | CAP601604 | EC000441 | EF000177 | 24 mm | 9.0
CAPRI | CAP601604 | EC000441 | EF000368 | 5,6 mm | 9.0
CAPRI | CAP601604 | EC000441 | EF000734 | Non | 9.0
CAPRI | CAP601604 | EC000441 | EF000878 | Oui | 9.0
CAPRI | CAP601604 | EC000441 | EF000881 | Non | 9.0
CAPRI | CAP601604 | EC000441 | EF001062 | Non | 9.0
CAPRI | CAP601604 | EC000441 | EF001210 | Non | 9.0
CAPRI | CAP601604 | EC000441 | EF001217 | EV009696 | 9.0
CAPRI | CAP601604 | EC000441 | EF001257 | EV000149 | 9.0
CAPRI | CAP601604 | EC000441 | EF001742 | -5 °C | 9.0
CAPRI | CAP601604 | EC000441 | EF001742 | 70 °C | 9.0
CAPRI | CAP601604 | EC000441 | EF001758 | EV003695 | 9.0
CAPRI | CAP601604 | EC000441 | EF002169 | EV000914 | 9.0
CAPRI | CAP601604 | EC000441 | EF003712 | 1,41 mm | 9.0
CAPRI | CAP601604 | EC000441 | EF004191 | Non | 9.0
CAPRI | CAP601604 | EC000441 | EF004685 | Non | 9.0
CAPRI | CAP601604 | EC000441 | EF005004 | Non | 9.0
CAPRI | CAP601604 | EC000441 | EF005049 | Non | 9.0
CAPRI | CAP601604 | EC000441 | EF005268 | 26,4 mm | 9.0
CAPRI | CAP601604 | EC000441 | EF005337 | Non | 9.0
CAPRI | CAP601604 | EC000441 | EF005466 | 10,5 mm | 9.0
CAPRI | CAP601604 | EC000441 | EF005466 | 15 mm | 9.0
CAPRI | CAP601604 | EC000441 | EF005474 | EV006422 | 9.0
CAPRI | CAP601604 | EC000441 | EF005728 | EV000494 | 9.0
CAPRI | CAP601604 | EC000441 | EF007839 | 16 | 9.0
CAPRI | CAP601604 | EC000441 | EF008404 | EV000494 | 9.0
CAPRI | CAP601604 | EC000441 | EF012184 | Non | 9.0
CAPRI | CAP601604 | EC000441 | EF012547 | Non | 9.0
CAPRI | CAP601604 | EC000441 | EF024919 | Non | 9.0
CAPRI | CAP601674 | EC000441 | EF000007 | EV003888 | 9.0
CAPRI | CAP601674 | EC000441 | EF000010 | EV000164 | 9.0
CAPRI | CAP601674 | EC000441 | EF000025 | Oui | 9.0
CAPRI | CAP601674 | EC000441 | EF000084 | Oui | 9.0
CAPRI | CAP601674 | EC000441 | EF000139 | EV000191 | 9.0
CAPRI | CAP601674 | EC000441 | EF000177 | 24 mm | 9.0
CAPRI | CAP601674 | EC000441 | EF000368 | 5,6 mm | 9.0
CAPRI | CAP601674 | EC000441 | EF000734 | Non | 9.0
CAPRI | CAP601674 | EC000441 | EF000878 | Oui | 9.0
CAPRI | CAP601674 | EC000441 | EF000881 | Non | 9.0
CAPRI | CAP601674 | EC000441 | EF001062 | Non | 9.0
CAPRI | CAP601674 | EC000441 | EF001210 | Non | 9.0
CAPRI | CAP601674 | EC000441 | EF001217 | EV009696 | 9.0
CAPRI | CAP601674 | EC000441 | EF001257 | EV000149 | 9.0
CAPRI | CAP601674 | EC000441 | EF001742 | -5 °C | 9.0
CAPRI | CAP601674 | EC000441 | EF001742 | 70 °C | 9.0
CAPRI | CAP601674 | EC000441 | EF001758 | EV003695 | 9.0
CAPRI | CAP601674 | EC000441 | EF002169 | EV000914 | 9.0
CAPRI | CAP601674 | EC000441 | EF003712 | 1,41 mm | 9.0
CAPRI | CAP601674 | EC000441 | EF004191 | Non | 9.0
CAPRI | CAP601674 | EC000441 | EF004685 | Non | 9.0
CAPRI | CAP601674 | EC000441 | EF005004 | Non | 9.0
CAPRI | CAP601674 | EC000441 | EF005049 | Oui | 9.0
CAPRI | CAP601674 | EC000441 | EF005268 | 26,4 mm | 9.0
CAPRI | CAP601674 | EC000441 | EF005337 | Non | 9.0
CAPRI | CAP601674 | EC000441 | EF005466 | 10,5 mm | 9.0
CAPRI | CAP601674 | EC000441 | EF005466 | 15 mm | 9.0
CAPRI | CAP601674 | EC000441 | EF005474 | EV006422 | 9.0
CAPRI | CAP601674 | EC000441 | EF005728 | EV000494 | 9.0
CAPRI | CAP601674 | EC000441 | EF007839 | 16 | 9.0
CAPRI | CAP601674 | EC000441 | EF008404 | EV000494 | 9.0
CAPRI | CAP601674 | EC000441 | EF012184 | Non | 9.0
CAPRI | CAP601674 | EC000441 | EF012547 | Non | 9.0
CAPRI | CAP601674 | EC000441 | EF024919 | Non | 9.0
CAPRI | CAP602104 | EC000441 | EF000007 | EV003888 | 9.0
CAPRI | CAP602104 | EC000441 | EF000010 | EV000164 | 9.0
CAPRI | CAP602104 | EC000441 | EF000025 | Oui | 9.0
CAPRI | CAP602104 | EC000441 | EF000084 | Oui | 9.0
CAPRI | CAP602104 | EC000441 | EF000139 | EV000191 | 9.0
CAPRI | CAP602104 | EC000441 | EF000177 | 30 mm | 9.0
CAPRI | CAP602104 | EC000441 | EF000368 | 6,8 mm | 9.0
CAPRI | CAP602104 | EC000441 | EF000734 | Non | 9.0
CAPRI | CAP602104 | EC000441 | EF000878 | Oui | 9.0
CAPRI | CAP602104 | EC000441 | EF000881 | Non | 9.0
CAPRI | CAP602104 | EC000441 | EF001062 | Non | 9.0
CAPRI | CAP602104 | EC000441 | EF001210 | Non | 9.0
CAPRI | CAP602104 | EC000441 | EF001217 | EV009696 | 9.0
CAPRI | CAP602104 | EC000441 | EF001257 | EV000149 | 9.0
CAPRI | CAP602104 | EC000441 | EF001742 | -5 °C | 9.0
CAPRI | CAP602104 | EC000441 | EF001742 | 70 °C | 9.0
CAPRI | CAP602104 | EC000441 | EF001758 | EV003695 | 9.0
CAPRI | CAP602104 | EC000441 | EF002169 | EV000914 | 9.0
CAPRI | CAP602104 | EC000441 | EF003712 | 1,587 mm | 9.0
CAPRI | CAP602104 | EC000441 | EF004191 | Non | 9.0
CAPRI | CAP602104 | EC000441 | EF004685 | Non | 9.0
CAPRI | CAP602104 | EC000441 | EF005004 | Non | 9.0
CAPRI | CAP602104 | EC000441 | EF005049 | Non | 9.0
CAPRI | CAP602104 | EC000441 | EF005268 | 33 mm | 9.0
CAPRI | CAP602104 | EC000441 | EF005337 | Non | 9.0
CAPRI | CAP602104 | EC000441 | EF005466 | 13,5 mm | 9.0
CAPRI | CAP602104 | EC000441 | EF005466 | 19 mm | 9.0
CAPRI | CAP602104 | EC000441 | EF005474 | EV006422 | 9.0
CAPRI | CAP602104 | EC000441 | EF005728 | EV000494 | 9.0
CAPRI | CAP602104 | EC000441 | EF007839 | 21 | 9.0
CAPRI | CAP602104 | EC000441 | EF008404 | EV000494 | 9.0
CAPRI | CAP602104 | EC000441 | EF012184 | Non | 9.0
CAPRI | CAP602104 | EC000441 | EF012547 | Non | 9.0
CAPRI | CAP602104 | EC000441 | EF024919 | Non | 9.0
CAPRI | CAP602174 | EC000441 | EF000007 | EV003888 | 9.0
CAPRI | CAP602174 | EC000441 | EF000010 | EV000164 | 9.0
CAPRI | CAP602174 | EC000441 | EF000025 | Oui | 9.0
CAPRI | CAP602174 | EC000441 | EF000084 | Oui | 9.0
CAPRI | CAP602174 | EC000441 | EF000139 | EV000191 | 9.0
CAPRI | CAP602174 | EC000441 | EF000177 | 30 mm | 9.0
CAPRI | CAP602174 | EC000441 | EF000368 | 6,8 mm | 9.0
CAPRI | CAP602174 | EC000441 | EF000734 | Non | 9.0
CAPRI | CAP602174 | EC000441 | EF000878 | Oui | 9.0
CAPRI | CAP602174 | EC000441 | EF000881 | Non | 9.0
CAPRI | CAP602174 | EC000441 | EF001062 | Non | 9.0
CAPRI | CAP602174 | EC000441 | EF001210 | Non | 9.0
CAPRI | CAP602174 | EC000441 | EF001217 | EV009696 | 9.0
CAPRI | CAP602174 | EC000441 | EF001257 | EV000149 | 9.0
CAPRI | CAP602174 | EC000441 | EF001742 | -5 °C | 9.0
CAPRI | CAP602174 | EC000441 | EF001742 | 70 °C | 9.0
CAPRI | CAP602174 | EC000441 | EF001758 | EV003695 | 9.0
CAPRI | CAP602174 | EC000441 | EF002169 | EV000914 | 9.0
CAPRI | CAP602174 | EC000441 | EF003712 | 1,587 mm | 9.0
CAPRI | CAP602174 | EC000441 | EF004191 | Non | 9.0
CAPRI | CAP602174 | EC000441 | EF004685 | Non | 9.0
CAPRI | CAP602174 | EC000441 | EF005004 | Non | 9.0
CAPRI | CAP602174 | EC000441 | EF005049 | Oui | 9.0
CAPRI | CAP602174 | EC000441 | EF005268 | 33 mm | 9.0
CAPRI | CAP602174 | EC000441 | EF005337 | Non | 9.0
CAPRI | CAP602174 | EC000441 | EF005466 | 13,5 mm | 9.0
CAPRI | CAP602174 | EC000441 | EF005466 | 19 mm | 9.0
CAPRI | CAP602174 | EC000441 | EF005474 | EV006422 | 9.0
CAPRI | CAP602174 | EC000441 | EF005728 | EV000494 | 9.0
CAPRI | CAP602174 | EC000441 | EF007839 | 21 | 9.0
CAPRI | CAP602174 | EC000441 | EF008404 | EV000494 | 9.0
CAPRI | CAP602174 | EC000441 | EF012184 | Non | 9.0
CAPRI | CAP602174 | EC000441 | EF012547 | Non | 9.0
CAPRI | CAP602174 | EC000441 | EF024919 | Non | 9.0
CAPRI | CAP602904 | EC000441 | EF000007 | EV003888 | 9.0
CAPRI | CAP602904 | EC000441 | EF000010 | EV000164 | 9.0
CAPRI | CAP602904 | EC000441 | EF000025 | Oui | 9.0
CAPRI | CAP602904 | EC000441 | EF000084 | Oui | 9.0
CAPRI | CAP602904 | EC000441 | EF000139 | EV000191 | 9.0
CAPRI | CAP602904 | EC000441 | EF000177 | 40 mm | 9.0
CAPRI | CAP602904 | EC000441 | EF000368 | 7,7 mm | 9.0
CAPRI | CAP602904 | EC000441 | EF000734 | Non | 9.0
CAPRI | CAP602904 | EC000441 | EF000878 | Oui | 9.0
CAPRI | CAP602904 | EC000441 | EF000881 | Non | 9.0
CAPRI | CAP602904 | EC000441 | EF001062 | Non | 9.0
CAPRI | CAP602904 | EC000441 | EF001210 | Non | 9.0
CAPRI | CAP602904 | EC000441 | EF001217 | EV009696 | 9.0
CAPRI | CAP602904 | EC000441 | EF001257 | EV000149 | 9.0
CAPRI | CAP602904 | EC000441 | EF001742 | -5 °C | 9.0
CAPRI | CAP602904 | EC000441 | EF001742 | 70 °C | 9.0
CAPRI | CAP602904 | EC000441 | EF001758 | EV003695 | 9.0
CAPRI | CAP602904 | EC000441 | EF002169 | EV000914 | 9.0
CAPRI | CAP602904 | EC000441 | EF003712 | 1,587 mm | 9.0
CAPRI | CAP602904 | EC000441 | EF004191 | Non | 9.0
CAPRI | CAP602904 | EC000441 | EF004685 | Non | 9.0
CAPRI | CAP602904 | EC000441 | EF005004 | Non | 9.0
CAPRI | CAP602904 | EC000441 | EF005049 | Non | 9.0
CAPRI | CAP602904 | EC000441 | EF005268 | 44 mm | 9.0
CAPRI | CAP602904 | EC000441 | EF005337 | Non | 9.0
CAPRI | CAP602904 | EC000441 | EF005466 | 18 mm | 9.0
CAPRI | CAP602904 | EC000441 | EF005466 | 25 mm | 9.0
CAPRI | CAP602904 | EC000441 | EF005474 | EV006422 | 9.0
CAPRI | CAP602904 | EC000441 | EF005728 | EV000494 | 9.0
CAPRI | CAP602904 | EC000441 | EF007839 | 29 | 9.0
CAPRI | CAP602904 | EC000441 | EF008404 | EV000494 | 9.0
CAPRI | CAP602904 | EC000441 | EF012184 | Non | 9.0
CAPRI | CAP602904 | EC000441 | EF012547 | Non | 9.0
CAPRI | CAP602904 | EC000441 | EF024919 | Non | 9.0
CAPRI | CAP602974 | EC000441 | EF000007 | EV003888 | 9.0
CAPRI | CAP602974 | EC000441 | EF000010 | EV000164 | 9.0
CAPRI | CAP602974 | EC000441 | EF000025 | Oui | 9.0
CAPRI | CAP602974 | EC000441 | EF000084 | Oui | 9.0
CAPRI | CAP602974 | EC000441 | EF000139 | EV000191 | 9.0
CAPRI | CAP602974 | EC000441 | EF000177 | 40 mm | 9.0
CAPRI | CAP602974 | EC000441 | EF000368 | 7,7 mm | 9.0
CAPRI | CAP602974 | EC000441 | EF000734 | Non | 9.0
CAPRI | CAP602974 | EC000441 | EF000878 | Oui | 9.0
CAPRI | CAP602974 | EC000441 | EF000881 | Non | 9.0
CAPRI | CAP602974 | EC000441 | EF001062 | Non | 9.0
CAPRI | CAP602974 | EC000441 | EF001210 | Non | 9.0
CAPRI | CAP602974 | EC000441 | EF001217 | EV009696 | 9.0
CAPRI | CAP602974 | EC000441 | EF001257 | EV000149 | 9.0
CAPRI | CAP602974 | EC000441 | EF001742 | -5 °C | 9.0
CAPRI | CAP602974 | EC000441 | EF001742 | 70 °C | 9.0
CAPRI | CAP602974 | EC000441 | EF001758 | EV003695 | 9.0
CAPRI | CAP602974 | EC000441 | EF002169 | EV000914 | 9.0
CAPRI | CAP602974 | EC000441 | EF003712 | 1,587 mm | 9.0
CAPRI | CAP602974 | EC000441 | EF004191 | Non | 9.0
CAPRI | CAP602974 | EC000441 | EF004685 | Non | 9.0
CAPRI | CAP602974 | EC000441 | EF005004 | Non | 9.0
CAPRI | CAP602974 | EC000441 | EF005049 | Oui | 9.0
CAPRI | CAP602974 | EC000441 | EF005268 | 44 mm | 9.0
CAPRI | CAP602974 | EC000441 | EF005337 | Non | 9.0
CAPRI | CAP602974 | EC000441 | EF005466 | 18 mm | 9.0
CAPRI | CAP602974 | EC000441 | EF005466 | 25 mm | 9.0
CAPRI | CAP602974 | EC000441 | EF005474 | EV006422 | 9.0
CAPRI | CAP602974 | EC000441 | EF005728 | EV000494 | 9.0
CAPRI | CAP602974 | EC000441 | EF007839 | 29 | 9.0
CAPRI | CAP602974 | EC000441 | EF008404 | EV000494 | 9.0
CAPRI | CAP602974 | EC000441 | EF012184 | Non | 9.0
CAPRI | CAP602974 | EC000441 | EF012547 | Non | 9.0
CAPRI | CAP602974 | EC000441 | EF024919 | Non | 9.0
CAPRI | CAP603604 | EC000441 | EF000007 | EV003888 | 9.0
CAPRI | CAP603604 | EC000441 | EF000010 | EV000164 | 9.0
CAPRI | CAP603604 | EC000441 | EF000025 | Oui | 9.0
CAPRI | CAP603604 | EC000441 | EF000084 | Oui | 9.0
CAPRI | CAP603604 | EC000441 | EF000139 | EV000191 | 9.0
CAPRI | CAP603604 | EC000441 | EF000177 | 50 mm | 9.0
CAPRI | CAP603604 | EC000441 | EF000368 | 7,8 mm | 9.0
CAPRI | CAP603604 | EC000441 | EF000734 | Non | 9.0
CAPRI | CAP603604 | EC000441 | EF000878 | Oui | 9.0
CAPRI | CAP603604 | EC000441 | EF000881 | Non | 9.0
CAPRI | CAP603604 | EC000441 | EF001062 | Non | 9.0
CAPRI | CAP603604 | EC000441 | EF001210 | Non | 9.0
CAPRI | CAP603604 | EC000441 | EF001217 | EV009696 | 9.0
CAPRI | CAP603604 | EC000441 | EF001257 | EV000149 | 9.0
CAPRI | CAP603604 | EC000441 | EF001742 | -5 °C | 9.0
CAPRI | CAP603604 | EC000441 | EF001742 | 70 °C | 9.0
CAPRI | CAP603604 | EC000441 | EF001758 | EV003695 | 9.0
CAPRI | CAP603604 | EC000441 | EF002169 | EV000914 | 9.0
CAPRI | CAP603604 | EC000441 | EF003712 | 1,587 mm | 9.0
CAPRI | CAP603604 | EC000441 | EF004191 | Non | 9.0
CAPRI | CAP603604 | EC000441 | EF004685 | Non | 9.0
CAPRI | CAP603604 | EC000441 | EF005004 | Non | 9.0
CAPRI | CAP603604 | EC000441 | EF005049 | Non | 9.0
CAPRI | CAP603604 | EC000441 | EF005268 | 55 mm | 9.0
CAPRI | CAP603604 | EC000441 | EF005337 | Non | 9.0
CAPRI | CAP603604 | EC000441 | EF005466 | 23,5 mm | 9.0
CAPRI | CAP603604 | EC000441 | EF005466 | 32 mm | 9.0
CAPRI | CAP603604 | EC000441 | EF005474 | EV006422 | 9.0
CAPRI | CAP603604 | EC000441 | EF005728 | EV000494 | 9.0
CAPRI | CAP603604 | EC000441 | EF007839 | 36 | 9.0
CAPRI | CAP603604 | EC000441 | EF008404 | EV000494 | 9.0
CAPRI | CAP603604 | EC000441 | EF012184 | Non | 9.0
CAPRI | CAP603604 | EC000441 | EF012547 | Non | 9.0
CAPRI | CAP603604 | EC000441 | EF024919 | Non | 9.0
CAPRI | CAP603674 | EC000441 | EF000007 | EV003888 | 9.0
CAPRI | CAP603674 | EC000441 | EF000010 | EV000164 | 9.0
CAPRI | CAP603674 | EC000441 | EF000025 | Oui | 9.0
CAPRI | CAP603674 | EC000441 | EF000084 | Oui | 9.0
CAPRI | CAP603674 | EC000441 | EF000139 | EV000191 | 9.0
CAPRI | CAP603674 | EC000441 | EF000177 | 50 mm | 9.0
CAPRI | CAP603674 | EC000441 | EF000368 | 7,8 mm | 9.0
CAPRI | CAP603674 | EC000441 | EF000734 | Non | 9.0
CAPRI | CAP603674 | EC000441 | EF000878 | Oui | 9.0
CAPRI | CAP603674 | EC000441 | EF000881 | Non | 9.0
CAPRI | CAP603674 | EC000441 | EF001062 | Non | 9.0
CAPRI | CAP603674 | EC000441 | EF001210 | Non | 9.0
CAPRI | CAP603674 | EC000441 | EF001217 | EV009696 | 9.0
CAPRI | CAP603674 | EC000441 | EF001257 | EV000149 | 9.0
CAPRI | CAP603674 | EC000441 | EF001742 | -5 °C | 9.0
CAPRI | CAP603674 | EC000441 | EF001742 | 70 °C | 9.0
CAPRI | CAP603674 | EC000441 | EF001758 | EV003695 | 9.0
CAPRI | CAP603674 | EC000441 | EF002169 | EV000914 | 9.0
CAPRI | CAP603674 | EC000441 | EF003712 | 1,587 mm | 9.0
CAPRI | CAP603674 | EC000441 | EF004191 | Non | 9.0
CAPRI | CAP603674 | EC000441 | EF004685 | Non | 9.0
CAPRI | CAP603674 | EC000441 | EF005004 | Non | 9.0
CAPRI | CAP603674 | EC000441 | EF005049 | Oui | 9.0
CAPRI | CAP603674 | EC000441 | EF005268 | 55 mm | 9.0
CAPRI | CAP603674 | EC000441 | EF005337 | Non | 9.0
CAPRI | CAP603674 | EC000441 | EF005466 | 23,5 mm | 9.0
CAPRI | CAP603674 | EC000441 | EF005466 | 32 mm | 9.0
CAPRI | CAP603674 | EC000441 | EF005474 | EV006422 | 9.0
CAPRI | CAP603674 | EC000441 | EF005728 | EV000494 | 9.0
CAPRI | CAP603674 | EC000441 | EF007839 | 36 | 9.0
CAPRI | CAP603674 | EC000441 | EF008404 | EV000494 | 9.0
CAPRI | CAP603674 | EC000441 | EF012184 | Non | 9.0
CAPRI | CAP603674 | EC000441 | EF012547 | Non | 9.0
CAPRI | CAP603674 | EC000441 | EF024919 | Non | 9.0
CAPRI | CAP604204 | EC000441 | EF000007 | EV003888 | 9.0
CAPRI | CAP604204 | EC000441 | EF000010 | EV000164 | 9.0
CAPRI | CAP604204 | EC000441 | EF000025 | Oui | 9.0
CAPRI | CAP604204 | EC000441 | EF000084 | Oui | 9.0
CAPRI | CAP604204 | EC000441 | EF000139 | EV000191 | 9.0
CAPRI | CAP604204 | EC000441 | EF000177 | 58 mm | 9.0
CAPRI | CAP604204 | EC000441 | EF000368 | 9,5 mm | 9.0
CAPRI | CAP604204 | EC000441 | EF000734 | Non | 9.0
CAPRI | CAP604204 | EC000441 | EF000878 | Oui | 9.0
CAPRI | CAP604204 | EC000441 | EF000881 | Non | 9.0
CAPRI | CAP604204 | EC000441 | EF001062 | Non | 9.0
CAPRI | CAP604204 | EC000441 | EF001210 | Non | 9.0
CAPRI | CAP604204 | EC000441 | EF001217 | EV009696 | 9.0
CAPRI | CAP604204 | EC000441 | EF001257 | EV000149 | 9.0
CAPRI | CAP604204 | EC000441 | EF001742 | -5 °C | 9.0
CAPRI | CAP604204 | EC000441 | EF001742 | 70 °C | 9.0
CAPRI | CAP604204 | EC000441 | EF001758 | EV003695 | 9.0
CAPRI | CAP604204 | EC000441 | EF002169 | EV000914 | 9.0
CAPRI | CAP604204 | EC000441 | EF003712 | 1,587 mm | 9.0
CAPRI | CAP604204 | EC000441 | EF004191 | Non | 9.0
CAPRI | CAP604204 | EC000441 | EF004685 | Non | 9.0
CAPRI | CAP604204 | EC000441 | EF005004 | Non | 9.0
CAPRI | CAP604204 | EC000441 | EF005049 | Non | 9.0
CAPRI | CAP604204 | EC000441 | EF005268 | 63,8 mm | 9.0
CAPRI | CAP604204 | EC000441 | EF005337 | Non | 9.0
CAPRI | CAP604204 | EC000441 | EF005466 | 30 mm | 9.0
CAPRI | CAP604204 | EC000441 | EF005466 | 38 mm | 9.0
CAPRI | CAP604204 | EC000441 | EF005474 | EV006422 | 9.0
CAPRI | CAP604204 | EC000441 | EF005728 | EV000494 | 9.0
CAPRI | CAP604204 | EC000441 | EF007839 | 42 | 9.0
CAPRI | CAP604204 | EC000441 | EF008404 | EV000494 | 9.0
CAPRI | CAP604204 | EC000441 | EF012184 | Non | 9.0
CAPRI | CAP604204 | EC000441 | EF012547 | Non | 9.0
CAPRI | CAP604204 | EC000441 | EF024919 | Non | 9.0
CAPRI | CAP604274 | EC000441 | EF000007 | EV003888 | 9.0
CAPRI | CAP604274 | EC000441 | EF000010 | EV000164 | 9.0
CAPRI | CAP604274 | EC000441 | EF000025 | Oui | 9.0
CAPRI | CAP604274 | EC000441 | EF000084 | Oui | 9.0
CAPRI | CAP604274 | EC000441 | EF000139 | EV000191 | 9.0
CAPRI | CAP604274 | EC000441 | EF000177 | 58 mm | 9.0
CAPRI | CAP604274 | EC000441 | EF000368 | 9,5 mm | 9.0
CAPRI | CAP604274 | EC000441 | EF000734 | Non | 9.0
CAPRI | CAP604274 | EC000441 | EF000878 | Oui | 9.0
CAPRI | CAP604274 | EC000441 | EF000881 | Non | 9.0
CAPRI | CAP604274 | EC000441 | EF001062 | Non | 9.0
CAPRI | CAP604274 | EC000441 | EF001210 | Non | 9.0
CAPRI | CAP604274 | EC000441 | EF001217 | EV009696 | 9.0
CAPRI | CAP604274 | EC000441 | EF001257 | EV000149 | 9.0
CAPRI | CAP604274 | EC000441 | EF001742 | -5 °C | 9.0
CAPRI | CAP604274 | EC000441 | EF001742 | 70 °C | 9.0
CAPRI | CAP604274 | EC000441 | EF001758 | EV003695 | 9.0
CAPRI | CAP604274 | EC000441 | EF002169 | EV000914 | 9.0
CAPRI | CAP604274 | EC000441 | EF003712 | 1,588 mm | 9.0
CAPRI | CAP604274 | EC000441 | EF004191 | Non | 9.0
CAPRI | CAP604274 | EC000441 | EF004685 | Non | 9.0
CAPRI | CAP604274 | EC000441 | EF005004 | Non | 9.0
CAPRI | CAP604274 | EC000441 | EF005049 | Oui | 9.0
CAPRI | CAP604274 | EC000441 | EF005268 | 63,8 mm | 9.0
CAPRI | CAP604274 | EC000441 | EF005337 | Non | 9.0
CAPRI | CAP604274 | EC000441 | EF005466 | 30 mm | 9.0
CAPRI | CAP604274 | EC000441 | EF005466 | 38 mm | 9.0
CAPRI | CAP604274 | EC000441 | EF005474 | EV006422 | 9.0
CAPRI | CAP604274 | EC000441 | EF005728 | EV000494 | 9.0
CAPRI | CAP604274 | EC000441 | EF007839 | 42 | 9.0
CAPRI | CAP604274 | EC000441 | EF008404 | EV000494 | 9.0
CAPRI | CAP604274 | EC000441 | EF012184 | Non | 9.0
CAPRI | CAP604274 | EC000441 | EF012547 | Non | 9.0
CAPRI | CAP604274 | EC000441 | EF024919 | Non | 9.0
CAPRI | CAP604804 | EC000441 | EF000007 | EV003888 | 9.0
CAPRI | CAP604804 | EC000441 | EF000010 | EV000164 | 9.0
CAPRI | CAP604804 | EC000441 | EF000025 | Oui | 9.0
CAPRI | CAP604804 | EC000441 | EF000084 | Oui | 9.0
CAPRI | CAP604804 | EC000441 | EF000139 | EV000191 | 9.0
CAPRI | CAP604804 | EC000441 | EF000177 | 64 mm | 9.0
CAPRI | CAP604804 | EC000441 | EF000368 | 9,5 mm | 9.0
CAPRI | CAP604804 | EC000441 | EF000734 | Non | 9.0
CAPRI | CAP604804 | EC000441 | EF000878 | Oui | 9.0
CAPRI | CAP604804 | EC000441 | EF000881 | Non | 9.0
CAPRI | CAP604804 | EC000441 | EF001062 | Non | 9.0
CAPRI | CAP604804 | EC000441 | EF001210 | Non | 9.0
CAPRI | CAP604804 | EC000441 | EF001217 | EV009696 | 9.0
CAPRI | CAP604804 | EC000441 | EF001257 | EV000149 | 9.0
CAPRI | CAP604804 | EC000441 | EF001742 | -5 °C | 9.0
CAPRI | CAP604804 | EC000441 | EF001742 | 70 °C | 9.0
CAPRI | CAP604804 | EC000441 | EF001758 | EV003695 | 9.0
CAPRI | CAP604804 | EC000441 | EF002169 | EV000914 | 9.0
CAPRI | CAP604804 | EC000441 | EF003712 | 2,309 mm | 9.0
CAPRI | CAP604804 | EC000441 | EF004191 | Non | 9.0
CAPRI | CAP604804 | EC000441 | EF004685 | Non | 9.0
CAPRI | CAP604804 | EC000441 | EF005004 | Non | 9.0
CAPRI | CAP604804 | EC000441 | EF005049 | Non | 9.0
CAPRI | CAP604804 | EC000441 | EF005268 | 70,4 mm | 9.0
CAPRI | CAP604804 | EC000441 | EF005337 | Non | 9.0
CAPRI | CAP604804 | EC000441 | EF005466 | 34 mm | 9.0
CAPRI | CAP604804 | EC000441 | EF005466 | 42,5 mm | 9.0
CAPRI | CAP604804 | EC000441 | EF005474 | EV006422 | 9.0
CAPRI | CAP604804 | EC000441 | EF005728 | EV000494 | 9.0
CAPRI | CAP604804 | EC000441 | EF007839 | 48 NFC | 9.0
CAPRI | CAP604804 | EC000441 | EF008404 | EV000494 | 9.0
CAPRI | CAP604804 | EC000441 | EF012184 | Non | 9.0
CAPRI | CAP604804 | EC000441 | EF012547 | Non | 9.0
CAPRI | CAP604804 | EC000441 | EF024919 | Non | 9.0
CAPRI | CAP604874 | EC000441 | EF000007 | EV003888 | 9.0
CAPRI | CAP604874 | EC000441 | EF000010 | EV000164 | 9.0
CAPRI | CAP604874 | EC000441 | EF000025 | Oui | 9.0
CAPRI | CAP604874 | EC000441 | EF000084 | Oui | 9.0
CAPRI | CAP604874 | EC000441 | EF000139 | EV000191 | 9.0
CAPRI | CAP604874 | EC000441 | EF000177 | 64 mm | 9.0
CAPRI | CAP604874 | EC000441 | EF000368 | 9,5 mm | 9.0
CAPRI | CAP604874 | EC000441 | EF000734 | Non | 9.0
CAPRI | CAP604874 | EC000441 | EF000878 | Oui | 9.0
CAPRI | CAP604874 | EC000441 | EF000881 | Non | 9.0
CAPRI | CAP604874 | EC000441 | EF001062 | Non | 9.0
CAPRI | CAP604874 | EC000441 | EF001210 | Non | 9.0
CAPRI | CAP604874 | EC000441 | EF001217 | EV009696 | 9.0
CAPRI | CAP604874 | EC000441 | EF001257 | EV000149 | 9.0
CAPRI | CAP604874 | EC000441 | EF001742 | -5 °C | 9.0
CAPRI | CAP604874 | EC000441 | EF001742 | 70 °C | 9.0
CAPRI | CAP604874 | EC000441 | EF001758 | EV003695 | 9.0
CAPRI | CAP604874 | EC000441 | EF002169 | EV000914 | 9.0
CAPRI | CAP604874 | EC000441 | EF003712 | 2,309 mm | 9.0
CAPRI | CAP604874 | EC000441 | EF004191 | Non | 9.0
CAPRI | CAP604874 | EC000441 | EF004685 | Non | 9.0
CAPRI | CAP604874 | EC000441 | EF005004 | Non | 9.0
CAPRI | CAP604874 | EC000441 | EF005049 | Oui | 9.0
CAPRI | CAP604874 | EC000441 | EF005268 | 70,4 mm | 9.0
CAPRI | CAP604874 | EC000441 | EF005337 | Non | 9.0
CAPRI | CAP604874 | EC000441 | EF005466 | 34 mm | 9.0
CAPRI | CAP604874 | EC000441 | EF005466 | 42,5 mm | 9.0
CAPRI | CAP604874 | EC000441 | EF005474 | EV006422 | 9.0
CAPRI | CAP604874 | EC000441 | EF005728 | EV000494 | 9.0
CAPRI | CAP604874 | EC000441 | EF007839 | 48 NFC | 9.0
CAPRI | CAP604874 | EC000441 | EF008404 | EV000494 | 9.0
CAPRI | CAP604874 | EC000441 | EF012184 | Non | 9.0
CAPRI | CAP604874 | EC000441 | EF012547 | Non | 9.0
CAPRI | CAP604874 | EC000441 | EF024919 | Non | 9.0
CAPRI | CAP604884 | EC000441 | EF000007 | EV003888 | 9.0
CAPRI | CAP604884 | EC000441 | EF000010 | EV000164 | 9.0
CAPRI | CAP604884 | EC000441 | EF000025 | Oui | 9.0
CAPRI | CAP604884 | EC000441 | EF000084 | Oui | 9.0
CAPRI | CAP604884 | EC000441 | EF000139 | EV000191 | 9.0
CAPRI | CAP604884 | EC000441 | EF000177 |  | 9.0
CAPRI | CAP604884 | EC000441 | EF000368 |  | 9.0
CAPRI | CAP604884 | EC000441 | EF000734 | Non | 9.0
CAPRI | CAP604884 | EC000441 | EF000878 | Oui | 9.0
CAPRI | CAP604884 | EC000441 | EF000881 | Non | 9.0
CAPRI | CAP604884 | EC000441 | EF001062 | Non | 9.0
CAPRI | CAP604884 | EC000441 | EF001210 | Non | 9.0
CAPRI | CAP604884 | EC000441 | EF001217 | EV009696 | 9.0
CAPRI | CAP604884 | EC000441 | EF001257 | EV000149 | 9.0
CAPRI | CAP604884 | EC000441 | EF001742 | -5 °C | 9.0
CAPRI | CAP604884 | EC000441 | EF001742 | 70 °C | 9.0
CAPRI | CAP604884 | EC000441 | EF001758 | EV003695 | 9.0
CAPRI | CAP604884 | EC000441 | EF002169 | EV000914 | 9.0
CAPRI | CAP604884 | EC000441 | EF003712 |  | 9.0
CAPRI | CAP604884 | EC000441 | EF004191 | Non | 9.0
CAPRI | CAP604884 | EC000441 | EF004685 | Non | 9.0
CAPRI | CAP604884 | EC000441 | EF005004 | Non | 9.0
CAPRI | CAP604884 | EC000441 | EF005049 | Non | 9.0
CAPRI | CAP604884 | EC000441 | EF005268 |  | 9.0
CAPRI | CAP604884 | EC000441 | EF005337 | Non | 9.0
CAPRI | CAP604884 | EC000441 | EF005466 |  | 9.0
CAPRI | CAP604884 | EC000441 | EF005474 | EV006422 | 9.0
CAPRI | CAP604884 | EC000441 | EF005728 | EV000494 | 9.0
CAPRI | CAP604884 | EC000441 | EF007839 |  | 9.0
CAPRI | CAP604884 | EC000441 | EF008404 | EV000494 | 9.0
CAPRI | CAP604884 | EC000441 | EF012184 | Non | 9.0
CAPRI | CAP604884 | EC000441 | EF012547 | Non | 9.0
CAPRI | CAP604884 | EC000441 | EF024919 | Non | 9.0
CAPRI | CAP610904 | EC000441 | EF000007 | EV003888 | 9.0
CAPRI | CAP610904 | EC000441 | EF000010 | EV000164 | 9.0
CAPRI | CAP610904 | EC000441 | EF000025 | Oui | 9.0
CAPRI | CAP610904 | EC000441 | EF000084 | Oui | 9.0
CAPRI | CAP610904 | EC000441 | EF000139 | EV000191 | 9.0
CAPRI | CAP610904 | EC000441 | EF000177 | 17 mm | 9.0
CAPRI | CAP610904 | EC000441 | EF000368 | 15 mm | 9.0
CAPRI | CAP610904 | EC000441 | EF000734 | Non | 9.0
CAPRI | CAP610904 | EC000441 | EF000878 | Oui | 9.0
CAPRI | CAP610904 | EC000441 | EF000881 | Non | 9.0
CAPRI | CAP610904 | EC000441 | EF001062 | Non | 9.0
CAPRI | CAP610904 | EC000441 | EF001210 | Non | 9.0
CAPRI | CAP610904 | EC000441 | EF001217 | EV009696 | 9.0
CAPRI | CAP610904 | EC000441 | EF001257 | EV000149 | 9.0
CAPRI | CAP610904 | EC000441 | EF001742 | -5 °C | 9.0
CAPRI | CAP610904 | EC000441 | EF001742 | 70 °C | 9.0
CAPRI | CAP610904 | EC000441 | EF001758 | EV003695 | 9.0
CAPRI | CAP610904 | EC000441 | EF002169 | EV000914 | 9.0
CAPRI | CAP610904 | EC000441 | EF003712 | 1,41 mm | 9.0
CAPRI | CAP610904 | EC000441 | EF004191 | Non | 9.0
CAPRI | CAP610904 | EC000441 | EF004685 | Non | 9.0
CAPRI | CAP610904 | EC000441 | EF005004 | Non | 9.0
CAPRI | CAP610904 | EC000441 | EF005049 | Non | 9.0
CAPRI | CAP610904 | EC000441 | EF005268 | 18,7 mm | 9.0
CAPRI | CAP610904 | EC000441 | EF005337 | Non | 9.0
CAPRI | CAP610904 | EC000441 | EF005466 | 5 mm | 9.0
CAPRI | CAP610904 | EC000441 | EF005466 | 8,7 mm | 9.0
CAPRI | CAP610904 | EC000441 | EF005474 | EV006422 | 9.0
CAPRI | CAP610904 | EC000441 | EF005728 | EV000494 | 9.0
CAPRI | CAP610904 | EC000441 | EF007839 | 9 | 9.0
CAPRI | CAP610904 | EC000441 | EF008404 | EV000494 | 9.0
CAPRI | CAP610904 | EC000441 | EF012184 | Non | 9.0
CAPRI | CAP610904 | EC000441 | EF012547 | Non | 9.0
CAPRI | CAP610904 | EC000441 | EF024919 | Non | 9.0
CAPRI | CAP611104 | EC000441 | EF000007 | EV003888 | 9.0
CAPRI | CAP611104 | EC000441 | EF000010 | EV000164 | 9.0
CAPRI | CAP611104 | EC000441 | EF000025 | Oui | 9.0
CAPRI | CAP611104 | EC000441 | EF000084 | Oui | 9.0
CAPRI | CAP611104 | EC000441 | EF000139 | EV000191 | 9.0
CAPRI | CAP611104 | EC000441 | EF000177 | 20 mm | 9.0
CAPRI | CAP611104 | EC000441 | EF000368 | 15 mm | 9.0
CAPRI | CAP611104 | EC000441 | EF000734 | Non | 9.0
CAPRI | CAP611104 | EC000441 | EF000878 | Oui | 9.0
CAPRI | CAP611104 | EC000441 | EF000881 | Non | 9.0
CAPRI | CAP611104 | EC000441 | EF001062 | Non | 9.0
CAPRI | CAP611104 | EC000441 | EF001210 | Non | 9.0
CAPRI | CAP611104 | EC000441 | EF001217 | EV009696 | 9.0
CAPRI | CAP611104 | EC000441 | EF001257 | EV000149 | 9.0
CAPRI | CAP611104 | EC000441 | EF001742 | -5 °C | 9.0
CAPRI | CAP611104 | EC000441 | EF001742 | 70 °C | 9.0
CAPRI | CAP611104 | EC000441 | EF001758 | EV003695 | 9.0
CAPRI | CAP611104 | EC000441 | EF002169 | EV000914 | 9.0
CAPRI | CAP611104 | EC000441 | EF003712 | 1,41 mm | 9.0
CAPRI | CAP611104 | EC000441 | EF004191 | Non | 9.0
CAPRI | CAP611104 | EC000441 | EF004685 | Non | 9.0
CAPRI | CAP611104 | EC000441 | EF005004 | Non | 9.0
CAPRI | CAP611104 | EC000441 | EF005049 | Non | 9.0
CAPRI | CAP611104 | EC000441 | EF005268 | 22 mm | 9.0
CAPRI | CAP611104 | EC000441 | EF005337 | Non | 9.0
CAPRI | CAP611104 | EC000441 | EF005466 | 10,5 mm | 9.0
CAPRI | CAP611104 | EC000441 | EF005466 | 6,5 mm | 9.0
CAPRI | CAP611104 | EC000441 | EF005474 | EV006422 | 9.0
CAPRI | CAP611104 | EC000441 | EF005728 | EV000494 | 9.0
CAPRI | CAP611104 | EC000441 | EF007839 | 11 | 9.0
CAPRI | CAP611104 | EC000441 | EF008404 | EV000494 | 9.0
CAPRI | CAP611104 | EC000441 | EF012184 | Non | 9.0
CAPRI | CAP611104 | EC000441 | EF012547 | Non | 9.0
CAPRI | CAP611104 | EC000441 | EF024919 | Non | 9.0
CAPRI | CAP611274 | EC000441 | EF000007 | EV003888 | 9.0
CAPRI | CAP611274 | EC000441 | EF000010 | EV000164 | 9.0
CAPRI | CAP611274 | EC000441 | EF000025 | Oui | 9.0
CAPRI | CAP611274 | EC000441 | EF000084 | Oui | 9.0
CAPRI | CAP611274 | EC000441 | EF000139 | EV000191 | 9.0
CAPRI | CAP611274 | EC000441 | EF000177 | 14 mm | 9.0
CAPRI | CAP611274 | EC000441 | EF000368 | 5 mm | 9.0
CAPRI | CAP611274 | EC000441 | EF000734 | Non | 9.0
CAPRI | CAP611274 | EC000441 | EF000878 | Oui | 9.0
CAPRI | CAP611274 | EC000441 | EF000881 | Non | 9.0
CAPRI | CAP611274 | EC000441 | EF001062 | Non | 9.0
CAPRI | CAP611274 | EC000441 | EF001210 | Non | 9.0
CAPRI | CAP611274 | EC000441 | EF001217 | EV009696 | 9.0
CAPRI | CAP611274 | EC000441 | EF001257 | EV000149 | 9.0
CAPRI | CAP611274 | EC000441 | EF001742 | -5 °C | 9.0
CAPRI | CAP611274 | EC000441 | EF001742 | 70 °C | 9.0
CAPRI | CAP611274 | EC000441 | EF001758 | EV003712 | 9.0
CAPRI | CAP611274 | EC000441 | EF002169 | EV000914 | 9.0
CAPRI | CAP611274 | EC000441 | EF003712 | 1,5 mm | 9.0
CAPRI | CAP611274 | EC000441 | EF004191 | Non | 9.0
CAPRI | CAP611274 | EC000441 | EF004685 | Non | 9.0
CAPRI | CAP611274 | EC000441 | EF005004 | Non | 9.0
CAPRI | CAP611274 | EC000441 | EF005049 | Non | 9.0
CAPRI | CAP611274 | EC000441 | EF005268 | 15,4 mm | 9.0
CAPRI | CAP611274 | EC000441 | EF005337 | Non | 9.0
CAPRI | CAP611274 | EC000441 | EF005466 | 3 mm | 9.0
CAPRI | CAP611274 | EC000441 | EF005466 | 6 mm | 9.0
CAPRI | CAP611274 | EC000441 | EF005474 | EV006422 | 9.0
CAPRI | CAP611274 | EC000441 | EF005728 | EV000494 | 9.0
CAPRI | CAP611274 | EC000441 | EF007839 | 12 | 9.0
CAPRI | CAP611274 | EC000441 | EF008404 | EV000494 | 9.0
CAPRI | CAP611274 | EC000441 | EF012184 | Non | 9.0
CAPRI | CAP611274 | EC000441 | EF012547 | Non | 9.0
CAPRI | CAP611274 | EC000441 | EF024919 | Non | 9.0
CAPRI | CAP611304 | EC000441 | EF000007 | EV003888 | 9.0
CAPRI | CAP611304 | EC000441 | EF000010 | EV000164 | 9.0
CAPRI | CAP611304 | EC000441 | EF000025 | Oui | 9.0
CAPRI | CAP611304 | EC000441 | EF000084 | Oui | 9.0
CAPRI | CAP611304 | EC000441 | EF000139 | EV000191 | 9.0
CAPRI | CAP611304 | EC000441 | EF000177 | 22 mm | 9.0
CAPRI | CAP611304 | EC000441 | EF000368 | 15 mm | 9.0
CAPRI | CAP611304 | EC000441 | EF000734 | Non | 9.0
CAPRI | CAP611304 | EC000441 | EF000878 | Oui | 9.0
CAPRI | CAP611304 | EC000441 | EF000881 | Non | 9.0
CAPRI | CAP611304 | EC000441 | EF001062 | Non | 9.0
CAPRI | CAP611304 | EC000441 | EF001210 | Non | 9.0
CAPRI | CAP611304 | EC000441 | EF001217 | EV009696 | 9.0
CAPRI | CAP611304 | EC000441 | EF001257 | EV000149 | 9.0
CAPRI | CAP611304 | EC000441 | EF001742 | -5 °C | 9.0
CAPRI | CAP611304 | EC000441 | EF001742 | 70 °C | 9.0
CAPRI | CAP611304 | EC000441 | EF001758 | EV003695 | 9.0
CAPRI | CAP611304 | EC000441 | EF002169 | EV000914 | 9.0
CAPRI | CAP611304 | EC000441 | EF003712 | 1,41 mm | 9.0
CAPRI | CAP611304 | EC000441 | EF004191 | Non | 9.0
CAPRI | CAP611304 | EC000441 | EF004685 | Non | 9.0
CAPRI | CAP611304 | EC000441 | EF005004 | Non | 9.0
CAPRI | CAP611304 | EC000441 | EF005049 | Non | 9.0
CAPRI | CAP611304 | EC000441 | EF005268 | 24,2 mm | 9.0
CAPRI | CAP611304 | EC000441 | EF005337 | Non | 9.0
CAPRI | CAP611304 | EC000441 | EF005466 | 13,5 mm | 9.0
CAPRI | CAP611304 | EC000441 | EF005466 | 8,5 mm | 9.0
CAPRI | CAP611304 | EC000441 | EF005474 | EV006422 | 9.0
CAPRI | CAP611304 | EC000441 | EF005728 | EV000494 | 9.0
CAPRI | CAP611304 | EC000441 | EF007839 | 13 | 9.0
CAPRI | CAP611304 | EC000441 | EF008404 | EV000494 | 9.0
CAPRI | CAP611304 | EC000441 | EF012184 | Non | 9.0
CAPRI | CAP611304 | EC000441 | EF012547 | Non | 9.0
CAPRI | CAP611304 | EC000441 | EF024919 | Non | 9.0
CAPRI | CAP611604 | EC000441 | EF000007 | EV003888 | 9.0
CAPRI | CAP611604 | EC000441 | EF000010 | EV000164 | 9.0
CAPRI | CAP611604 | EC000441 | EF000025 | Oui | 9.0
CAPRI | CAP611604 | EC000441 | EF000084 | Oui | 9.0
CAPRI | CAP611604 | EC000441 | EF000139 | EV000191 | 9.0
CAPRI | CAP611604 | EC000441 | EF000177 | 24 mm | 9.0
CAPRI | CAP611604 | EC000441 | EF000368 | 15 mm | 9.0
CAPRI | CAP611604 | EC000441 | EF000734 | Non | 9.0
CAPRI | CAP611604 | EC000441 | EF000878 | Oui | 9.0
CAPRI | CAP611604 | EC000441 | EF000881 | Non | 9.0
CAPRI | CAP611604 | EC000441 | EF001062 | Non | 9.0
CAPRI | CAP611604 | EC000441 | EF001210 | Non | 9.0
CAPRI | CAP611604 | EC000441 | EF001217 | EV009696 | 9.0
CAPRI | CAP611604 | EC000441 | EF001257 | EV000149 | 9.0
CAPRI | CAP611604 | EC000441 | EF001742 | -5 °C | 9.0
CAPRI | CAP611604 | EC000441 | EF001742 | 70 °C | 9.0
CAPRI | CAP611604 | EC000441 | EF001758 | EV003695 | 9.0
CAPRI | CAP611604 | EC000441 | EF002169 | EV000914 | 9.0
CAPRI | CAP611604 | EC000441 | EF003712 | 1,41 mm | 9.0
CAPRI | CAP611604 | EC000441 | EF004191 | Non | 9.0
CAPRI | CAP611604 | EC000441 | EF004685 | Non | 9.0
CAPRI | CAP611604 | EC000441 | EF005004 | Non | 9.0
CAPRI | CAP611604 | EC000441 | EF005049 | Non | 9.0
CAPRI | CAP611604 | EC000441 | EF005268 | 26,4 mm | 9.0
CAPRI | CAP611604 | EC000441 | EF005337 | Non | 9.0
CAPRI | CAP611604 | EC000441 | EF005466 | 10,5 mm | 9.0
CAPRI | CAP611604 | EC000441 | EF005466 | 15 mm | 9.0
CAPRI | CAP611604 | EC000441 | EF005474 | EV006422 | 9.0
CAPRI | CAP611604 | EC000441 | EF005728 | EV000494 | 9.0
CAPRI | CAP611604 | EC000441 | EF007839 | 16 | 9.0
CAPRI | CAP611604 | EC000441 | EF008404 | EV000494 | 9.0
CAPRI | CAP611604 | EC000441 | EF012184 | Non | 9.0
CAPRI | CAP611604 | EC000441 | EF012547 | Non | 9.0
CAPRI | CAP611604 | EC000441 | EF024919 | Non | 9.0
CAPRI | CAP611674 | EC000441 | EF000007 | EV003888 | 9.0
CAPRI | CAP611674 | EC000441 | EF000010 | EV000164 | 9.0
CAPRI | CAP611674 | EC000441 | EF000025 | Oui | 9.0
CAPRI | CAP611674 | EC000441 | EF000084 | Oui | 9.0
CAPRI | CAP611674 | EC000441 | EF000139 | EV000191 | 9.0
CAPRI | CAP611674 | EC000441 | EF000177 | 18 mm | 9.0
CAPRI | CAP611674 | EC000441 | EF000368 | 6 mm | 9.0
CAPRI | CAP611674 | EC000441 | EF000734 | Non | 9.0
CAPRI | CAP611674 | EC000441 | EF000878 | Oui | 9.0
CAPRI | CAP611674 | EC000441 | EF000881 | Non | 9.0
CAPRI | CAP611674 | EC000441 | EF001062 | Non | 9.0
CAPRI | CAP611674 | EC000441 | EF001210 | Non | 9.0
CAPRI | CAP611674 | EC000441 | EF001217 | EV009696 | 9.0
CAPRI | CAP611674 | EC000441 | EF001257 | EV000149 | 9.0
CAPRI | CAP611674 | EC000441 | EF001742 | -5 °C | 9.0
CAPRI | CAP611674 | EC000441 | EF001742 | 70 °C | 9.0
CAPRI | CAP611674 | EC000441 | EF001758 | EV003712 | 9.0
CAPRI | CAP611674 | EC000441 | EF002169 | EV000914 | 9.0
CAPRI | CAP611674 | EC000441 | EF003712 | 1,5 mm | 9.0
CAPRI | CAP611674 | EC000441 | EF004191 | Non | 9.0
CAPRI | CAP611674 | EC000441 | EF004685 | Non | 9.0
CAPRI | CAP611674 | EC000441 | EF005004 | Non | 9.0
CAPRI | CAP611674 | EC000441 | EF005049 | Non | 9.0
CAPRI | CAP611674 | EC000441 | EF005268 | 19,8 mm | 9.0
CAPRI | CAP611674 | EC000441 | EF005337 | Non | 9.0
CAPRI | CAP611674 | EC000441 | EF005466 | 5 mm | 9.0
CAPRI | CAP611674 | EC000441 | EF005466 | 8,7 mm | 9.0
CAPRI | CAP611674 | EC000441 | EF005474 | EV006422 | 9.0
CAPRI | CAP611674 | EC000441 | EF005728 | EV000494 | 9.0
CAPRI | CAP611674 | EC000441 | EF007839 | 16 | 9.0
CAPRI | CAP611674 | EC000441 | EF008404 | EV000494 | 9.0
CAPRI | CAP611674 | EC000441 | EF012184 | Non | 9.0
CAPRI | CAP611674 | EC000441 | EF012547 | Non | 9.0
CAPRI | CAP611674 | EC000441 | EF024919 | Non | 9.0
CAPRI | CAP611774 | EC000441 | EF000007 | EV003888 | 9.0
CAPRI | CAP611774 | EC000441 | EF000010 | EV000164 | 9.0
CAPRI | CAP611774 | EC000441 | EF000025 | Oui | 9.0
CAPRI | CAP611774 | EC000441 | EF000084 | Oui | 9.0
CAPRI | CAP611774 | EC000441 | EF000139 | EV000191 | 9.0
CAPRI | CAP611774 | EC000441 | EF000177 | 20 mm | 9.0
CAPRI | CAP611774 | EC000441 | EF000368 | 6 mm | 9.0
CAPRI | CAP611774 | EC000441 | EF000734 | Non | 9.0
CAPRI | CAP611774 | EC000441 | EF000878 | Oui | 9.0
CAPRI | CAP611774 | EC000441 | EF000881 | Non | 9.0
CAPRI | CAP611774 | EC000441 | EF001062 | Non | 9.0
CAPRI | CAP611774 | EC000441 | EF001210 | Non | 9.0
CAPRI | CAP611774 | EC000441 | EF001217 | EV009696 | 9.0
CAPRI | CAP611774 | EC000441 | EF001257 | EV000149 | 9.0
CAPRI | CAP611774 | EC000441 | EF001742 | -5 °C | 9.0
CAPRI | CAP611774 | EC000441 | EF001742 | 70 °C | 9.0
CAPRI | CAP611774 | EC000441 | EF001758 | EV003712 | 9.0
CAPRI | CAP611774 | EC000441 | EF002169 | EV000914 | 9.0
CAPRI | CAP611774 | EC000441 | EF003712 | 1,5 mm | 9.0
CAPRI | CAP611774 | EC000441 | EF004191 | Non | 9.0
CAPRI | CAP611774 | EC000441 | EF004685 | Non | 9.0
CAPRI | CAP611774 | EC000441 | EF005004 | Non | 9.0
CAPRI | CAP611774 | EC000441 | EF005049 | Non | 9.0
CAPRI | CAP611774 | EC000441 | EF005268 | 22 mm | 9.0
CAPRI | CAP611774 | EC000441 | EF005337 | Non | 9.0
CAPRI | CAP611774 | EC000441 | EF005466 | 10,5 mm | 9.0
CAPRI | CAP611774 | EC000441 | EF005466 | 6,5 mm | 9.0
CAPRI | CAP611774 | EC000441 | EF005474 | EV006422 | 9.0
CAPRI | CAP611774 | EC000441 | EF005728 | EV000494 | 9.0
CAPRI | CAP611774 | EC000441 | EF007839 | 16 | 9.0
CAPRI | CAP611774 | EC000441 | EF008404 | EV000494 | 9.0
CAPRI | CAP611774 | EC000441 | EF012184 | Non | 9.0
CAPRI | CAP611774 | EC000441 | EF012547 | Non | 9.0
CAPRI | CAP611774 | EC000441 | EF024919 | Non | 9.0
CAPRI | CAP612074 | EC000441 | EF000007 | EV003888 | 9.0
CAPRI | CAP612074 | EC000441 | EF000010 | EV000164 | 9.0
CAPRI | CAP612074 | EC000441 | EF000025 | Oui | 9.0
CAPRI | CAP612074 | EC000441 | EF000084 | Oui | 9.0
CAPRI | CAP612074 | EC000441 | EF000139 | EV000191 | 9.0
CAPRI | CAP612074 | EC000441 | EF000177 | 22 mm | 9.0
CAPRI | CAP612074 | EC000441 | EF000368 | 6 mm | 9.0
CAPRI | CAP612074 | EC000441 | EF000734 | Non | 9.0
CAPRI | CAP612074 | EC000441 | EF000878 | Oui | 9.0
CAPRI | CAP612074 | EC000441 | EF000881 | Non | 9.0
CAPRI | CAP612074 | EC000441 | EF001062 | Non | 9.0
CAPRI | CAP612074 | EC000441 | EF001210 | Non | 9.0
CAPRI | CAP612074 | EC000441 | EF001217 | EV009696 | 9.0
CAPRI | CAP612074 | EC000441 | EF001257 | EV000149 | 9.0
CAPRI | CAP612074 | EC000441 | EF001742 | -5 °C | 9.0
CAPRI | CAP612074 | EC000441 | EF001742 | 70 °C | 9.0
CAPRI | CAP612074 | EC000441 | EF001758 | EV003712 | 9.0
CAPRI | CAP612074 | EC000441 | EF002169 | EV000914 | 9.0
CAPRI | CAP612074 | EC000441 | EF003712 | 1,5 mm | 9.0
CAPRI | CAP612074 | EC000441 | EF004191 | Non | 9.0
CAPRI | CAP612074 | EC000441 | EF004685 | Non | 9.0
CAPRI | CAP612074 | EC000441 | EF005004 | Non | 9.0
CAPRI | CAP612074 | EC000441 | EF005049 | Non | 9.0
CAPRI | CAP612074 | EC000441 | EF005268 | 24,2 mm | 9.0
CAPRI | CAP612074 | EC000441 | EF005337 | Non | 9.0
CAPRI | CAP612074 | EC000441 | EF005466 | 13,5 mm | 9.0
CAPRI | CAP612074 | EC000441 | EF005466 | 8,5 mm | 9.0
CAPRI | CAP612074 | EC000441 | EF005474 | EV006422 | 9.0
CAPRI | CAP612074 | EC000441 | EF005728 | EV000494 | 9.0
CAPRI | CAP612074 | EC000441 | EF007839 | 20 | 9.0
CAPRI | CAP612074 | EC000441 | EF008404 | EV000494 | 9.0
CAPRI | CAP612074 | EC000441 | EF012184 | Non | 9.0
CAPRI | CAP612074 | EC000441 | EF012547 | Non | 9.0
CAPRI | CAP612074 | EC000441 | EF024919 | Non | 9.0
CAPRI | CAP612104 | EC000441 | EF000007 | EV003888 | 9.0
CAPRI | CAP612104 | EC000441 | EF000010 | EV000164 | 9.0
CAPRI | CAP612104 | EC000441 | EF000025 | Oui | 9.0
CAPRI | CAP612104 | EC000441 | EF000084 | Oui | 9.0
CAPRI | CAP612104 | EC000441 | EF000139 | EV000191 | 9.0
CAPRI | CAP612104 | EC000441 | EF000177 | 30 mm | 9.0
CAPRI | CAP612104 | EC000441 | EF000368 | 15 mm | 9.0
CAPRI | CAP612104 | EC000441 | EF000734 | Non | 9.0
CAPRI | CAP612104 | EC000441 | EF000878 | Oui | 9.0
CAPRI | CAP612104 | EC000441 | EF000881 | Non | 9.0
CAPRI | CAP612104 | EC000441 | EF001062 | Non | 9.0
CAPRI | CAP612104 | EC000441 | EF001210 | Non | 9.0
CAPRI | CAP612104 | EC000441 | EF001217 | EV009696 | 9.0
CAPRI | CAP612104 | EC000441 | EF001257 | EV000149 | 9.0
CAPRI | CAP612104 | EC000441 | EF001742 | -5 °C | 9.0
CAPRI | CAP612104 | EC000441 | EF001742 | 70 °C | 9.0
CAPRI | CAP612104 | EC000441 | EF001758 | EV003695 | 9.0
CAPRI | CAP612104 | EC000441 | EF002169 | EV000914 | 9.0
CAPRI | CAP612104 | EC000441 | EF003712 | 1,587 mm | 9.0
CAPRI | CAP612104 | EC000441 | EF004191 | Non | 9.0
CAPRI | CAP612104 | EC000441 | EF004685 | Non | 9.0
CAPRI | CAP612104 | EC000441 | EF005004 | Non | 9.0
CAPRI | CAP612104 | EC000441 | EF005049 | Non | 9.0
CAPRI | CAP612104 | EC000441 | EF005268 | 33 mm | 9.0
CAPRI | CAP612104 | EC000441 | EF005337 | Non | 9.0
CAPRI | CAP612104 | EC000441 | EF005466 | 13,5 mm | 9.0
CAPRI | CAP612104 | EC000441 | EF005466 | 19 mm | 9.0
CAPRI | CAP612104 | EC000441 | EF005474 | EV006422 | 9.0
CAPRI | CAP612104 | EC000441 | EF005728 | EV000494 | 9.0
CAPRI | CAP612104 | EC000441 | EF007839 | 21 | 9.0
CAPRI | CAP612104 | EC000441 | EF008404 | EV000494 | 9.0
CAPRI | CAP612104 | EC000441 | EF012184 | Non | 9.0
CAPRI | CAP612104 | EC000441 | EF012547 | Non | 9.0
CAPRI | CAP612104 | EC000441 | EF024919 | Non | 9.0
CAPRI | CAP612274 | EC000441 | EF000007 | EV003888 | 9.0
CAPRI | CAP612274 | EC000441 | EF000010 | EV000164 | 9.0
CAPRI | CAP612274 | EC000441 | EF000025 | Oui | 9.0
CAPRI | CAP612274 | EC000441 | EF000084 | Oui | 9.0
CAPRI | CAP612274 | EC000441 | EF000139 | EV000191 | 9.0
CAPRI | CAP612274 | EC000441 | EF000177 | 24 mm | 9.0
CAPRI | CAP612274 | EC000441 | EF000368 | 6 mm | 9.0
CAPRI | CAP612274 | EC000441 | EF000734 | Non | 9.0
CAPRI | CAP612274 | EC000441 | EF000878 | Oui | 9.0
CAPRI | CAP612274 | EC000441 | EF000881 | Non | 9.0
CAPRI | CAP612274 | EC000441 | EF001062 | Non | 9.0
CAPRI | CAP612274 | EC000441 | EF001210 | Non | 9.0
CAPRI | CAP612274 | EC000441 | EF001217 | EV009696 | 9.0
CAPRI | CAP612274 | EC000441 | EF001257 | EV000149 | 9.0
CAPRI | CAP612274 | EC000441 | EF001742 | -5 °C | 9.0
CAPRI | CAP612274 | EC000441 | EF001742 | 70 °C | 9.0
CAPRI | CAP612274 | EC000441 | EF001758 | EV003712 | 9.0
CAPRI | CAP612274 | EC000441 | EF002169 | EV000914 | 9.0
CAPRI | CAP612274 | EC000441 | EF003712 | 1,5 mm | 9.0
CAPRI | CAP612274 | EC000441 | EF004191 | Non | 9.0
CAPRI | CAP612274 | EC000441 | EF004685 | Non | 9.0
CAPRI | CAP612274 | EC000441 | EF005004 | Non | 9.0
CAPRI | CAP612274 | EC000441 | EF005049 | Non | 9.0
CAPRI | CAP612274 | EC000441 | EF005268 | 26,4 mm | 9.0
CAPRI | CAP612274 | EC000441 | EF005337 | Non | 9.0
CAPRI | CAP612274 | EC000441 | EF005466 | 10 mm | 9.0
CAPRI | CAP612274 | EC000441 | EF005466 | 15 mm | 9.0
CAPRI | CAP612274 | EC000441 | EF005474 | EV006422 | 9.0
CAPRI | CAP612274 | EC000441 | EF005728 | EV000494 | 9.0
CAPRI | CAP612274 | EC000441 | EF007839 | 20 | 9.0
CAPRI | CAP612274 | EC000441 | EF008404 | EV000494 | 9.0
CAPRI | CAP612274 | EC000441 | EF012184 | Non | 9.0
CAPRI | CAP612274 | EC000441 | EF012547 | Non | 9.0
CAPRI | CAP612274 | EC000441 | EF024919 | Non | 9.0
CAPRI | CAP612574 | EC000441 | EF000007 | EV003888 | 9.0
CAPRI | CAP612574 | EC000441 | EF000010 | EV000164 | 9.0
CAPRI | CAP612574 | EC000441 | EF000025 | Oui | 9.0
CAPRI | CAP612574 | EC000441 | EF000084 | Oui | 9.0
CAPRI | CAP612574 | EC000441 | EF000139 | EV000191 | 9.0
CAPRI | CAP612574 | EC000441 | EF000177 | 30 mm | 9.0
CAPRI | CAP612574 | EC000441 | EF000368 | 7 mm | 9.0
CAPRI | CAP612574 | EC000441 | EF000734 | Non | 9.0
CAPRI | CAP612574 | EC000441 | EF000878 | Oui | 9.0
CAPRI | CAP612574 | EC000441 | EF000881 | Non | 9.0
CAPRI | CAP612574 | EC000441 | EF001062 | Non | 9.0
CAPRI | CAP612574 | EC000441 | EF001210 | Non | 9.0
CAPRI | CAP612574 | EC000441 | EF001217 | EV009696 | 9.0
CAPRI | CAP612574 | EC000441 | EF001257 | EV000149 | 9.0
CAPRI | CAP612574 | EC000441 | EF001742 | -5 °C | 9.0
CAPRI | CAP612574 | EC000441 | EF001742 | 70 °C | 9.0
CAPRI | CAP612574 | EC000441 | EF001758 | EV003712 | 9.0
CAPRI | CAP612574 | EC000441 | EF002169 | EV000914 | 9.0
CAPRI | CAP612574 | EC000441 | EF003712 | 1,5 mm | 9.0
CAPRI | CAP612574 | EC000441 | EF004191 | Non | 9.0
CAPRI | CAP612574 | EC000441 | EF004685 | Non | 9.0
CAPRI | CAP612574 | EC000441 | EF005004 | Non | 9.0
CAPRI | CAP612574 | EC000441 | EF005049 | Oui | 9.0
CAPRI | CAP612574 | EC000441 | EF005268 | 33 mm | 9.0
CAPRI | CAP612574 | EC000441 | EF005337 | Non | 9.0
CAPRI | CAP612574 | EC000441 | EF005466 | 13 mm | 9.0
CAPRI | CAP612574 | EC000441 | EF005466 | 19 mm | 9.0
CAPRI | CAP612574 | EC000441 | EF005474 | EV006422 | 9.0
CAPRI | CAP612574 | EC000441 | EF005728 | EV000494 | 9.0
CAPRI | CAP612574 | EC000441 | EF007839 | 25 | 9.0
CAPRI | CAP612574 | EC000441 | EF008404 | EV000494 | 9.0
CAPRI | CAP612574 | EC000441 | EF012184 | Non | 9.0
CAPRI | CAP612574 | EC000441 | EF012547 | Non | 9.0
CAPRI | CAP612574 | EC000441 | EF024919 | Non | 9.0
CAPRI | CAP612904 | EC000441 | EF000007 | EV003888 | 9.0
CAPRI | CAP612904 | EC000441 | EF000010 | EV000164 | 9.0
CAPRI | CAP612904 | EC000441 | EF000025 | Oui | 9.0
CAPRI | CAP612904 | EC000441 | EF000084 | Oui | 9.0
CAPRI | CAP612904 | EC000441 | EF000139 | EV000191 | 9.0
CAPRI | CAP612904 | EC000441 | EF000177 | 40 mm | 9.0
CAPRI | CAP612904 | EC000441 | EF000368 | 15 mm | 9.0
CAPRI | CAP612904 | EC000441 | EF000734 | Non | 9.0
CAPRI | CAP612904 | EC000441 | EF000878 | Oui | 9.0
CAPRI | CAP612904 | EC000441 | EF000881 | Non | 9.0
CAPRI | CAP612904 | EC000441 | EF001062 | Non | 9.0
CAPRI | CAP612904 | EC000441 | EF001210 | Non | 9.0
CAPRI | CAP612904 | EC000441 | EF001217 | EV009696 | 9.0
CAPRI | CAP612904 | EC000441 | EF001257 | EV000149 | 9.0
CAPRI | CAP612904 | EC000441 | EF001742 | -5 °C | 9.0
CAPRI | CAP612904 | EC000441 | EF001742 | 70 °C | 9.0
CAPRI | CAP612904 | EC000441 | EF001758 | EV003695 | 9.0
CAPRI | CAP612904 | EC000441 | EF002169 | EV000914 | 9.0
CAPRI | CAP612904 | EC000441 | EF003712 | 1,587 mm | 9.0
CAPRI | CAP612904 | EC000441 | EF004191 | Non | 9.0
CAPRI | CAP612904 | EC000441 | EF004685 | Non | 9.0
CAPRI | CAP612904 | EC000441 | EF005004 | Non | 9.0
CAPRI | CAP612904 | EC000441 | EF005049 | Non | 9.0
CAPRI | CAP612904 | EC000441 | EF005268 | 44 mm | 9.0
CAPRI | CAP612904 | EC000441 | EF005337 | Non | 9.0
CAPRI | CAP612904 | EC000441 | EF005466 | 18 mm | 9.0
CAPRI | CAP612904 | EC000441 | EF005466 | 25 mm | 9.0
CAPRI | CAP612904 | EC000441 | EF005474 | EV006422 | 9.0
CAPRI | CAP612904 | EC000441 | EF005728 | EV000494 | 9.0
CAPRI | CAP612904 | EC000441 | EF007839 | 29 | 9.0
CAPRI | CAP612904 | EC000441 | EF008404 | EV000494 | 9.0
CAPRI | CAP612904 | EC000441 | EF012184 | Non | 9.0
CAPRI | CAP612904 | EC000441 | EF012547 | Non | 9.0
CAPRI | CAP612904 | EC000441 | EF024919 | Non | 9.0
CAPRI | CAP613274 | EC000441 | EF000007 | EV003888 | 9.0
CAPRI | CAP613274 | EC000441 | EF000010 | EV000164 | 9.0
CAPRI | CAP613274 | EC000441 | EF000025 | Oui | 9.0
CAPRI | CAP613274 | EC000441 | EF000084 | Oui | 9.0
CAPRI | CAP613274 | EC000441 | EF000139 | EV000191 | 9.0
CAPRI | CAP613274 | EC000441 | EF000177 | 40 mm | 9.0
CAPRI | CAP613274 | EC000441 | EF000368 | 8 mm | 9.0
CAPRI | CAP613274 | EC000441 | EF000734 | Non | 9.0
CAPRI | CAP613274 | EC000441 | EF000878 | Oui | 9.0
CAPRI | CAP613274 | EC000441 | EF000881 | Non | 9.0
CAPRI | CAP613274 | EC000441 | EF001062 | Non | 9.0
CAPRI | CAP613274 | EC000441 | EF001210 | Non | 9.0
CAPRI | CAP613274 | EC000441 | EF001217 | EV009696 | 9.0
CAPRI | CAP613274 | EC000441 | EF001257 | EV000149 | 9.0
CAPRI | CAP613274 | EC000441 | EF001742 | -5 °C | 9.0
CAPRI | CAP613274 | EC000441 | EF001742 | 70 °C | 9.0
CAPRI | CAP613274 | EC000441 | EF001758 | EV003712 | 9.0
CAPRI | CAP613274 | EC000441 | EF002169 | EV000914 | 9.0
CAPRI | CAP613274 | EC000441 | EF003712 | 1,5 mm | 9.0
CAPRI | CAP613274 | EC000441 | EF004191 | Non | 9.0
CAPRI | CAP613274 | EC000441 | EF004685 | Non | 9.0
CAPRI | CAP613274 | EC000441 | EF005004 | Non | 9.0
CAPRI | CAP613274 | EC000441 | EF005049 | Oui | 9.0
CAPRI | CAP613274 | EC000441 | EF005268 | 44 mm | 9.0
CAPRI | CAP613274 | EC000441 | EF005337 | Non | 9.0
CAPRI | CAP613274 | EC000441 | EF005466 | 17 mm | 9.0
CAPRI | CAP613274 | EC000441 | EF005466 | 25 mm | 9.0
CAPRI | CAP613274 | EC000441 | EF005474 | EV006422 | 9.0
CAPRI | CAP613274 | EC000441 | EF005728 | EV000494 | 9.0
CAPRI | CAP613274 | EC000441 | EF007839 | 32 | 9.0
CAPRI | CAP613274 | EC000441 | EF008404 | EV000494 | 9.0
CAPRI | CAP613274 | EC000441 | EF012184 | Non | 9.0
CAPRI | CAP613274 | EC000441 | EF012547 | Non | 9.0
CAPRI | CAP613274 | EC000441 | EF024919 | Non | 9.0
CAPRI | CAP613604 | EC000441 | EF000007 | EV003888 | 9.0
CAPRI | CAP613604 | EC000441 | EF000010 | EV000164 | 9.0
CAPRI | CAP613604 | EC000441 | EF000025 | Oui | 9.0
CAPRI | CAP613604 | EC000441 | EF000084 | Oui | 9.0
CAPRI | CAP613604 | EC000441 | EF000139 | EV000191 | 9.0
CAPRI | CAP613604 | EC000441 | EF000177 | 50 mm | 9.0
CAPRI | CAP613604 | EC000441 | EF000368 | 15 mm | 9.0
CAPRI | CAP613604 | EC000441 | EF000734 | Non | 9.0
CAPRI | CAP613604 | EC000441 | EF000878 | Oui | 9.0
CAPRI | CAP613604 | EC000441 | EF000881 | Non | 9.0
CAPRI | CAP613604 | EC000441 | EF001062 | Non | 9.0
CAPRI | CAP613604 | EC000441 | EF001210 | Non | 9.0
CAPRI | CAP613604 | EC000441 | EF001217 | EV009696 | 9.0
CAPRI | CAP613604 | EC000441 | EF001257 | EV000149 | 9.0
CAPRI | CAP613604 | EC000441 | EF001742 | -5 °C | 9.0
CAPRI | CAP613604 | EC000441 | EF001742 | 70 °C | 9.0
CAPRI | CAP613604 | EC000441 | EF001758 | EV003695 | 9.0
CAPRI | CAP613604 | EC000441 | EF002169 | EV000914 | 9.0
CAPRI | CAP613604 | EC000441 | EF003712 | 1,587 mm | 9.0
CAPRI | CAP613604 | EC000441 | EF004191 | Non | 9.0
CAPRI | CAP613604 | EC000441 | EF004685 | Non | 9.0
CAPRI | CAP613604 | EC000441 | EF005004 | Non | 9.0
CAPRI | CAP613604 | EC000441 | EF005049 | Non | 9.0
CAPRI | CAP613604 | EC000441 | EF005268 | 55 mm | 9.0
CAPRI | CAP613604 | EC000441 | EF005337 | Non | 9.0
CAPRI | CAP613604 | EC000441 | EF005466 | 23,5 mm | 9.0
CAPRI | CAP613604 | EC000441 | EF005466 | 32 mm | 9.0
CAPRI | CAP613604 | EC000441 | EF005474 | EV006422 | 9.0
CAPRI | CAP613604 | EC000441 | EF005728 | EV000494 | 9.0
CAPRI | CAP613604 | EC000441 | EF007839 | 36 | 9.0
CAPRI | CAP613604 | EC000441 | EF008404 | EV000494 | 9.0
CAPRI | CAP613604 | EC000441 | EF012184 | Non | 9.0
CAPRI | CAP613604 | EC000441 | EF012547 | Non | 9.0
CAPRI | CAP613604 | EC000441 | EF024919 | Non | 9.0
CAPRI | CAP614074 | EC000441 | EF000007 | EV003888 | 9.0
CAPRI | CAP614074 | EC000441 | EF000010 | EV000164 | 9.0
CAPRI | CAP614074 | EC000441 | EF000025 | Oui | 9.0
CAPRI | CAP614074 | EC000441 | EF000084 | Oui | 9.0
CAPRI | CAP614074 | EC000441 | EF000139 | EV000191 | 9.0
CAPRI | CAP614074 | EC000441 | EF000177 | 50 mm | 9.0
CAPRI | CAP614074 | EC000441 | EF000368 | 8 mm | 9.0
CAPRI | CAP614074 | EC000441 | EF000734 | Non | 9.0
CAPRI | CAP614074 | EC000441 | EF000878 | Oui | 9.0
CAPRI | CAP614074 | EC000441 | EF000881 | Non | 9.0
CAPRI | CAP614074 | EC000441 | EF001062 | Non | 9.0
CAPRI | CAP614074 | EC000441 | EF001210 | Non | 9.0
CAPRI | CAP614074 | EC000441 | EF001217 | EV009696 | 9.0
CAPRI | CAP614074 | EC000441 | EF001257 | EV000149 | 9.0
CAPRI | CAP614074 | EC000441 | EF001742 | -5 °C | 9.0
CAPRI | CAP614074 | EC000441 | EF001742 | 70 °C | 9.0
CAPRI | CAP614074 | EC000441 | EF001758 | EV003712 | 9.0
CAPRI | CAP614074 | EC000441 | EF002169 | EV000914 | 9.0
CAPRI | CAP614074 | EC000441 | EF003712 | 1,5 mm | 9.0
CAPRI | CAP614074 | EC000441 | EF004191 | Non | 9.0
CAPRI | CAP614074 | EC000441 | EF004685 | Non | 9.0
CAPRI | CAP614074 | EC000441 | EF005004 | Non | 9.0
CAPRI | CAP614074 | EC000441 | EF005049 | Oui | 9.0
CAPRI | CAP614074 | EC000441 | EF005268 | 55 mm | 9.0
CAPRI | CAP614074 | EC000441 | EF005337 | Non | 9.0
CAPRI | CAP614074 | EC000441 | EF005466 | 23 mm | 9.0
CAPRI | CAP614074 | EC000441 | EF005466 | 32 mm | 9.0
CAPRI | CAP614074 | EC000441 | EF005474 | EV006422 | 9.0
CAPRI | CAP614074 | EC000441 | EF005728 | EV000494 | 9.0
CAPRI | CAP614074 | EC000441 | EF007839 | 40 | 9.0
CAPRI | CAP614074 | EC000441 | EF008404 | EV000494 | 9.0
CAPRI | CAP614074 | EC000441 | EF012184 | Non | 9.0
CAPRI | CAP614074 | EC000441 | EF012547 | Non | 9.0
CAPRI | CAP614074 | EC000441 | EF024919 | Non | 9.0
CAPRI | CAP614204 | EC000441 | EF000007 | EV003888 | 9.0
CAPRI | CAP614204 | EC000441 | EF000010 | EV000164 | 9.0
CAPRI | CAP614204 | EC000441 | EF000025 | Oui | 9.0
CAPRI | CAP614204 | EC000441 | EF000084 | Oui | 9.0
CAPRI | CAP614204 | EC000441 | EF000139 | EV000191 | 9.0
CAPRI | CAP614204 | EC000441 | EF000177 | 58 mm | 9.0
CAPRI | CAP614204 | EC000441 | EF000368 | 15 mm | 9.0
CAPRI | CAP614204 | EC000441 | EF000734 | Non | 9.0
CAPRI | CAP614204 | EC000441 | EF000878 | Oui | 9.0
CAPRI | CAP614204 | EC000441 | EF000881 | Non | 9.0
CAPRI | CAP614204 | EC000441 | EF001062 | Non | 9.0
CAPRI | CAP614204 | EC000441 | EF001210 | Non | 9.0
CAPRI | CAP614204 | EC000441 | EF001217 | EV009696 | 9.0
CAPRI | CAP614204 | EC000441 | EF001257 | EV000149 | 9.0
CAPRI | CAP614204 | EC000441 | EF001742 | -5 °C | 9.0
CAPRI | CAP614204 | EC000441 | EF001742 | 70 °C | 9.0
CAPRI | CAP614204 | EC000441 | EF001758 | EV003695 | 9.0
CAPRI | CAP614204 | EC000441 | EF002169 | EV000914 | 9.0
CAPRI | CAP614204 | EC000441 | EF003712 | 1,587 mm | 9.0
CAPRI | CAP614204 | EC000441 | EF004191 | Non | 9.0
CAPRI | CAP614204 | EC000441 | EF004685 | Non | 9.0
CAPRI | CAP614204 | EC000441 | EF005004 | Non | 9.0
CAPRI | CAP614204 | EC000441 | EF005049 | Non | 9.0
CAPRI | CAP614204 | EC000441 | EF005268 | 63,8 mm | 9.0
CAPRI | CAP614204 | EC000441 | EF005337 | Non | 9.0
CAPRI | CAP614204 | EC000441 | EF005466 | 30 mm | 9.0
CAPRI | CAP614204 | EC000441 | EF005466 | 38 mm | 9.0
CAPRI | CAP614204 | EC000441 | EF005474 | EV006422 | 9.0
CAPRI | CAP614204 | EC000441 | EF005728 | EV000494 | 9.0
CAPRI | CAP614204 | EC000441 | EF007839 | 42 | 9.0
CAPRI | CAP614204 | EC000441 | EF008404 | EV000494 | 9.0
CAPRI | CAP614204 | EC000441 | EF012184 | Non | 9.0
CAPRI | CAP614204 | EC000441 | EF012547 | Non | 9.0
CAPRI | CAP614204 | EC000441 | EF024919 | Non | 9.0
CAPRI | CAP614804 | EC000441 | EF000007 | EV003888 | 9.0
CAPRI | CAP614804 | EC000441 | EF000010 | EV000164 | 9.0
CAPRI | CAP614804 | EC000441 | EF000025 | Oui | 9.0
CAPRI | CAP614804 | EC000441 | EF000084 | Oui | 9.0
CAPRI | CAP614804 | EC000441 | EF000139 | EV000191 | 9.0
CAPRI | CAP614804 | EC000441 | EF000177 | 64 mm | 9.0
CAPRI | CAP614804 | EC000441 | EF000368 | 15 mm | 9.0
CAPRI | CAP614804 | EC000441 | EF000734 | Non | 9.0
CAPRI | CAP614804 | EC000441 | EF000878 | Oui | 9.0
CAPRI | CAP614804 | EC000441 | EF000881 | Non | 9.0
CAPRI | CAP614804 | EC000441 | EF001062 | Non | 9.0
CAPRI | CAP614804 | EC000441 | EF001210 | Non | 9.0
CAPRI | CAP614804 | EC000441 | EF001217 | EV009696 | 9.0
CAPRI | CAP614804 | EC000441 | EF001257 | EV000149 | 9.0
CAPRI | CAP614804 | EC000441 | EF001742 | -5 °C | 9.0
CAPRI | CAP614804 | EC000441 | EF001742 | 70 °C | 9.0
CAPRI | CAP614804 | EC000441 | EF001758 | EV003695 | 9.0
CAPRI | CAP614804 | EC000441 | EF002169 | EV000914 | 9.0
CAPRI | CAP614804 | EC000441 | EF003712 | 2,309 mm | 9.0
CAPRI | CAP614804 | EC000441 | EF004191 | Non | 9.0
CAPRI | CAP614804 | EC000441 | EF004685 | Non | 9.0
CAPRI | CAP614804 | EC000441 | EF005004 | Non | 9.0
CAPRI | CAP614804 | EC000441 | EF005049 | Non | 9.0
CAPRI | CAP614804 | EC000441 | EF005268 | 70,4 mm | 9.0
CAPRI | CAP614804 | EC000441 | EF005337 | Non | 9.0
CAPRI | CAP614804 | EC000441 | EF005466 | 34 mm | 9.0
CAPRI | CAP614804 | EC000441 | EF005466 | 42,5 mm | 9.0
CAPRI | CAP614804 | EC000441 | EF005474 | EV006422 | 9.0
CAPRI | CAP614804 | EC000441 | EF005728 | EV000494 | 9.0
CAPRI | CAP614804 | EC000441 | EF007839 | 48 | 9.0
CAPRI | CAP614804 | EC000441 | EF008404 | EV000494 | 9.0
CAPRI | CAP614804 | EC000441 | EF012184 | Non | 9.0
CAPRI | CAP614804 | EC000441 | EF012547 | Non | 9.0
CAPRI | CAP614804 | EC000441 | EF024919 | Non | 9.0
CAPRI | CAP614884 | EC000441 | EF000007 | EV003888 | 9.0
CAPRI | CAP614884 | EC000441 | EF000010 | EV000164 | 9.0
CAPRI | CAP614884 | EC000441 | EF000025 | Oui | 9.0
CAPRI | CAP614884 | EC000441 | EF000084 | Oui | 9.0
CAPRI | CAP614884 | EC000441 | EF000139 | EV000191 | 9.0
CAPRI | CAP614884 | EC000441 | EF000177 | 64 mm | 9.0
CAPRI | CAP614884 | EC000441 | EF000368 | 15 mm | 9.0
CAPRI | CAP614884 | EC000441 | EF000734 | Non | 9.0
CAPRI | CAP614884 | EC000441 | EF000878 | Oui | 9.0
CAPRI | CAP614884 | EC000441 | EF000881 | Non | 9.0
CAPRI | CAP614884 | EC000441 | EF001062 | Non | 9.0
CAPRI | CAP614884 | EC000441 | EF001210 | Non | 9.0
CAPRI | CAP614884 | EC000441 | EF001217 | EV009696 | 9.0
CAPRI | CAP614884 | EC000441 | EF001257 | EV000149 | 9.0
CAPRI | CAP614884 | EC000441 | EF001742 | -5 °C | 9.0
CAPRI | CAP614884 | EC000441 | EF001742 | 70 °C | 9.0
CAPRI | CAP614884 | EC000441 | EF001758 | EV003695 | 9.0
CAPRI | CAP614884 | EC000441 | EF002169 | EV000914 | 9.0
CAPRI | CAP614884 | EC000441 | EF003712 | 1,588 mm | 9.0
CAPRI | CAP614884 | EC000441 | EF004191 | Non | 9.0
CAPRI | CAP614884 | EC000441 | EF004685 | Non | 9.0
CAPRI | CAP614884 | EC000441 | EF005004 | Non | 9.0
CAPRI | CAP614884 | EC000441 | EF005049 | Non | 9.0
CAPRI | CAP614884 | EC000441 | EF005268 | 70,4 mm | 9.0
CAPRI | CAP614884 | EC000441 | EF005337 | Non | 9.0
CAPRI | CAP614884 | EC000441 | EF005466 | 34 mm | 9.0
CAPRI | CAP614884 | EC000441 | EF005466 | 42,5 mm | 9.0
CAPRI | CAP614884 | EC000441 | EF005474 | EV006422 | 9.0
CAPRI | CAP614884 | EC000441 | EF005728 | EV000494 | 9.0
CAPRI | CAP614884 | EC000441 | EF007839 | 48 | 9.0
CAPRI | CAP614884 | EC000441 | EF008404 | EV000494 | 9.0
CAPRI | CAP614884 | EC000441 | EF012184 | Non | 9.0
CAPRI | CAP614884 | EC000441 | EF012547 | Non | 9.0
CAPRI | CAP614884 | EC000441 | EF024919 | Non | 9.0
CAPRI | CAP615074 | EC000441 | EF000007 | EV003888 | 9.0
CAPRI | CAP615074 | EC000441 | EF000010 | EV000164 | 9.0
CAPRI | CAP615074 | EC000441 | EF000025 | Oui | 9.0
CAPRI | CAP615074 | EC000441 | EF000084 | Oui | 9.0
CAPRI | CAP615074 | EC000441 | EF000139 | EV000191 | 9.0
CAPRI | CAP615074 | EC000441 | EF000177 | 58 mm | 9.0
CAPRI | CAP615074 | EC000441 | EF000368 | 9 mm | 9.0
CAPRI | CAP615074 | EC000441 | EF000734 | Non | 9.0
CAPRI | CAP615074 | EC000441 | EF000878 | Oui | 9.0
CAPRI | CAP615074 | EC000441 | EF000881 | Non | 9.0
CAPRI | CAP615074 | EC000441 | EF001062 | Non | 9.0
CAPRI | CAP615074 | EC000441 | EF001210 | Non | 9.0
CAPRI | CAP615074 | EC000441 | EF001217 | EV009696 | 9.0
CAPRI | CAP615074 | EC000441 | EF001257 | EV000149 | 9.0
CAPRI | CAP615074 | EC000441 | EF001742 | -5 °C | 9.0
CAPRI | CAP615074 | EC000441 | EF001742 | 70 °C | 9.0
CAPRI | CAP615074 | EC000441 | EF001758 | EV003712 | 9.0
CAPRI | CAP615074 | EC000441 | EF002169 | EV000914 | 9.0
CAPRI | CAP615074 | EC000441 | EF003712 | 1,5 mm | 9.0
CAPRI | CAP615074 | EC000441 | EF004191 | Non | 9.0
CAPRI | CAP615074 | EC000441 | EF004685 | Non | 9.0
CAPRI | CAP615074 | EC000441 | EF005004 | Non | 9.0
CAPRI | CAP615074 | EC000441 | EF005049 | Oui | 9.0
CAPRI | CAP615074 | EC000441 | EF005268 | 63,8 mm | 9.0
CAPRI | CAP615074 | EC000441 | EF005337 | Non | 9.0
CAPRI | CAP615074 | EC000441 | EF005466 | 27 mm | 9.0
CAPRI | CAP615074 | EC000441 | EF005466 | 38 mm | 9.0
CAPRI | CAP615074 | EC000441 | EF005474 | EV006422 | 9.0
CAPRI | CAP615074 | EC000441 | EF005728 | EV000494 | 9.0
CAPRI | CAP615074 | EC000441 | EF007839 | 50 | 9.0
CAPRI | CAP615074 | EC000441 | EF008404 | EV000494 | 9.0
CAPRI | CAP615074 | EC000441 | EF012184 | Non | 9.0
CAPRI | CAP615074 | EC000441 | EF012547 | Non | 9.0
CAPRI | CAP615074 | EC000441 | EF024919 | Non | 9.0
CAPRI | CAP615114 | EC000441 | EF000007 | EV003888 | 9.0
CAPRI | CAP615114 | EC000441 | EF000010 | EV000164 | 9.0
CAPRI | CAP615114 | EC000441 | EF000025 | Oui | 9.0
CAPRI | CAP615114 | EC000441 | EF000084 | Oui | 9.0
CAPRI | CAP615114 | EC000441 | EF000139 | EV000191 | 9.0
CAPRI | CAP615114 | EC000441 | EF000177 | 125 mm | 9.0
CAPRI | CAP615114 | EC000441 | EF000368 | 22 mm | 9.0
CAPRI | CAP615114 | EC000441 | EF000734 | Non | 9.0
CAPRI | CAP615114 | EC000441 | EF000878 | Oui | 9.0
CAPRI | CAP615114 | EC000441 | EF000881 | Non | 9.0
CAPRI | CAP615114 | EC000441 | EF001062 | Non | 9.0
CAPRI | CAP615114 | EC000441 | EF001210 | Non | 9.0
CAPRI | CAP615114 | EC000441 | EF001217 | EV009696 | 9.0
CAPRI | CAP615114 | EC000441 | EF001257 | EV000149 | 9.0
CAPRI | CAP615114 | EC000441 | EF001742 | -5 °C | 9.0
CAPRI | CAP615114 | EC000441 | EF001742 | 70 °C | 9.0
CAPRI | CAP615114 | EC000441 | EF001758 | EV003712 | 9.0
CAPRI | CAP615114 | EC000441 | EF002169 | EV000914 | 9.0
CAPRI | CAP615114 | EC000441 | EF003712 | 2 mm | 9.0
CAPRI | CAP615114 | EC000441 | EF004191 | Non | 9.0
CAPRI | CAP615114 | EC000441 | EF004685 | Non | 9.0
CAPRI | CAP615114 | EC000441 | EF005004 | Non | 9.0
CAPRI | CAP615114 | EC000441 | EF005049 | Oui | 9.0
CAPRI | CAP615114 | EC000441 | EF005268 | 137,5 mm | 9.0
CAPRI | CAP615114 | EC000441 | EF005337 | Non | 9.0
CAPRI | CAP615114 | EC000441 | EF005466 | 60 mm | 9.0
CAPRI | CAP615114 | EC000441 | EF005466 | 82 mm | 9.0
CAPRI | CAP615114 | EC000441 | EF005474 | EV006422 | 9.0
CAPRI | CAP615114 | EC000441 | EF005728 | EV000494 | 9.0
CAPRI | CAP615114 | EC000441 | EF007839 | 110 | 9.0
CAPRI | CAP615114 | EC000441 | EF008404 | EV000494 | 9.0
CAPRI | CAP615114 | EC000441 | EF012184 | Non | 9.0
CAPRI | CAP615114 | EC000441 | EF012547 | Non | 9.0
CAPRI | CAP615114 | EC000441 | EF024919 | Non | 9.0
CAPRI | CAP615754 | EC000441 | EF000007 | EV003888 | 9.0
CAPRI | CAP615754 | EC000441 | EF000010 | EV000164 | 9.0
CAPRI | CAP615754 | EC000441 | EF000025 | Oui | 9.0
CAPRI | CAP615754 | EC000441 | EF000084 | Oui | 9.0
CAPRI | CAP615754 | EC000441 | EF000139 | EV000191 | 9.0
CAPRI | CAP615754 | EC000441 | EF000177 | 85 mm | 9.0
CAPRI | CAP615754 | EC000441 | EF000368 | 18 mm | 9.0
CAPRI | CAP615754 | EC000441 | EF000734 | Non | 9.0
CAPRI | CAP615754 | EC000441 | EF000878 | Oui | 9.0
CAPRI | CAP615754 | EC000441 | EF000881 | Non | 9.0
CAPRI | CAP615754 | EC000441 | EF001062 | Non | 9.0
CAPRI | CAP615754 | EC000441 | EF001210 | Non | 9.0
CAPRI | CAP615754 | EC000441 | EF001217 | EV009696 | 9.0
CAPRI | CAP615754 | EC000441 | EF001257 | EV000149 | 9.0
CAPRI | CAP615754 | EC000441 | EF001742 | -5 °C | 9.0
CAPRI | CAP615754 | EC000441 | EF001742 | 70 °C | 9.0
CAPRI | CAP615754 | EC000441 | EF001758 | EV003712 | 9.0
CAPRI | CAP615754 | EC000441 | EF002169 | EV000914 | 9.0
CAPRI | CAP615754 | EC000441 | EF003712 | 2 mm | 9.0
CAPRI | CAP615754 | EC000441 | EF004191 | Non | 9.0
CAPRI | CAP615754 | EC000441 | EF004685 | Non | 9.0
CAPRI | CAP615754 | EC000441 | EF005004 | Non | 9.0
CAPRI | CAP615754 | EC000441 | EF005049 | Oui | 9.0
CAPRI | CAP615754 | EC000441 | EF005268 | 93,5 mm | 9.0
CAPRI | CAP615754 | EC000441 | EF005337 | Non | 9.0
CAPRI | CAP615754 | EC000441 | EF005466 | 37 mm | 9.0
CAPRI | CAP615754 | EC000441 | EF005466 | 53 mm | 9.0
CAPRI | CAP615754 | EC000441 | EF005474 | EV006422 | 9.0
CAPRI | CAP615754 | EC000441 | EF005728 | EV000494 | 9.0
CAPRI | CAP615754 | EC000441 | EF007839 | 75 | 9.0
CAPRI | CAP615754 | EC000441 | EF008404 | EV000494 | 9.0
CAPRI | CAP615754 | EC000441 | EF012184 | Non | 9.0
CAPRI | CAP615754 | EC000441 | EF012547 | Non | 9.0
CAPRI | CAP615754 | EC000441 | EF024919 | Non | 9.0
CAPRI | CAP615794 | EC000441 | EF000007 | EV003888 | 9.0
CAPRI | CAP615794 | EC000441 | EF000010 | EV000164 | 9.0
CAPRI | CAP615794 | EC000441 | EF000025 | Oui | 9.0
CAPRI | CAP615794 | EC000441 | EF000084 | Oui | 9.0
CAPRI | CAP615794 | EC000441 | EF000139 | EV000191 | 9.0
CAPRI | CAP615794 | EC000441 | EF000177 | 100 mm | 9.0
CAPRI | CAP615794 | EC000441 | EF000368 | 22 mm | 9.0
CAPRI | CAP615794 | EC000441 | EF000734 | Non | 9.0
CAPRI | CAP615794 | EC000441 | EF000878 | Oui | 9.0
CAPRI | CAP615794 | EC000441 | EF000881 | Non | 9.0
CAPRI | CAP615794 | EC000441 | EF001062 | Non | 9.0
CAPRI | CAP615794 | EC000441 | EF001210 | Non | 9.0
CAPRI | CAP615794 | EC000441 | EF001217 | EV009696 | 9.0
CAPRI | CAP615794 | EC000441 | EF001257 | EV000149 | 9.0
CAPRI | CAP615794 | EC000441 | EF001742 | -5 °C | 9.0
CAPRI | CAP615794 | EC000441 | EF001742 | 70 °C | 9.0
CAPRI | CAP615794 | EC000441 | EF001758 | EV003712 | 9.0
CAPRI | CAP615794 | EC000441 | EF002169 | EV000914 | 9.0
CAPRI | CAP615794 | EC000441 | EF003712 | 2 mm | 9.0
CAPRI | CAP615794 | EC000441 | EF004191 | Non | 9.0
CAPRI | CAP615794 | EC000441 | EF004685 | Non | 9.0
CAPRI | CAP615794 | EC000441 | EF005004 | Non | 9.0
CAPRI | CAP615794 | EC000441 | EF005049 | Oui | 9.0
CAPRI | CAP615794 | EC000441 | EF005268 | 110 mm | 9.0
CAPRI | CAP615794 | EC000441 | EF005337 | Non | 9.0
CAPRI | CAP615794 | EC000441 | EF005466 | 40 mm | 9.0
CAPRI | CAP615794 | EC000441 | EF005466 | 62 mm | 9.0
CAPRI | CAP615794 | EC000441 | EF005474 | EV006422 | 9.0
CAPRI | CAP615794 | EC000441 | EF005728 | EV000494 | 9.0
CAPRI | CAP615794 | EC000441 | EF007839 | 90 | 9.0
CAPRI | CAP615794 | EC000441 | EF008404 | EV000494 | 9.0
CAPRI | CAP615794 | EC000441 | EF012184 | Non | 9.0
CAPRI | CAP615794 | EC000441 | EF012547 | Non | 9.0
CAPRI | CAP615794 | EC000441 | EF024919 | Non | 9.0
CAPRI | CAP616124 | EC000441 | EF000007 | EV003888 | 9.0
CAPRI | CAP616124 | EC000441 | EF000010 | EV000164 | 9.0
CAPRI | CAP616124 | EC000441 | EF000025 | Oui | 9.0
CAPRI | CAP616124 | EC000441 | EF000084 | Oui | 9.0
CAPRI | CAP616124 | EC000441 | EF000139 | EV000191 | 9.0
CAPRI | CAP616124 | EC000441 | EF000177 | 14 mm | 9.0
CAPRI | CAP616124 | EC000441 | EF000368 | 5 mm | 9.0
CAPRI | CAP616124 | EC000441 | EF000734 | Non | 9.0
CAPRI | CAP616124 | EC000441 | EF000878 | Oui | 9.0
CAPRI | CAP616124 | EC000441 | EF000881 | Non | 9.0
CAPRI | CAP616124 | EC000441 | EF001062 | Non | 9.0
CAPRI | CAP616124 | EC000441 | EF001210 | Non | 9.0
CAPRI | CAP616124 | EC000441 | EF001217 | EV009696 | 9.0
CAPRI | CAP616124 | EC000441 | EF001257 | EV000149 | 9.0
CAPRI | CAP616124 | EC000441 | EF001742 | -5 °C | 9.0
CAPRI | CAP616124 | EC000441 | EF001742 | 70 °C | 9.0
CAPRI | CAP616124 | EC000441 | EF001758 | EV003712 | 9.0
CAPRI | CAP616124 | EC000441 | EF002169 | EV000914 | 9.0
CAPRI | CAP616124 | EC000441 | EF003712 | 1,5 mm | 9.0
CAPRI | CAP616124 | EC000441 | EF004191 | Non | 9.0
CAPRI | CAP616124 | EC000441 | EF004685 | Non | 9.0
CAPRI | CAP616124 | EC000441 | EF005004 | Non | 9.0
CAPRI | CAP616124 | EC000441 | EF005049 | Non | 9.0
CAPRI | CAP616124 | EC000441 | EF005268 | 15,4 mm | 9.0
CAPRI | CAP616124 | EC000441 | EF005337 | Non | 9.0
CAPRI | CAP616124 | EC000441 | EF005466 | 3 mm | 9.0
CAPRI | CAP616124 | EC000441 | EF005466 | 6 mm | 9.0
CAPRI | CAP616124 | EC000441 | EF005474 | EV006422 | 9.0
CAPRI | CAP616124 | EC000441 | EF005728 | EV000494 | 9.0
CAPRI | CAP616124 | EC000441 | EF007839 | 12 | 9.0
CAPRI | CAP616124 | EC000441 | EF008404 | EV000494 | 9.0
CAPRI | CAP616124 | EC000441 | EF012184 | Non | 9.0
CAPRI | CAP616124 | EC000441 | EF012547 | Non | 9.0
CAPRI | CAP616124 | EC000441 | EF024919 | Non | 9.0
CAPRI | CAP616164 | EC000441 | EF000007 | EV003888 | 9.0
CAPRI | CAP616164 | EC000441 | EF000010 | EV000164 | 9.0
CAPRI | CAP616164 | EC000441 | EF000025 | Oui | 9.0
CAPRI | CAP616164 | EC000441 | EF000084 | Oui | 9.0
CAPRI | CAP616164 | EC000441 | EF000139 | EV000191 | 9.0
CAPRI | CAP616164 | EC000441 | EF000177 | 18 mm | 9.0
CAPRI | CAP616164 | EC000441 | EF000368 | 6 mm | 9.0
CAPRI | CAP616164 | EC000441 | EF000734 | Non | 9.0
CAPRI | CAP616164 | EC000441 | EF000878 | Oui | 9.0
CAPRI | CAP616164 | EC000441 | EF000881 | Non | 9.0
CAPRI | CAP616164 | EC000441 | EF001062 | Non | 9.0
CAPRI | CAP616164 | EC000441 | EF001210 | Non | 9.0
CAPRI | CAP616164 | EC000441 | EF001217 | EV009696 | 9.0
CAPRI | CAP616164 | EC000441 | EF001257 | EV000149 | 9.0
CAPRI | CAP616164 | EC000441 | EF001742 | -5 °C | 9.0
CAPRI | CAP616164 | EC000441 | EF001742 | 70 °C | 9.0
CAPRI | CAP616164 | EC000441 | EF001758 | EV003712 | 9.0
CAPRI | CAP616164 | EC000441 | EF002169 | EV000914 | 9.0
CAPRI | CAP616164 | EC000441 | EF003712 | 1,5 mm | 9.0
CAPRI | CAP616164 | EC000441 | EF004191 | Non | 9.0
CAPRI | CAP616164 | EC000441 | EF004685 | Non | 9.0
CAPRI | CAP616164 | EC000441 | EF005004 | Non | 9.0
CAPRI | CAP616164 | EC000441 | EF005049 | Non | 9.0
CAPRI | CAP616164 | EC000441 | EF005268 | 19,8 mm | 9.0
CAPRI | CAP616164 | EC000441 | EF005337 | Non | 9.0
CAPRI | CAP616164 | EC000441 | EF005466 | 5 mm | 9.0
CAPRI | CAP616164 | EC000441 | EF005466 | 8,7 mm | 9.0
CAPRI | CAP616164 | EC000441 | EF005474 | EV006422 | 9.0
CAPRI | CAP616164 | EC000441 | EF005728 | EV000494 | 9.0
CAPRI | CAP616164 | EC000441 | EF007839 | 16 | 9.0
CAPRI | CAP616164 | EC000441 | EF008404 | EV000494 | 9.0
CAPRI | CAP616164 | EC000441 | EF012184 | Non | 9.0
CAPRI | CAP616164 | EC000441 | EF012547 | Non | 9.0
CAPRI | CAP616164 | EC000441 | EF024919 | Non | 9.0
CAPRI | CAP616174 | EC000441 | EF000007 | EV003888 | 9.0
CAPRI | CAP616174 | EC000441 | EF000010 | EV000164 | 9.0
CAPRI | CAP616174 | EC000441 | EF000025 | Oui | 9.0
CAPRI | CAP616174 | EC000441 | EF000084 | Oui | 9.0
CAPRI | CAP616174 | EC000441 | EF000139 | EV000191 | 9.0
CAPRI | CAP616174 | EC000441 | EF000177 | 20 mm | 9.0
CAPRI | CAP616174 | EC000441 | EF000368 | 6 mm | 9.0
CAPRI | CAP616174 | EC000441 | EF000734 | Non | 9.0
CAPRI | CAP616174 | EC000441 | EF000878 | Oui | 9.0
CAPRI | CAP616174 | EC000441 | EF000881 | Non | 9.0
CAPRI | CAP616174 | EC000441 | EF001062 | Non | 9.0
CAPRI | CAP616174 | EC000441 | EF001210 | Non | 9.0
CAPRI | CAP616174 | EC000441 | EF001217 | EV009696 | 9.0
CAPRI | CAP616174 | EC000441 | EF001257 | EV000149 | 9.0
CAPRI | CAP616174 | EC000441 | EF001742 | -5 °C | 9.0
CAPRI | CAP616174 | EC000441 | EF001742 | 70 °C | 9.0
CAPRI | CAP616174 | EC000441 | EF001758 | EV003712 | 9.0
CAPRI | CAP616174 | EC000441 | EF002169 | EV000914 | 9.0
CAPRI | CAP616174 | EC000441 | EF003712 | 1,5 mm | 9.0
CAPRI | CAP616174 | EC000441 | EF004191 | Non | 9.0
CAPRI | CAP616174 | EC000441 | EF004685 | Non | 9.0
CAPRI | CAP616174 | EC000441 | EF005004 | Non | 9.0
CAPRI | CAP616174 | EC000441 | EF005049 | Non | 9.0
CAPRI | CAP616174 | EC000441 | EF005268 | 22 mm | 9.0
CAPRI | CAP616174 | EC000441 | EF005337 | Non | 9.0
CAPRI | CAP616174 | EC000441 | EF005466 | 10,5 mm | 9.0
CAPRI | CAP616174 | EC000441 | EF005466 | 6,5 mm | 9.0
CAPRI | CAP616174 | EC000441 | EF005474 | EV006422 | 9.0
CAPRI | CAP616174 | EC000441 | EF005728 | EV000494 | 9.0
CAPRI | CAP616174 | EC000441 | EF007839 | 16 | 9.0
CAPRI | CAP616174 | EC000441 | EF008404 | EV000494 | 9.0
CAPRI | CAP616174 | EC000441 | EF012184 | Non | 9.0
CAPRI | CAP616174 | EC000441 | EF012547 | Non | 9.0
CAPRI | CAP616174 | EC000441 | EF024919 | Non | 9.0
CAPRI | CAP616204 | EC000441 | EF000007 | EV003888 | 9.0
CAPRI | CAP616204 | EC000441 | EF000010 | EV000164 | 9.0
CAPRI | CAP616204 | EC000441 | EF000025 | Oui | 9.0
CAPRI | CAP616204 | EC000441 | EF000084 | Oui | 9.0
CAPRI | CAP616204 | EC000441 | EF000139 | EV000191 | 9.0
CAPRI | CAP616204 | EC000441 | EF000177 | 22 mm | 9.0
CAPRI | CAP616204 | EC000441 | EF000368 | 6 mm | 9.0
CAPRI | CAP616204 | EC000441 | EF000734 | Non | 9.0
CAPRI | CAP616204 | EC000441 | EF000878 | Oui | 9.0
CAPRI | CAP616204 | EC000441 | EF000881 | Non | 9.0
CAPRI | CAP616204 | EC000441 | EF001062 | Non | 9.0
CAPRI | CAP616204 | EC000441 | EF001210 | Non | 9.0
CAPRI | CAP616204 | EC000441 | EF001217 | EV009696 | 9.0
CAPRI | CAP616204 | EC000441 | EF001257 | EV000149 | 9.0
CAPRI | CAP616204 | EC000441 | EF001742 | -5 °C | 9.0
CAPRI | CAP616204 | EC000441 | EF001742 | 70 °C | 9.0
CAPRI | CAP616204 | EC000441 | EF001758 | EV003712 | 9.0
CAPRI | CAP616204 | EC000441 | EF002169 | EV000914 | 9.0
CAPRI | CAP616204 | EC000441 | EF003712 | 1,5 mm | 9.0
CAPRI | CAP616204 | EC000441 | EF004191 | Non | 9.0
CAPRI | CAP616204 | EC000441 | EF004685 | Non | 9.0
CAPRI | CAP616204 | EC000441 | EF005004 | Non | 9.0
CAPRI | CAP616204 | EC000441 | EF005049 | Non | 9.0
CAPRI | CAP616204 | EC000441 | EF005268 | 24,2 mm | 9.0
CAPRI | CAP616204 | EC000441 | EF005337 | Non | 9.0
CAPRI | CAP616204 | EC000441 | EF005466 | 13,5 mm | 9.0
CAPRI | CAP616204 | EC000441 | EF005466 | 8,5 mm | 9.0
CAPRI | CAP616204 | EC000441 | EF005474 | EV006422 | 9.0
CAPRI | CAP616204 | EC000441 | EF005728 | EV000494 | 9.0
CAPRI | CAP616204 | EC000441 | EF007839 | 20 | 9.0
CAPRI | CAP616204 | EC000441 | EF008404 | EV000494 | 9.0
CAPRI | CAP616204 | EC000441 | EF012184 | Non | 9.0
CAPRI | CAP616204 | EC000441 | EF012547 | Non | 9.0
CAPRI | CAP616204 | EC000441 | EF024919 | Non | 9.0
CAPRI | CAP616224 | EC000441 | EF000007 | EV003888 | 9.0
CAPRI | CAP616224 | EC000441 | EF000010 | EV000164 | 9.0
CAPRI | CAP616224 | EC000441 | EF000025 | Oui | 9.0
CAPRI | CAP616224 | EC000441 | EF000084 | Oui | 9.0
CAPRI | CAP616224 | EC000441 | EF000139 | EV000191 | 9.0
CAPRI | CAP616224 | EC000441 | EF000177 | 24 mm | 9.0
CAPRI | CAP616224 | EC000441 | EF000368 | 6 mm | 9.0
CAPRI | CAP616224 | EC000441 | EF000734 | Non | 9.0
CAPRI | CAP616224 | EC000441 | EF000878 | Oui | 9.0
CAPRI | CAP616224 | EC000441 | EF000881 | Non | 9.0
CAPRI | CAP616224 | EC000441 | EF001062 | Non | 9.0
CAPRI | CAP616224 | EC000441 | EF001210 | Non | 9.0
CAPRI | CAP616224 | EC000441 | EF001217 | EV009696 | 9.0
CAPRI | CAP616224 | EC000441 | EF001257 | EV000149 | 9.0
CAPRI | CAP616224 | EC000441 | EF001742 | -5 °C | 9.0
CAPRI | CAP616224 | EC000441 | EF001742 | 70 °C | 9.0
CAPRI | CAP616224 | EC000441 | EF001758 | EV003712 | 9.0
CAPRI | CAP616224 | EC000441 | EF002169 | EV000914 | 9.0
CAPRI | CAP616224 | EC000441 | EF003712 | 1,5 mm | 9.0
CAPRI | CAP616224 | EC000441 | EF004191 | Non | 9.0
CAPRI | CAP616224 | EC000441 | EF004685 | Non | 9.0
CAPRI | CAP616224 | EC000441 | EF005004 | Non | 9.0
CAPRI | CAP616224 | EC000441 | EF005049 | Non | 9.0
CAPRI | CAP616224 | EC000441 | EF005268 | 26,4 mm | 9.0
CAPRI | CAP616224 | EC000441 | EF005337 | Non | 9.0
CAPRI | CAP616224 | EC000441 | EF005466 | 10 mm | 9.0
CAPRI | CAP616224 | EC000441 | EF005466 | 15 mm | 9.0
CAPRI | CAP616224 | EC000441 | EF005474 | EV006422 | 9.0
CAPRI | CAP616224 | EC000441 | EF005728 | EV000494 | 9.0
CAPRI | CAP616224 | EC000441 | EF007839 | 20 | 9.0
CAPRI | CAP616224 | EC000441 | EF008404 | EV000494 | 9.0
CAPRI | CAP616224 | EC000441 | EF012184 | Non | 9.0
CAPRI | CAP616224 | EC000441 | EF012547 | Non | 9.0
CAPRI | CAP616224 | EC000441 | EF024919 | Non | 9.0
CAPRI | CAP616254 | EC000441 | EF000007 | EV003888 | 9.0
CAPRI | CAP616254 | EC000441 | EF000010 | EV000164 | 9.0
CAPRI | CAP616254 | EC000441 | EF000025 | Oui | 9.0
CAPRI | CAP616254 | EC000441 | EF000084 | Oui | 9.0
CAPRI | CAP616254 | EC000441 | EF000139 | EV000191 | 9.0
CAPRI | CAP616254 | EC000441 | EF000177 | 30 mm | 9.0
CAPRI | CAP616254 | EC000441 | EF000368 | 7 mm | 9.0
CAPRI | CAP616254 | EC000441 | EF000734 | Non | 9.0
CAPRI | CAP616254 | EC000441 | EF000878 | Oui | 9.0
CAPRI | CAP616254 | EC000441 | EF000881 | Non | 9.0
CAPRI | CAP616254 | EC000441 | EF001062 | Non | 9.0
CAPRI | CAP616254 | EC000441 | EF001210 | Non | 9.0
CAPRI | CAP616254 | EC000441 | EF001217 | EV009696 | 9.0
CAPRI | CAP616254 | EC000441 | EF001257 | EV000149 | 9.0
CAPRI | CAP616254 | EC000441 | EF001742 | -5 °C | 9.0
CAPRI | CAP616254 | EC000441 | EF001742 | 70 °C | 9.0
CAPRI | CAP616254 | EC000441 | EF001758 | EV003712 | 9.0
CAPRI | CAP616254 | EC000441 | EF002169 | EV000914 | 9.0
CAPRI | CAP616254 | EC000441 | EF003712 | 1,5 mm | 9.0
CAPRI | CAP616254 | EC000441 | EF004191 | Non | 9.0
CAPRI | CAP616254 | EC000441 | EF004685 | Non | 9.0
CAPRI | CAP616254 | EC000441 | EF005004 | Non | 9.0
CAPRI | CAP616254 | EC000441 | EF005049 | Oui | 9.0
CAPRI | CAP616254 | EC000441 | EF005268 | 33 mm | 9.0
CAPRI | CAP616254 | EC000441 | EF005337 | Non | 9.0
CAPRI | CAP616254 | EC000441 | EF005466 | 13 mm | 9.0
CAPRI | CAP616254 | EC000441 | EF005466 | 19 mm | 9.0
CAPRI | CAP616254 | EC000441 | EF005474 | EV006422 | 9.0
CAPRI | CAP616254 | EC000441 | EF005728 | EV000494 | 9.0
CAPRI | CAP616254 | EC000441 | EF007839 | 25 | 9.0
CAPRI | CAP616254 | EC000441 | EF008404 | EV000494 | 9.0
CAPRI | CAP616254 | EC000441 | EF012184 | Non | 9.0
CAPRI | CAP616254 | EC000441 | EF012547 | Non | 9.0
CAPRI | CAP616254 | EC000441 | EF024919 | Non | 9.0
CAPRI | CAP616324 | EC000441 | EF000007 | EV003888 | 9.0
CAPRI | CAP616324 | EC000441 | EF000010 | EV000164 | 9.0
CAPRI | CAP616324 | EC000441 | EF000025 | Oui | 9.0
CAPRI | CAP616324 | EC000441 | EF000084 | Oui | 9.0
CAPRI | CAP616324 | EC000441 | EF000139 | EV000191 | 9.0
CAPRI | CAP616324 | EC000441 | EF000177 | 40 mm | 9.0
CAPRI | CAP616324 | EC000441 | EF000368 | 8 mm | 9.0
CAPRI | CAP616324 | EC000441 | EF000734 | Non | 9.0
CAPRI | CAP616324 | EC000441 | EF000878 | Oui | 9.0
CAPRI | CAP616324 | EC000441 | EF000881 | Non | 9.0
CAPRI | CAP616324 | EC000441 | EF001062 | Non | 9.0
CAPRI | CAP616324 | EC000441 | EF001210 | Non | 9.0
CAPRI | CAP616324 | EC000441 | EF001217 | EV009696 | 9.0
CAPRI | CAP616324 | EC000441 | EF001257 | EV000149 | 9.0
CAPRI | CAP616324 | EC000441 | EF001742 | -5 °C | 9.0
CAPRI | CAP616324 | EC000441 | EF001742 | 70 °C | 9.0
CAPRI | CAP616324 | EC000441 | EF001758 | EV003712 | 9.0
CAPRI | CAP616324 | EC000441 | EF002169 | EV000914 | 9.0
CAPRI | CAP616324 | EC000441 | EF003712 | 1,5 mm | 9.0
CAPRI | CAP616324 | EC000441 | EF004191 | Non | 9.0
CAPRI | CAP616324 | EC000441 | EF004685 | Non | 9.0
CAPRI | CAP616324 | EC000441 | EF005004 | Non | 9.0
CAPRI | CAP616324 | EC000441 | EF005049 | Oui | 9.0
CAPRI | CAP616324 | EC000441 | EF005268 | 44 mm | 9.0
CAPRI | CAP616324 | EC000441 | EF005337 | Non | 9.0
CAPRI | CAP616324 | EC000441 | EF005466 | 17 mm | 9.0
CAPRI | CAP616324 | EC000441 | EF005466 | 25 mm | 9.0
CAPRI | CAP616324 | EC000441 | EF005474 | EV006422 | 9.0
CAPRI | CAP616324 | EC000441 | EF005728 | EV000494 | 9.0
CAPRI | CAP616324 | EC000441 | EF007839 | 32 | 9.0
CAPRI | CAP616324 | EC000441 | EF008404 | EV000494 | 9.0
CAPRI | CAP616324 | EC000441 | EF012184 | Non | 9.0
CAPRI | CAP616324 | EC000441 | EF012547 | Non | 9.0
CAPRI | CAP616324 | EC000441 | EF024919 | Non | 9.0
CAPRI | CAP616374 | EC000441 | EF000007 | EV003888 | 9.0
CAPRI | CAP616374 | EC000441 | EF000010 | EV000164 | 9.0
CAPRI | CAP616374 | EC000441 | EF000025 | Oui | 9.0
CAPRI | CAP616374 | EC000441 | EF000084 | Oui | 9.0
CAPRI | CAP616374 | EC000441 | EF000139 | EV000191 | 9.0
CAPRI | CAP616374 | EC000441 | EF000177 | 64 mm | 9.0
CAPRI | CAP616374 | EC000441 | EF000368 | 10 mm | 9.0
CAPRI | CAP616374 | EC000441 | EF000734 | Non | 9.0
CAPRI | CAP616374 | EC000441 | EF000878 | Oui | 9.0
CAPRI | CAP616374 | EC000441 | EF000881 | Non | 9.0
CAPRI | CAP616374 | EC000441 | EF001062 | Non | 9.0
CAPRI | CAP616374 | EC000441 | EF001210 | Non | 9.0
CAPRI | CAP616374 | EC000441 | EF001217 | EV009696 | 9.0
CAPRI | CAP616374 | EC000441 | EF001257 | EV000149 | 9.0
CAPRI | CAP616374 | EC000441 | EF001742 | -5 °C | 9.0
CAPRI | CAP616374 | EC000441 | EF001742 | 70 °C | 9.0
CAPRI | CAP616374 | EC000441 | EF001758 | EV003712 | 9.0
CAPRI | CAP616374 | EC000441 | EF002169 | EV000914 | 9.0
CAPRI | CAP616374 | EC000441 | EF003712 | 1,5 mm | 9.0
CAPRI | CAP616374 | EC000441 | EF004191 | Non | 9.0
CAPRI | CAP616374 | EC000441 | EF004685 | Non | 9.0
CAPRI | CAP616374 | EC000441 | EF005004 | Non | 9.0
CAPRI | CAP616374 | EC000441 | EF005049 | Oui | 9.0
CAPRI | CAP616374 | EC000441 | EF005268 | 70,4 mm | 9.0
CAPRI | CAP616374 | EC000441 | EF005337 | Non | 9.0
CAPRI | CAP616374 | EC000441 | EF005466 | 31 mm | 9.0
CAPRI | CAP616374 | EC000441 | EF005466 | 42,5 mm | 9.0
CAPRI | CAP616374 | EC000441 | EF005474 | EV006422 | 9.0
CAPRI | CAP616374 | EC000441 | EF005728 | EV000494 | 9.0
CAPRI | CAP616374 | EC000441 | EF007839 | 63 | 9.0
CAPRI | CAP616374 | EC000441 | EF008404 | EV000494 | 9.0
CAPRI | CAP616374 | EC000441 | EF012184 | Non | 9.0
CAPRI | CAP616374 | EC000441 | EF012547 | Non | 9.0
CAPRI | CAP616374 | EC000441 | EF024919 | Non | 9.0
CAPRI | CAP616404 | EC000441 | EF000007 | EV003888 | 9.0
CAPRI | CAP616404 | EC000441 | EF000010 | EV000164 | 9.0
CAPRI | CAP616404 | EC000441 | EF000025 | Oui | 9.0
CAPRI | CAP616404 | EC000441 | EF000084 | Oui | 9.0
CAPRI | CAP616404 | EC000441 | EF000139 | EV000191 | 9.0
CAPRI | CAP616404 | EC000441 | EF000177 | 50 mm | 9.0
CAPRI | CAP616404 | EC000441 | EF000368 | 8 mm | 9.0
CAPRI | CAP616404 | EC000441 | EF000734 | Non | 9.0
CAPRI | CAP616404 | EC000441 | EF000878 | Oui | 9.0
CAPRI | CAP616404 | EC000441 | EF000881 | Non | 9.0
CAPRI | CAP616404 | EC000441 | EF001062 | Non | 9.0
CAPRI | CAP616404 | EC000441 | EF001210 | Non | 9.0
CAPRI | CAP616404 | EC000441 | EF001217 | EV009696 | 9.0
CAPRI | CAP616404 | EC000441 | EF001257 | EV000149 | 9.0
CAPRI | CAP616404 | EC000441 | EF001742 | -5 °C | 9.0
CAPRI | CAP616404 | EC000441 | EF001742 | 70 °C | 9.0
CAPRI | CAP616404 | EC000441 | EF001758 | EV003712 | 9.0
CAPRI | CAP616404 | EC000441 | EF002169 | EV000914 | 9.0
CAPRI | CAP616404 | EC000441 | EF003712 | 1,5 mm | 9.0
CAPRI | CAP616404 | EC000441 | EF004191 | Non | 9.0
CAPRI | CAP616404 | EC000441 | EF004685 | Non | 9.0
CAPRI | CAP616404 | EC000441 | EF005004 | Non | 9.0
CAPRI | CAP616404 | EC000441 | EF005049 | Oui | 9.0
CAPRI | CAP616404 | EC000441 | EF005268 | 55 mm | 9.0
CAPRI | CAP616404 | EC000441 | EF005337 | Non | 9.0
CAPRI | CAP616404 | EC000441 | EF005466 | 23 mm | 9.0
CAPRI | CAP616404 | EC000441 | EF005466 | 32 mm | 9.0
CAPRI | CAP616404 | EC000441 | EF005474 | EV006422 | 9.0
CAPRI | CAP616404 | EC000441 | EF005728 | EV000494 | 9.0
CAPRI | CAP616404 | EC000441 | EF007839 | 40 | 9.0
CAPRI | CAP616404 | EC000441 | EF008404 | EV000494 | 9.0
CAPRI | CAP616404 | EC000441 | EF012184 | Non | 9.0
CAPRI | CAP616404 | EC000441 | EF012547 | Non | 9.0
CAPRI | CAP616404 | EC000441 | EF024919 | Non | 9.0
CAPRI | CAP616504 | EC000441 | EF000007 | EV003888 | 9.0
CAPRI | CAP616504 | EC000441 | EF000010 | EV000164 | 9.0
CAPRI | CAP616504 | EC000441 | EF000025 | Oui | 9.0
CAPRI | CAP616504 | EC000441 | EF000084 | Oui | 9.0
CAPRI | CAP616504 | EC000441 | EF000139 | EV000191 | 9.0
CAPRI | CAP616504 | EC000441 | EF000177 | 58 mm | 9.0
CAPRI | CAP616504 | EC000441 | EF000368 | 9 mm | 9.0
CAPRI | CAP616504 | EC000441 | EF000734 | Non | 9.0
CAPRI | CAP616504 | EC000441 | EF000878 | Oui | 9.0
CAPRI | CAP616504 | EC000441 | EF000881 | Non | 9.0
CAPRI | CAP616504 | EC000441 | EF001062 | Non | 9.0
CAPRI | CAP616504 | EC000441 | EF001210 | Non | 9.0
CAPRI | CAP616504 | EC000441 | EF001217 | EV009696 | 9.0
CAPRI | CAP616504 | EC000441 | EF001257 | EV000149 | 9.0
CAPRI | CAP616504 | EC000441 | EF001742 | -5 °C | 9.0
CAPRI | CAP616504 | EC000441 | EF001742 | 70 °C | 9.0
CAPRI | CAP616504 | EC000441 | EF001758 | EV003712 | 9.0
CAPRI | CAP616504 | EC000441 | EF002169 | EV000914 | 9.0
CAPRI | CAP616504 | EC000441 | EF003712 | 1,5 mm | 9.0
CAPRI | CAP616504 | EC000441 | EF004191 | Non | 9.0
CAPRI | CAP616504 | EC000441 | EF004685 | Non | 9.0
CAPRI | CAP616504 | EC000441 | EF005004 | Non | 9.0
CAPRI | CAP616504 | EC000441 | EF005049 | Oui | 9.0
CAPRI | CAP616504 | EC000441 | EF005268 | 63,8 mm | 9.0
CAPRI | CAP616504 | EC000441 | EF005337 | Non | 9.0
CAPRI | CAP616504 | EC000441 | EF005466 | 27 mm | 9.0
CAPRI | CAP616504 | EC000441 | EF005466 | 38 mm | 9.0
CAPRI | CAP616504 | EC000441 | EF005474 | EV006422 | 9.0
CAPRI | CAP616504 | EC000441 | EF005728 | EV000494 | 9.0
CAPRI | CAP616504 | EC000441 | EF007839 | 50 | 9.0
CAPRI | CAP616504 | EC000441 | EF008404 | EV000494 | 9.0
CAPRI | CAP616504 | EC000441 | EF012184 | Non | 9.0
CAPRI | CAP616504 | EC000441 | EF012547 | Non | 9.0
CAPRI | CAP616504 | EC000441 | EF024919 | Non | 9.0
CAPRI | CAP616634 | EC000441 | EF000007 | EV003888 | 9.0
CAPRI | CAP616634 | EC000441 | EF000010 | EV000164 | 9.0
CAPRI | CAP616634 | EC000441 | EF000025 | Oui | 9.0
CAPRI | CAP616634 | EC000441 | EF000084 | Oui | 9.0
CAPRI | CAP616634 | EC000441 | EF000139 | EV000191 | 9.0
CAPRI | CAP616634 | EC000441 | EF000177 | 64 mm | 9.0
CAPRI | CAP616634 | EC000441 | EF000368 | 10 mm | 9.0
CAPRI | CAP616634 | EC000441 | EF000734 | Non | 9.0
CAPRI | CAP616634 | EC000441 | EF000878 | Oui | 9.0
CAPRI | CAP616634 | EC000441 | EF000881 | Non | 9.0
CAPRI | CAP616634 | EC000441 | EF001062 | Non | 9.0
CAPRI | CAP616634 | EC000441 | EF001210 | Non | 9.0
CAPRI | CAP616634 | EC000441 | EF001217 | EV009696 | 9.0
CAPRI | CAP616634 | EC000441 | EF001257 | EV000149 | 9.0
CAPRI | CAP616634 | EC000441 | EF001742 | -5 °C | 9.0
CAPRI | CAP616634 | EC000441 | EF001742 | 70 °C | 9.0
CAPRI | CAP616634 | EC000441 | EF001758 | EV003712 | 9.0
CAPRI | CAP616634 | EC000441 | EF002169 | EV000914 | 9.0
CAPRI | CAP616634 | EC000441 | EF003712 | 1,5 mm | 9.0
CAPRI | CAP616634 | EC000441 | EF004191 | Non | 9.0
CAPRI | CAP616634 | EC000441 | EF004685 | Non | 9.0
CAPRI | CAP616634 | EC000441 | EF005004 | Non | 9.0
CAPRI | CAP616634 | EC000441 | EF005049 | Oui | 9.0
CAPRI | CAP616634 | EC000441 | EF005268 | 70,4 mm | 9.0
CAPRI | CAP616634 | EC000441 | EF005337 | Non | 9.0
CAPRI | CAP616634 | EC000441 | EF005466 | 31 mm | 9.0
CAPRI | CAP616634 | EC000441 | EF005466 | 42,5 mm | 9.0
CAPRI | CAP616634 | EC000441 | EF005474 | EV006422 | 9.0
CAPRI | CAP616634 | EC000441 | EF005728 | EV000494 | 9.0
CAPRI | CAP616634 | EC000441 | EF007839 | 63 | 9.0
CAPRI | CAP616634 | EC000441 | EF008404 | EV000494 | 9.0
CAPRI | CAP616634 | EC000441 | EF012184 | Non | 9.0
CAPRI | CAP616634 | EC000441 | EF012547 | Non | 9.0
CAPRI | CAP616634 | EC000441 | EF024919 | Non | 9.0
CAPRI | CAP620704 | EC001180 | EF000010 | EV000164 | 9.0
CAPRI | CAP620704 | EC001180 | EF000139 | EV000191 | 9.0
CAPRI | CAP620704 | EC001180 | EF000368 | 6 | 9.0
CAPRI | CAP620704 | EC001180 | EF000369 | 16 | 9.0
CAPRI | CAP620704 | EC001180 | EF000767 | EV004441 | 9.0
CAPRI | CAP620704 | EC001180 | EF001596 | EV000149 | 9.0
CAPRI | CAP620704 | EC001180 | EF001742 | -5 | 9.0
CAPRI | CAP620704 | EC001180 | EF001742 | 80 | 9.0
CAPRI | CAP620704 | EC001180 | EF001757 | Oui | 9.0
CAPRI | CAP620704 | EC001180 | EF001758 | EV000154 | 9.0
CAPRI | CAP620704 | EC001180 | EF001760 | 9,5 | 9.0
CAPRI | CAP620704 | EC001180 | EF001761 | 19 | 9.0
CAPRI | CAP620704 | EC001180 | EF001774 | Non | 9.0
CAPRI | CAP620704 | EC001180 | EF001786 | 66 | 9.0
CAPRI | CAP620704 | EC001180 | EF002504 | 12,5 | 9.0
CAPRI | CAP620704 | EC001180 | EF003593 | 1 | 9.0
CAPRI | CAP620704 | EC001180 | EF006304 | Non | 9.0
CAPRI | CAP620704 | EC001180 | EF007834 | EV004464 | 9.0
CAPRI | CAP620704 | EC001180 | EF008847 | EV003906 | 9.0
CAPRI | CAP620904 | EC001180 | EF000010 | EV000164 | 9.0
CAPRI | CAP620904 | EC001180 | EF000139 | EV000191 | 9.0
CAPRI | CAP620904 | EC001180 | EF000368 | 6 | 9.0
CAPRI | CAP620904 | EC001180 | EF000369 | 18,5 | 9.0
CAPRI | CAP620904 | EC001180 | EF000767 | EV004441 | 9.0
CAPRI | CAP620904 | EC001180 | EF001596 | EV000149 | 9.0
CAPRI | CAP620904 | EC001180 | EF001742 | -5 | 9.0
CAPRI | CAP620904 | EC001180 | EF001742 | 80 | 9.0
CAPRI | CAP620904 | EC001180 | EF001757 | Oui | 9.0
CAPRI | CAP620904 | EC001180 | EF001758 | EV000154 | 9.0
CAPRI | CAP620904 | EC001180 | EF001760 | 11,9 | 9.0
CAPRI | CAP620904 | EC001180 | EF001761 | 22 | 9.0
CAPRI | CAP620904 | EC001180 | EF001774 | Non | 9.0
CAPRI | CAP620904 | EC001180 | EF001786 | 66 | 9.0
CAPRI | CAP620904 | EC001180 | EF002504 | 14,8 | 9.0
CAPRI | CAP620904 | EC001180 | EF003593 | 1 | 9.0
CAPRI | CAP620904 | EC001180 | EF006304 | Non | 9.0
CAPRI | CAP620904 | EC001180 | EF007834 | EV004465 | 9.0
CAPRI | CAP620904 | EC001180 | EF008847 | EV003906 | 9.0
CAPRI | CAP621104 | EC001180 | EF000010 | EV000164 | 9.0
CAPRI | CAP621104 | EC001180 | EF000139 | EV000191 | 9.0
CAPRI | CAP621104 | EC001180 | EF000368 | 7 | 9.0
CAPRI | CAP621104 | EC001180 | EF000369 | 20 | 9.0
CAPRI | CAP621104 | EC001180 | EF000767 | EV004441 | 9.0
CAPRI | CAP621104 | EC001180 | EF001596 | EV000149 | 9.0
CAPRI | CAP621104 | EC001180 | EF001742 | -5 | 9.0
CAPRI | CAP621104 | EC001180 | EF001742 | 80 | 9.0
CAPRI | CAP621104 | EC001180 | EF001757 | Oui | 9.0
CAPRI | CAP621104 | EC001180 | EF001758 | EV000154 | 9.0
CAPRI | CAP621104 | EC001180 | EF001760 | 15 | 9.0
CAPRI | CAP621104 | EC001180 | EF001761 | 26 | 9.0
CAPRI | CAP621104 | EC001180 | EF001774 | Non | 9.0
CAPRI | CAP621104 | EC001180 | EF001786 | 66 | 9.0
CAPRI | CAP621104 | EC001180 | EF002504 | 18,4 | 9.0
CAPRI | CAP621104 | EC001180 | EF003593 | 1 | 9.0
CAPRI | CAP621104 | EC001180 | EF006304 | Non | 9.0
CAPRI | CAP621104 | EC001180 | EF007834 | EV004457 | 9.0
CAPRI | CAP621104 | EC001180 | EF008847 | EV003906 | 9.0
CAPRI | CAP621304 | EC001180 | EF000010 | EV000164 | 9.0
CAPRI | CAP621304 | EC001180 | EF000139 | EV000191 | 9.0
CAPRI | CAP621304 | EC001180 | EF000368 | 7 | 9.0
CAPRI | CAP621304 | EC001180 | EF000369 | 20 | 9.0
CAPRI | CAP621304 | EC001180 | EF000767 | EV004441 | 9.0
CAPRI | CAP621304 | EC001180 | EF001596 | EV000149 | 9.0
CAPRI | CAP621304 | EC001180 | EF001742 | -5 | 9.0
CAPRI | CAP621304 | EC001180 | EF001742 | 80 | 9.0
CAPRI | CAP621304 | EC001180 | EF001757 | Oui | 9.0
CAPRI | CAP621304 | EC001180 | EF001758 | EV000154 | 9.0
CAPRI | CAP621304 | EC001180 | EF001760 | 16,6 | 9.0
CAPRI | CAP621304 | EC001180 | EF001761 | 28 | 9.0
CAPRI | CAP621304 | EC001180 | EF001774 | Non | 9.0
CAPRI | CAP621304 | EC001180 | EF001786 | 66 | 9.0
CAPRI | CAP621304 | EC001180 | EF002504 | 20,3 | 9.0
CAPRI | CAP621304 | EC001180 | EF003593 | 1 | 9.0
CAPRI | CAP621304 | EC001180 | EF006304 | Non | 9.0
CAPRI | CAP621304 | EC001180 | EF007834 | EV004466 | 9.0
CAPRI | CAP621304 | EC001180 | EF008847 | EV003906 | 9.0
CAPRI | CAP621604 | EC001180 | EF000010 | EV000164 | 9.0
CAPRI | CAP621604 | EC001180 | EF000139 | EV000191 | 9.0
CAPRI | CAP621604 | EC001180 | EF000368 | 8 | 9.0
CAPRI | CAP621604 | EC001180 | EF000369 | 22 | 9.0
CAPRI | CAP621604 | EC001180 | EF000767 | EV004441 | 9.0
CAPRI | CAP621604 | EC001180 | EF001596 | EV000149 | 9.0
CAPRI | CAP621604 | EC001180 | EF001742 | -5 | 9.0
CAPRI | CAP621604 | EC001180 | EF001742 | 80 | 9.0
CAPRI | CAP621604 | EC001180 | EF001757 | Oui | 9.0
CAPRI | CAP621604 | EC001180 | EF001758 | EV000154 | 9.0
CAPRI | CAP621604 | EC001180 | EF001760 | 18,4 | 9.0
CAPRI | CAP621604 | EC001180 | EF001761 | 30 | 9.0
CAPRI | CAP621604 | EC001180 | EF001774 | Non | 9.0
CAPRI | CAP621604 | EC001180 | EF001786 | 66 | 9.0
CAPRI | CAP621604 | EC001180 | EF002504 | 22,2 | 9.0
CAPRI | CAP621604 | EC001180 | EF003593 | 1 | 9.0
CAPRI | CAP621604 | EC001180 | EF006304 | Non | 9.0
CAPRI | CAP621604 | EC001180 | EF007834 | EV004458 | 9.0
CAPRI | CAP621604 | EC001180 | EF008847 | EV003906 | 9.0
CAPRI | CAP622104 | EC001180 | EF000010 | EV000164 | 9.0
CAPRI | CAP622104 | EC001180 | EF000139 | EV000191 | 9.0
CAPRI | CAP622104 | EC001180 | EF000368 | 8 | 9.0
CAPRI | CAP622104 | EC001180 | EF000369 | 24,5 | 9.0
CAPRI | CAP622104 | EC001180 | EF000767 | EV004441 | 9.0
CAPRI | CAP622104 | EC001180 | EF001596 | EV000149 | 9.0
CAPRI | CAP622104 | EC001180 | EF001742 | -5 | 9.0
CAPRI | CAP622104 | EC001180 | EF001742 | 80 | 9.0
CAPRI | CAP622104 | EC001180 | EF001757 | Oui | 9.0
CAPRI | CAP622104 | EC001180 | EF001758 | EV000154 | 9.0
CAPRI | CAP622104 | EC001180 | EF001760 | 23,7 | 9.0
CAPRI | CAP622104 | EC001180 | EF001761 | 36 | 9.0
CAPRI | CAP622104 | EC001180 | EF001774 | Non | 9.0
CAPRI | CAP622104 | EC001180 | EF001786 | 66 | 9.0
CAPRI | CAP622104 | EC001180 | EF002504 | 27,6 | 9.0
CAPRI | CAP622104 | EC001180 | EF003593 | 1 | 9.0
CAPRI | CAP622104 | EC001180 | EF006304 | Non | 9.0
CAPRI | CAP622104 | EC001180 | EF007834 | EV004459 | 9.0
CAPRI | CAP622104 | EC001180 | EF008847 | EV003906 | 9.0
CAPRI | CAP622904 | EC001180 | EF000010 | EV000164 | 9.0
CAPRI | CAP622904 | EC001180 | EF000139 | EV000191 | 9.0
CAPRI | CAP622904 | EC001180 | EF000368 | 10 | 9.0
CAPRI | CAP622904 | EC001180 | EF000369 | 29,5 | 9.0
CAPRI | CAP622904 | EC001180 | EF000767 | EV004441 | 9.0
CAPRI | CAP622904 | EC001180 | EF001596 | EV000149 | 9.0
CAPRI | CAP622904 | EC001180 | EF001742 | -5 | 9.0
CAPRI | CAP622904 | EC001180 | EF001742 | 80 | 9.0
CAPRI | CAP622904 | EC001180 | EF001757 | Oui | 9.0
CAPRI | CAP622904 | EC001180 | EF001758 | EV000154 | 9.0
CAPRI | CAP622904 | EC001180 | EF001760 | 32,6 | 9.0
CAPRI | CAP622904 | EC001180 | EF001761 | 47 | 9.0
CAPRI | CAP622904 | EC001180 | EF001774 | Non | 9.0
CAPRI | CAP622904 | EC001180 | EF001786 | 66 | 9.0
CAPRI | CAP622904 | EC001180 | EF002504 | 36,5 | 9.0
CAPRI | CAP622904 | EC001180 | EF003593 | 1 | 9.0
CAPRI | CAP622904 | EC001180 | EF006304 | Non | 9.0
CAPRI | CAP622904 | EC001180 | EF007834 | EV004460 | 9.0
CAPRI | CAP622904 | EC001180 | EF008847 | EV003906 | 9.0
CAPRI | CAP623604 | EC001180 | EF000010 | EV000164 | 9.0
CAPRI | CAP623604 | EC001180 | EF000139 | EV000191 | 9.0
CAPRI | CAP623604 | EC001180 | EF000368 | 11 | 9.0
CAPRI | CAP623604 | EC001180 | EF000369 | 37,5 | 9.0
CAPRI | CAP623604 | EC001180 | EF000767 | EV004441 | 9.0
CAPRI | CAP623604 | EC001180 | EF001596 | EV000149 | 9.0
CAPRI | CAP623604 | EC001180 | EF001742 | -5 | 9.0
CAPRI | CAP623604 | EC001180 | EF001742 | 80 | 9.0
CAPRI | CAP623604 | EC001180 | EF001757 | Oui | 9.0
CAPRI | CAP623604 | EC001180 | EF001758 | EV000154 | 9.0
CAPRI | CAP623604 | EC001180 | EF001760 | 41 | 9.0
CAPRI | CAP623604 | EC001180 | EF001761 | 60 | 9.0
CAPRI | CAP623604 | EC001180 | EF001774 | Non | 9.0
CAPRI | CAP623604 | EC001180 | EF001786 | 66 | 9.0
CAPRI | CAP623604 | EC001180 | EF002504 | 47 | 9.0
CAPRI | CAP623604 | EC001180 | EF003593 | 1 | 9.0
CAPRI | CAP623604 | EC001180 | EF006304 | Non | 9.0
CAPRI | CAP623604 | EC001180 | EF007834 | EV004461 | 9.0
CAPRI | CAP623604 | EC001180 | EF008847 | EV003906 | 9.0
CAPRI | CAP624804 | EC001180 | EF000010 | EV000164 | 9.0
CAPRI | CAP624804 | EC001180 | EF000139 | EV000191 | 9.0
CAPRI | CAP624804 | EC001180 | EF000368 | 10 | 9.0
CAPRI | CAP624804 | EC001180 | EF000369 | 43 | 9.0
CAPRI | CAP624804 | EC001180 | EF000767 | EV004441 | 9.0
CAPRI | CAP624804 | EC001180 | EF001596 | EV000149 | 9.0
CAPRI | CAP624804 | EC001180 | EF001742 | -5 | 9.0
CAPRI | CAP624804 | EC001180 | EF001742 | 80 | 9.0
CAPRI | CAP624804 | EC001180 | EF001757 | Oui | 9.0
CAPRI | CAP624804 | EC001180 | EF001758 | EV000154 | 9.0
CAPRI | CAP624804 | EC001180 | EF001760 | 53 | 9.0
CAPRI | CAP624804 | EC001180 | EF001761 | 74 | 9.0
CAPRI | CAP624804 | EC001180 | EF001774 | Non | 9.0
CAPRI | CAP624804 | EC001180 | EF001786 | 66 | 9.0
CAPRI | CAP624804 | EC001180 | EF002504 | 59 | 9.0
CAPRI | CAP624804 | EC001180 | EF003593 | 1 | 9.0
CAPRI | CAP624804 | EC001180 | EF006304 | Non | 9.0
CAPRI | CAP624804 | EC001180 | EF007834 | EV004463 | 9.0
CAPRI | CAP624804 | EC001180 | EF008847 | EV003906 | 9.0
CAPRI | CAP629124 | EC001180 | EF000010 | EV000164 | 9.0
CAPRI | CAP629124 | EC001180 | EF000139 | EV000191 | 9.0
CAPRI | CAP629124 | EC001180 | EF000368 | 6 | 9.0
CAPRI | CAP629124 | EC001180 | EF000369 | 16 | 9.0
CAPRI | CAP629124 | EC001180 | EF000767 | EV004441 | 9.0
CAPRI | CAP629124 | EC001180 | EF001596 | EV000149 | 9.0
CAPRI | CAP629124 | EC001180 | EF001742 | -5 | 9.0
CAPRI | CAP629124 | EC001180 | EF001742 | 80 | 9.0
CAPRI | CAP629124 | EC001180 | EF001757 | Oui | 9.0
CAPRI | CAP629124 | EC001180 | EF001758 | EV003712 | 9.0
CAPRI | CAP629124 | EC001180 | EF001760 | 9,5 | 9.0
CAPRI | CAP629124 | EC001180 | EF001761 | 19 | 9.0
CAPRI | CAP629124 | EC001180 | EF001774 | Non | 9.0
CAPRI | CAP629124 | EC001180 | EF001786 | 66 | 9.0
CAPRI | CAP629124 | EC001180 | EF002504 | 12,5 | 9.0
CAPRI | CAP629124 | EC001180 | EF003593 | 1 | 9.0
CAPRI | CAP629124 | EC001180 | EF006304 | Non | 9.0
CAPRI | CAP629124 | EC001180 | EF007834 | EV005897 | 9.0
CAPRI | CAP629124 | EC001180 | EF008847 | EV003906 | 9.0
CAPRI | CAP629164 | EC001180 | EF000010 | EV000164 | 9.0
CAPRI | CAP629164 | EC001180 | EF000139 | EV000191 | 9.0
CAPRI | CAP629164 | EC001180 | EF000368 | 6 | 9.0
CAPRI | CAP629164 | EC001180 | EF000369 | 18,5 | 9.0
CAPRI | CAP629164 | EC001180 | EF000767 | EV004441 | 9.0
CAPRI | CAP629164 | EC001180 | EF001596 | EV000149 | 9.0
CAPRI | CAP629164 | EC001180 | EF001742 | -5 | 9.0
CAPRI | CAP629164 | EC001180 | EF001742 | 80 | 9.0
CAPRI | CAP629164 | EC001180 | EF001757 | Oui | 9.0
CAPRI | CAP629164 | EC001180 | EF001758 | EV003712 | 9.0
CAPRI | CAP629164 | EC001180 | EF001760 | 11,9 | 9.0
CAPRI | CAP629164 | EC001180 | EF001761 | 22 | 9.0
CAPRI | CAP629164 | EC001180 | EF001774 | Non | 9.0
CAPRI | CAP629164 | EC001180 | EF001786 | 66 | 9.0
CAPRI | CAP629164 | EC001180 | EF002504 | 14,8 | 9.0
CAPRI | CAP629164 | EC001180 | EF003593 | 1 | 9.0
CAPRI | CAP629164 | EC001180 | EF006304 | Non | 9.0
CAPRI | CAP629164 | EC001180 | EF007834 | EV004458 | 9.0
CAPRI | CAP629164 | EC001180 | EF008847 | EV003906 | 9.0
CAPRI | CAP629204 | EC001180 | EF000010 | EV000164 | 9.0
CAPRI | CAP629204 | EC001180 | EF000139 | EV000191 | 9.0
CAPRI | CAP629204 | EC001180 | EF000368 | 7 | 9.0
CAPRI | CAP629204 | EC001180 | EF000369 | 20 | 9.0
CAPRI | CAP629204 | EC001180 | EF000767 | EV004441 | 9.0
CAPRI | CAP629204 | EC001180 | EF001596 | EV000149 | 9.0
CAPRI | CAP629204 | EC001180 | EF001742 | -5 | 9.0
CAPRI | CAP629204 | EC001180 | EF001742 | 80 | 9.0
CAPRI | CAP629204 | EC001180 | EF001757 | Oui | 9.0
CAPRI | CAP629204 | EC001180 | EF001758 | EV003712 | 9.0
CAPRI | CAP629204 | EC001180 | EF001760 | 16,6 | 9.0
CAPRI | CAP629204 | EC001180 | EF001761 | 28 | 9.0
CAPRI | CAP629204 | EC001180 | EF001774 | Non | 9.0
CAPRI | CAP629204 | EC001180 | EF001786 | 66 | 9.0
CAPRI | CAP629204 | EC001180 | EF002504 | 20,3 | 9.0
CAPRI | CAP629204 | EC001180 | EF003593 | 1 | 9.0
CAPRI | CAP629204 | EC001180 | EF006304 | Non | 9.0
CAPRI | CAP629204 | EC001180 | EF007834 | EV005899 | 9.0
CAPRI | CAP629204 | EC001180 | EF008847 | EV003906 | 9.0
CAPRI | CAP629224 | EC001180 | EF000010 | EV000164 | 9.0
CAPRI | CAP629224 | EC001180 | EF000139 | EV000191 | 9.0
CAPRI | CAP629224 | EC001180 | EF000368 | 7 | 9.0
CAPRI | CAP629224 | EC001180 | EF000369 | 20 | 9.0
CAPRI | CAP629224 | EC001180 | EF000767 | EV004441 | 9.0
CAPRI | CAP629224 | EC001180 | EF001596 | EV000149 | 9.0
CAPRI | CAP629224 | EC001180 | EF001742 | -5 | 9.0
CAPRI | CAP629224 | EC001180 | EF001742 | 80 | 9.0
CAPRI | CAP629224 | EC001180 | EF001757 | Oui | 9.0
CAPRI | CAP629224 | EC001180 | EF001758 | EV003712 | 9.0
CAPRI | CAP629224 | EC001180 | EF001760 | 15 | 9.0
CAPRI | CAP629224 | EC001180 | EF001761 | 26 | 9.0
CAPRI | CAP629224 | EC001180 | EF001774 | Non | 9.0
CAPRI | CAP629224 | EC001180 | EF001786 | 66 | 9.0
CAPRI | CAP629224 | EC001180 | EF002504 | 18,4 | 9.0
CAPRI | CAP629224 | EC001180 | EF003593 | 1 | 9.0
CAPRI | CAP629224 | EC001180 | EF006304 | Non | 9.0
CAPRI | CAP629224 | EC001180 | EF007834 | EV005899 | 9.0
CAPRI | CAP629224 | EC001180 | EF008847 | EV003906 | 9.0
CAPRI | CAP629254 | EC001180 | EF000010 | EV000164 | 9.0
CAPRI | CAP629254 | EC001180 | EF000139 | EV000191 | 9.0
CAPRI | CAP629254 | EC001180 | EF000368 | 8 | 9.0
CAPRI | CAP629254 | EC001180 | EF000369 | 22 | 9.0
CAPRI | CAP629254 | EC001180 | EF000767 | EV004441 | 9.0
CAPRI | CAP629254 | EC001180 | EF001596 | EV000149 | 9.0
CAPRI | CAP629254 | EC001180 | EF001742 | -5 | 9.0
CAPRI | CAP629254 | EC001180 | EF001742 | 80 | 9.0
CAPRI | CAP629254 | EC001180 | EF001757 | Oui | 9.0
CAPRI | CAP629254 | EC001180 | EF001758 | EV003712 | 9.0
CAPRI | CAP629254 | EC001180 | EF001760 | 18,4 | 9.0
CAPRI | CAP629254 | EC001180 | EF001761 | 30 | 9.0
CAPRI | CAP629254 | EC001180 | EF001774 | Non | 9.0
CAPRI | CAP629254 | EC001180 | EF001786 | 66 | 9.0
CAPRI | CAP629254 | EC001180 | EF002504 | 22,2 | 9.0
CAPRI | CAP629254 | EC001180 | EF003593 | 1 | 9.0
CAPRI | CAP629254 | EC001180 | EF006304 | Non | 9.0
CAPRI | CAP629254 | EC001180 | EF007834 | EV005900 | 9.0
CAPRI | CAP629254 | EC001180 | EF008847 | EV003906 | 9.0
CAPRI | CAP629264 | EC001180 | EF000010 | EV000164 | 9.0
CAPRI | CAP629264 | EC001180 | EF000139 | EV000191 | 9.0
CAPRI | CAP629264 | EC001180 | EF000368 | 8 | 9.0
CAPRI | CAP629264 | EC001180 | EF000369 | 24,5 | 9.0
CAPRI | CAP629264 | EC001180 | EF000767 | EV004441 | 9.0
CAPRI | CAP629264 | EC001180 | EF001596 | EV000149 | 9.0
CAPRI | CAP629264 | EC001180 | EF001742 | -5 | 9.0
CAPRI | CAP629264 | EC001180 | EF001742 | 80 | 9.0
CAPRI | CAP629264 | EC001180 | EF001757 | Oui | 9.0
CAPRI | CAP629264 | EC001180 | EF001758 | EV003712 | 9.0
CAPRI | CAP629264 | EC001180 | EF001760 | 23,7 | 9.0
CAPRI | CAP629264 | EC001180 | EF001761 | 36 | 9.0
CAPRI | CAP629264 | EC001180 | EF001774 | Non | 9.0
CAPRI | CAP629264 | EC001180 | EF001786 | 66 | 9.0
CAPRI | CAP629264 | EC001180 | EF002504 | 27,6 | 9.0
CAPRI | CAP629264 | EC001180 | EF003593 | 1 | 9.0
CAPRI | CAP629264 | EC001180 | EF006304 | Non | 9.0
CAPRI | CAP629264 | EC001180 | EF007834 | EV005900 | 9.0
CAPRI | CAP629264 | EC001180 | EF008847 | EV003906 | 9.0
CAPRI | CAP629324 | EC001180 | EF000010 | EV000164 | 9.0
CAPRI | CAP629324 | EC001180 | EF000139 | EV000191 | 9.0
CAPRI | CAP629324 | EC001180 | EF000368 | 8 | 9.0
CAPRI | CAP629324 | EC001180 | EF000369 | 24,5 | 9.0
CAPRI | CAP629324 | EC001180 | EF000767 | EV004441 | 9.0
CAPRI | CAP629324 | EC001180 | EF001596 | EV000149 | 9.0
CAPRI | CAP629324 | EC001180 | EF001742 | -5 | 9.0
CAPRI | CAP629324 | EC001180 | EF001742 | 80 | 9.0
CAPRI | CAP629324 | EC001180 | EF001757 | Oui | 9.0
CAPRI | CAP629324 | EC001180 | EF001758 | EV003712 | 9.0
CAPRI | CAP629324 | EC001180 | EF001760 | 23,7 | 9.0
CAPRI | CAP629324 | EC001180 | EF001761 | 36 | 9.0
CAPRI | CAP629324 | EC001180 | EF001774 | Non | 9.0
CAPRI | CAP629324 | EC001180 | EF001786 | 66 | 9.0
CAPRI | CAP629324 | EC001180 | EF002504 | 27,6 | 9.0
CAPRI | CAP629324 | EC001180 | EF003593 | 1 | 9.0
CAPRI | CAP629324 | EC001180 | EF006304 | Non | 9.0
CAPRI | CAP629324 | EC001180 | EF007834 | EV005901 | 9.0
CAPRI | CAP629324 | EC001180 | EF008847 | EV003906 | 9.0
CAPRI | CAP629334 | EC001180 | EF000010 | EV000164 | 9.0
CAPRI | CAP629334 | EC001180 | EF000139 | EV000191 | 9.0
CAPRI | CAP629334 | EC001180 | EF000368 | 8 | 9.0
CAPRI | CAP629334 | EC001180 | EF000369 | 27,5 | 9.0
CAPRI | CAP629334 | EC001180 | EF000767 | EV004441 | 9.0
CAPRI | CAP629334 | EC001180 | EF001596 | EV000149 | 9.0
CAPRI | CAP629334 | EC001180 | EF001742 | -5 | 9.0
CAPRI | CAP629334 | EC001180 | EF001742 | 80 | 9.0
CAPRI | CAP629334 | EC001180 | EF001757 | Oui | 9.0
CAPRI | CAP629334 | EC001180 | EF001758 | EV003712 | 9.0
CAPRI | CAP629334 | EC001180 | EF001760 | 32,6 | 9.0
CAPRI | CAP629334 | EC001180 | EF001761 | 47 | 9.0
CAPRI | CAP629334 | EC001180 | EF001774 | Non | 9.0
CAPRI | CAP629334 | EC001180 | EF001786 | 66 | 9.0
CAPRI | CAP629334 | EC001180 | EF002504 | 36,5 | 9.0
CAPRI | CAP629334 | EC001180 | EF003593 | 1 | 9.0
CAPRI | CAP629334 | EC001180 | EF006304 | Non | 9.0
CAPRI | CAP629334 | EC001180 | EF007834 | EV005901 | 9.0
CAPRI | CAP629334 | EC001180 | EF008847 | EV003906 | 9.0
CAPRI | CAP629404 | EC001180 | EF000010 | EV000164 | 9.0
CAPRI | CAP629404 | EC001180 | EF000139 | EV000191 | 9.0
CAPRI | CAP629404 | EC001180 | EF000368 | 8 | 9.0
CAPRI | CAP629404 | EC001180 | EF000369 | 29,5 | 9.0
CAPRI | CAP629404 | EC001180 | EF000767 | EV004441 | 9.0
CAPRI | CAP629404 | EC001180 | EF001596 | EV000149 | 9.0
CAPRI | CAP629404 | EC001180 | EF001742 | -5 | 9.0
CAPRI | CAP629404 | EC001180 | EF001742 | 80 | 9.0
CAPRI | CAP629404 | EC001180 | EF001757 | Oui | 9.0
CAPRI | CAP629404 | EC001180 | EF001758 | EV003712 | 9.0
CAPRI | CAP629404 | EC001180 | EF001760 | 32,6 | 9.0
CAPRI | CAP629404 | EC001180 | EF001761 | 47 | 9.0
CAPRI | CAP629404 | EC001180 | EF001774 | Non | 9.0
CAPRI | CAP629404 | EC001180 | EF001786 | 66 | 9.0
CAPRI | CAP629404 | EC001180 | EF002504 | 36,5 | 9.0
CAPRI | CAP629404 | EC001180 | EF003593 | 1 | 9.0
CAPRI | CAP629404 | EC001180 | EF006304 | Non | 9.0
CAPRI | CAP629404 | EC001180 | EF007834 | EV005902 | 9.0
CAPRI | CAP629404 | EC001180 | EF008847 | EV003906 | 9.0
CAPRI | CAP629414 | EC001180 | EF000010 | EV000164 | 9.0
CAPRI | CAP629414 | EC001180 | EF000139 | EV000191 | 9.0
CAPRI | CAP629414 | EC001180 | EF000368 | 10 | 9.0
CAPRI | CAP629414 | EC001180 | EF000369 | 36 | 9.0
CAPRI | CAP629414 | EC001180 | EF000767 | EV004441 | 9.0
CAPRI | CAP629414 | EC001180 | EF001596 | EV000149 | 9.0
CAPRI | CAP629414 | EC001180 | EF001742 | -5 | 9.0
CAPRI | CAP629414 | EC001180 | EF001742 | 80 | 9.0
CAPRI | CAP629414 | EC001180 | EF001757 | Oui | 9.0
CAPRI | CAP629414 | EC001180 | EF001758 | EV003712 | 9.0
CAPRI | CAP629414 | EC001180 | EF001760 | 41 | 9.0
CAPRI | CAP629414 | EC001180 | EF001761 | 60 | 9.0
CAPRI | CAP629414 | EC001180 | EF001774 | Non | 9.0
CAPRI | CAP629414 | EC001180 | EF001786 | 66 | 9.0
CAPRI | CAP629414 | EC001180 | EF002504 | 47 | 9.0
CAPRI | CAP629414 | EC001180 | EF003593 | 1 | 9.0
CAPRI | CAP629414 | EC001180 | EF006304 | Non | 9.0
CAPRI | CAP629414 | EC001180 | EF007834 | EV005902 | 9.0
CAPRI | CAP629414 | EC001180 | EF008847 | EV003906 | 9.0
CAPRI | CAP629504 | EC001180 | EF000010 | EV000164 | 9.0
CAPRI | CAP629504 | EC001180 | EF000139 | EV000191 | 9.0
CAPRI | CAP629504 | EC001180 | EF000368 | 11 | 9.0
CAPRI | CAP629504 | EC001180 | EF000369 | 37 | 9.0
CAPRI | CAP629504 | EC001180 | EF000767 | EV004441 | 9.0
CAPRI | CAP629504 | EC001180 | EF001596 | EV000149 | 9.0
CAPRI | CAP629504 | EC001180 | EF001742 | -5 | 9.0
CAPRI | CAP629504 | EC001180 | EF001742 | 80 | 9.0
CAPRI | CAP629504 | EC001180 | EF001757 | Oui | 9.0
CAPRI | CAP629504 | EC001180 | EF001758 | EV003712 | 9.0
CAPRI | CAP629504 | EC001180 | EF001760 | 41 | 9.0
CAPRI | CAP629504 | EC001180 | EF001761 | 60 | 9.0
CAPRI | CAP629504 | EC001180 | EF001774 | Non | 9.0
CAPRI | CAP629504 | EC001180 | EF001786 | 66 | 9.0
CAPRI | CAP629504 | EC001180 | EF002504 | 47 | 9.0
CAPRI | CAP629504 | EC001180 | EF003593 | 1 | 9.0
CAPRI | CAP629504 | EC001180 | EF006304 | Non | 9.0
CAPRI | CAP629504 | EC001180 | EF007834 | EV005903 | 9.0
CAPRI | CAP629504 | EC001180 | EF008847 | EV003906 | 9.0
CAPRI | CAP629634 | EC001180 | EF000010 | EV000164 | 9.0
CAPRI | CAP629634 | EC001180 | EF000139 | EV000191 | 9.0
CAPRI | CAP629634 | EC001180 | EF000368 | 11 | 9.0
CAPRI | CAP629634 | EC001180 | EF000369 | 43,5 | 9.0
CAPRI | CAP629634 | EC001180 | EF000767 | EV004441 | 9.0
CAPRI | CAP629634 | EC001180 | EF001596 | EV000149 | 9.0
CAPRI | CAP629634 | EC001180 | EF001742 | -5 | 9.0
CAPRI | CAP629634 | EC001180 | EF001742 | 80 | 9.0
CAPRI | CAP629634 | EC001180 | EF001757 | Oui | 9.0
CAPRI | CAP629634 | EC001180 | EF001758 | EV003712 | 9.0
CAPRI | CAP629634 | EC001180 | EF001760 | 53 | 9.0
CAPRI | CAP629634 | EC001180 | EF001761 | 74 | 9.0
CAPRI | CAP629634 | EC001180 | EF001774 | Non | 9.0
CAPRI | CAP629634 | EC001180 | EF001786 | 66 | 9.0
CAPRI | CAP629634 | EC001180 | EF002504 | 59 | 9.0
CAPRI | CAP629634 | EC001180 | EF003593 | 1 | 9.0
CAPRI | CAP629634 | EC001180 | EF006304 | Non | 9.0
CAPRI | CAP629634 | EC001180 | EF007834 | EV011973 | 9.0
CAPRI | CAP629634 | EC001180 | EF008847 | EV003906 | 9.0
CAPRI | CAP629904 | EC001180 | EF000010 | EV000164 | 9.0
CAPRI | CAP629904 | EC001180 | EF000139 | EV000191 | 9.0
CAPRI | CAP629904 | EC001180 | EF000368 | 22 | 9.0
CAPRI | CAP629904 | EC001180 | EF000369 | 73 | 9.0
CAPRI | CAP629904 | EC001180 | EF000767 | EV004441 | 9.0
CAPRI | CAP629904 | EC001180 | EF001596 | EV000149 | 9.0
CAPRI | CAP629904 | EC001180 | EF001742 | -5 | 9.0
CAPRI | CAP629904 | EC001180 | EF001742 | 80 | 9.0
CAPRI | CAP629904 | EC001180 | EF001757 | Oui | 9.0
CAPRI | CAP629904 | EC001180 | EF001758 | EV003712 | 9.0
CAPRI | CAP629904 | EC001180 | EF001760 | 76,5 | 9.0
CAPRI | CAP629904 | EC001180 | EF001761 | 120 | 9.0
CAPRI | CAP629904 | EC001180 | EF001774 | Non | 9.0
CAPRI | CAP629904 | EC001180 | EF001786 | 66 | 9.0
CAPRI | CAP629904 | EC001180 | EF002504 | 83 | 9.0
CAPRI | CAP629904 | EC001180 | EF003593 | 1 | 9.0
CAPRI | CAP629904 | EC001180 | EF006304 | Non | 9.0
CAPRI | CAP629904 | EC001180 | EF007834 | EV000154 | 9.0
CAPRI | CAP629904 | EC001180 | EF008847 | EV003906 | 9.0
CAPRI | CAP630704 | EC001180 | EF000010 | EV000164 | 9.0
CAPRI | CAP630704 | EC001180 | EF000139 | EV000191 | 9.0
CAPRI | CAP630704 | EC001180 | EF000368 | 4 | 9.0
CAPRI | CAP630704 | EC001180 | EF000369 | 16,5 | 9.0
CAPRI | CAP630704 | EC001180 | EF000767 | EV004441 | 9.0
CAPRI | CAP630704 | EC001180 | EF001596 | EV000149 | 9.0
CAPRI | CAP630704 | EC001180 | EF001742 | 300 | 9.0
CAPRI | CAP630704 | EC001180 | EF001742 | -45 | 9.0
CAPRI | CAP630704 | EC001180 | EF001757 | Non | 9.0
CAPRI | CAP630704 | EC001180 | EF001758 | EV000154 | 9.0
CAPRI | CAP630704 | EC001180 | EF001760 | 9,5 | 9.0
CAPRI | CAP630704 | EC001180 | EF001761 | 17 | 9.0
CAPRI | CAP630704 | EC001180 | EF001774 | Oui | 9.0
CAPRI | CAP630704 | EC001180 | EF001786 | 40 | 9.0
CAPRI | CAP630704 | EC001180 | EF002504 | 12,5 | 9.0
CAPRI | CAP630704 | EC001180 | EF003593 | 1 | 9.0
CAPRI | CAP630704 | EC001180 | EF006304 | Non | 9.0
CAPRI | CAP630704 | EC001180 | EF007834 | EV004464 | 9.0
CAPRI | CAP630704 | EC001180 | EF008847 | EV003906 | 9.0
CAPRI | CAP630904 | EC001180 | EF000010 | EV000164 | 9.0
CAPRI | CAP630904 | EC001180 | EF000139 | EV000191 | 9.0
CAPRI | CAP630904 | EC001180 | EF000368 | 5 | 9.0
CAPRI | CAP630904 | EC001180 | EF000369 | 18 | 9.0
CAPRI | CAP630904 | EC001180 | EF000767 | EV004441 | 9.0
CAPRI | CAP630904 | EC001180 | EF001596 | EV000149 | 9.0
CAPRI | CAP630904 | EC001180 | EF001742 | 300 | 9.0
CAPRI | CAP630904 | EC001180 | EF001742 | -45 | 9.0
CAPRI | CAP630904 | EC001180 | EF001757 | Non | 9.0
CAPRI | CAP630904 | EC001180 | EF001758 | EV000154 | 9.0
CAPRI | CAP630904 | EC001180 | EF001760 | 11,9 | 9.0
CAPRI | CAP630904 | EC001180 | EF001761 | 20 | 9.0
CAPRI | CAP630904 | EC001180 | EF001774 | Oui | 9.0
CAPRI | CAP630904 | EC001180 | EF001786 | 40 | 9.0
CAPRI | CAP630904 | EC001180 | EF002504 | 14,8 | 9.0
CAPRI | CAP630904 | EC001180 | EF003593 | 1 | 9.0
CAPRI | CAP630904 | EC001180 | EF006304 | Non | 9.0
CAPRI | CAP630904 | EC001180 | EF007834 | EV004465 | 9.0
CAPRI | CAP630904 | EC001180 | EF008847 | EV003906 | 9.0
CAPRI | CAP631104 | EC001180 | EF000010 | EV000164 | 9.0
CAPRI | CAP631104 | EC001180 | EF000139 | EV000191 | 9.0
CAPRI | CAP631104 | EC001180 | EF000368 | 6 | 9.0
CAPRI | CAP631104 | EC001180 | EF000369 | 20 | 9.0
CAPRI | CAP631104 | EC001180 | EF000767 | EV004441 | 9.0
CAPRI | CAP631104 | EC001180 | EF001596 | EV000149 | 9.0
CAPRI | CAP631104 | EC001180 | EF001742 | 300 | 9.0
CAPRI | CAP631104 | EC001180 | EF001742 | -45 | 9.0
CAPRI | CAP631104 | EC001180 | EF001757 | Non | 9.0
CAPRI | CAP631104 | EC001180 | EF001758 | EV000154 | 9.0
CAPRI | CAP631104 | EC001180 | EF001760 | 15 | 9.0
CAPRI | CAP631104 | EC001180 | EF001761 | 24 | 9.0
CAPRI | CAP631104 | EC001180 | EF001774 | Oui | 9.0
CAPRI | CAP631104 | EC001180 | EF001786 | 40 | 9.0
CAPRI | CAP631104 | EC001180 | EF002504 | 18,4 | 9.0
CAPRI | CAP631104 | EC001180 | EF003593 | 1 | 9.0
CAPRI | CAP631104 | EC001180 | EF006304 | Non | 9.0
CAPRI | CAP631104 | EC001180 | EF007834 | EV004457 | 9.0
CAPRI | CAP631104 | EC001180 | EF008847 | EV003906 | 9.0
CAPRI | CAP631304 | EC001180 | EF000010 | EV000164 | 9.0
CAPRI | CAP631304 | EC001180 | EF000139 | EV000191 | 9.0
CAPRI | CAP631304 | EC001180 | EF000368 | 6 | 9.0
CAPRI | CAP631304 | EC001180 | EF000369 | 20 | 9.0
CAPRI | CAP631304 | EC001180 | EF000767 | EV004441 | 9.0
CAPRI | CAP631304 | EC001180 | EF001596 | EV000149 | 9.0
CAPRI | CAP631304 | EC001180 | EF001742 | 300 | 9.0
CAPRI | CAP631304 | EC001180 | EF001742 | -45 | 9.0
CAPRI | CAP631304 | EC001180 | EF001757 | Non | 9.0
CAPRI | CAP631304 | EC001180 | EF001758 | EV000154 | 9.0
CAPRI | CAP631304 | EC001180 | EF001760 | 16,6 | 9.0
CAPRI | CAP631304 | EC001180 | EF001761 | 26 | 9.0
CAPRI | CAP631304 | EC001180 | EF001774 | Oui | 9.0
CAPRI | CAP631304 | EC001180 | EF001786 | 40 | 9.0
CAPRI | CAP631304 | EC001180 | EF002504 | 20,3 | 9.0
CAPRI | CAP631304 | EC001180 | EF003593 | 1 | 9.0
CAPRI | CAP631304 | EC001180 | EF006304 | Non | 9.0
CAPRI | CAP631304 | EC001180 | EF007834 | EV004466 | 9.0
CAPRI | CAP631304 | EC001180 | EF008847 | EV003906 | 9.0
CAPRI | CAP631604 | EC001180 | EF000010 | EV000164 | 9.0
CAPRI | CAP631604 | EC001180 | EF000139 | EV000191 | 9.0
CAPRI | CAP631604 | EC001180 | EF000368 | 6 | 9.0
CAPRI | CAP631604 | EC001180 | EF000369 | 20 | 9.0
CAPRI | CAP631604 | EC001180 | EF000767 | EV004441 | 9.0
CAPRI | CAP631604 | EC001180 | EF001596 | EV000149 | 9.0
CAPRI | CAP631604 | EC001180 | EF001742 | 300 | 9.0
CAPRI | CAP631604 | EC001180 | EF001742 | -45 | 9.0
CAPRI | CAP631604 | EC001180 | EF001757 | Non | 9.0
CAPRI | CAP631604 | EC001180 | EF001758 | EV000154 | 9.0
CAPRI | CAP631604 | EC001180 | EF001760 | 18,4 | 9.0
CAPRI | CAP631604 | EC001180 | EF001761 | 28 | 9.0
CAPRI | CAP631604 | EC001180 | EF001774 | Oui | 9.0
CAPRI | CAP631604 | EC001180 | EF001786 | 40 | 9.0
CAPRI | CAP631604 | EC001180 | EF002504 | 22,2 | 9.0
CAPRI | CAP631604 | EC001180 | EF003593 | 1 | 9.0
CAPRI | CAP631604 | EC001180 | EF006304 | Non | 9.0
CAPRI | CAP631604 | EC001180 | EF007834 | EV004458 | 9.0
CAPRI | CAP631604 | EC001180 | EF008847 | EV003906 | 9.0
CAPRI | CAP632104 | EC001180 | EF000010 | EV000164 | 9.0
CAPRI | CAP632104 | EC001180 | EF000139 | EV000191 | 9.0
CAPRI | CAP632104 | EC001180 | EF000368 | 7 | 9.0
CAPRI | CAP632104 | EC001180 | EF000369 | 23,5 | 9.0
CAPRI | CAP632104 | EC001180 | EF000767 | EV004441 | 9.0
CAPRI | CAP632104 | EC001180 | EF001596 | EV000149 | 9.0
CAPRI | CAP632104 | EC001180 | EF001742 | 300 | 9.0
CAPRI | CAP632104 | EC001180 | EF001742 | -45 | 9.0
CAPRI | CAP632104 | EC001180 | EF001757 | Non | 9.0
CAPRI | CAP632104 | EC001180 | EF001758 | EV000154 | 9.0
CAPRI | CAP632104 | EC001180 | EF001760 | 23 | 9.0
CAPRI | CAP632104 | EC001180 | EF001761 | 36 | 9.0
CAPRI | CAP632104 | EC001180 | EF001774 | Oui | 9.0
CAPRI | CAP632104 | EC001180 | EF001786 | 40 | 9.0
CAPRI | CAP632104 | EC001180 | EF002504 | 27,3 | 9.0
CAPRI | CAP632104 | EC001180 | EF003593 | 1 | 9.0
CAPRI | CAP632104 | EC001180 | EF006304 | Non | 9.0
CAPRI | CAP632104 | EC001180 | EF007834 | EV004459 | 9.0
CAPRI | CAP632104 | EC001180 | EF008847 | EV003906 | 9.0
CAPRI | CAP632904 | EC001180 | EF000010 | EV000164 | 9.0
CAPRI | CAP632904 | EC001180 | EF000139 | EV000191 | 9.0
CAPRI | CAP632904 | EC001180 | EF000368 | 8 | 9.0
CAPRI | CAP632904 | EC001180 | EF000369 | 27 | 9.0
CAPRI | CAP632904 | EC001180 | EF000767 | EV004441 | 9.0
CAPRI | CAP632904 | EC001180 | EF001596 | EV000149 | 9.0
CAPRI | CAP632904 | EC001180 | EF001742 | 300 | 9.0
CAPRI | CAP632904 | EC001180 | EF001742 | -45 | 9.0
CAPRI | CAP632904 | EC001180 | EF001757 | Non | 9.0
CAPRI | CAP632904 | EC001180 | EF001758 | EV000154 | 9.0
CAPRI | CAP632904 | EC001180 | EF001760 | 32,6 | 9.0
CAPRI | CAP632904 | EC001180 | EF001761 | 45 | 9.0
CAPRI | CAP632904 | EC001180 | EF001774 | Oui | 9.0
CAPRI | CAP632904 | EC001180 | EF001786 | 40 | 9.0
CAPRI | CAP632904 | EC001180 | EF002504 | 36,5 | 9.0
CAPRI | CAP632904 | EC001180 | EF003593 | 1 | 9.0
CAPRI | CAP632904 | EC001180 | EF006304 | Non | 9.0
CAPRI | CAP632904 | EC001180 | EF007834 | EV004460 | 9.0
CAPRI | CAP632904 | EC001180 | EF008847 | EV003906 | 9.0
CAPRI | CAP633604 | EC001180 | EF000010 | EV000164 | 9.0
CAPRI | CAP633604 | EC001180 | EF000139 | EV000191 | 9.0
CAPRI | CAP633604 | EC001180 | EF000368 | 8 | 9.0
CAPRI | CAP633604 | EC001180 | EF000369 | 28 | 9.0
CAPRI | CAP633604 | EC001180 | EF000767 | EV004441 | 9.0
CAPRI | CAP633604 | EC001180 | EF001596 | EV000149 | 9.0
CAPRI | CAP633604 | EC001180 | EF001742 | 300 | 9.0
CAPRI | CAP633604 | EC001180 | EF001742 | -45 | 9.0
CAPRI | CAP633604 | EC001180 | EF001757 | Non | 9.0
CAPRI | CAP633604 | EC001180 | EF001758 | EV000154 | 9.0
CAPRI | CAP633604 | EC001180 | EF001760 | 41 | 9.0
CAPRI | CAP633604 | EC001180 | EF001761 | 56 | 9.0
CAPRI | CAP633604 | EC001180 | EF001774 | Oui | 9.0
CAPRI | CAP633604 | EC001180 | EF001786 | 40 | 9.0
CAPRI | CAP633604 | EC001180 | EF002504 | 47 | 9.0
CAPRI | CAP633604 | EC001180 | EF003593 | 1 | 9.0
CAPRI | CAP633604 | EC001180 | EF006304 | Non | 9.0
CAPRI | CAP633604 | EC001180 | EF007834 | EV004461 | 9.0
CAPRI | CAP633604 | EC001180 | EF008847 | EV003906 | 9.0
CAPRI | CAP634804 | EC001180 | EF000010 | EV000164 | 9.0
CAPRI | CAP634804 | EC001180 | EF000139 | EV000191 | 9.0
CAPRI | CAP634804 | EC001180 | EF000368 | 10 | 9.0
CAPRI | CAP634804 | EC001180 | EF000369 | 36 | 9.0
CAPRI | CAP634804 | EC001180 | EF000767 | EV004441 | 9.0
CAPRI | CAP634804 | EC001180 | EF001596 | EV000149 | 9.0
CAPRI | CAP634804 | EC001180 | EF001742 | 300 | 9.0
CAPRI | CAP634804 | EC001180 | EF001742 | -45 | 9.0
CAPRI | CAP634804 | EC001180 | EF001757 | Non | 9.0
CAPRI | CAP634804 | EC001180 | EF001758 | EV000154 | 9.0
CAPRI | CAP634804 | EC001180 | EF001760 | 53 | 9.0
CAPRI | CAP634804 | EC001180 | EF001761 | 70 | 9.0
CAPRI | CAP634804 | EC001180 | EF001774 | Oui | 9.0
CAPRI | CAP634804 | EC001180 | EF001786 | 40 | 9.0
CAPRI | CAP634804 | EC001180 | EF002504 | 59 | 9.0
CAPRI | CAP634804 | EC001180 | EF003593 | 1 | 9.0
CAPRI | CAP634804 | EC001180 | EF006304 | Non | 9.0
CAPRI | CAP634804 | EC001180 | EF007834 | EV004463 | 9.0
CAPRI | CAP634804 | EC001180 | EF008847 | EV003906 | 9.0
CAPRI | CAP640734 | EC001180 | EF000010 | EV000164 | 9.0
CAPRI | CAP640734 | EC001180 | EF000139 | EV000191 | 9.0
CAPRI | CAP640734 | EC001180 | EF000368 | 10 | 9.0
CAPRI | CAP640734 | EC001180 | EF000369 | 29,8 | 9.0
CAPRI | CAP640734 | EC001180 | EF000767 | EV004441 | 9.0
CAPRI | CAP640734 | EC001180 | EF001596 | EV000149 | 9.0
CAPRI | CAP640734 | EC001180 | EF001742 | 135 | 9.0
CAPRI | CAP640734 | EC001180 | EF001742 | -50 | 9.0
CAPRI | CAP640734 | EC001180 | EF001757 | Non | 9.0
CAPRI | CAP640734 | EC001180 | EF001758 | EV000154 | 9.0
CAPRI | CAP640734 | EC001180 | EF001760 | 7 | 9.0
CAPRI | CAP640734 | EC001180 | EF001761 | 20 | 9.0
CAPRI | CAP640734 | EC001180 | EF001774 | Non | 9.0
CAPRI | CAP640734 | EC001180 | EF001786 | 67 | 9.0
CAPRI | CAP640734 | EC001180 | EF002504 | 11,8 | 9.0
CAPRI | CAP640734 | EC001180 | EF003593 | 1 | 9.0
CAPRI | CAP640734 | EC001180 | EF005114 | 10 | 9.0
CAPRI | CAP640734 | EC001180 | EF006304 | Non | 9.0
CAPRI | CAP640734 | EC001180 | EF007834 | EV004464 | 9.0
CAPRI | CAP640734 | EC001180 | EF008847 | EV003906 | 9.0
CAPRI | CAP640934 | EC001180 | EF000010 | EV000164 | 9.0
CAPRI | CAP640934 | EC001180 | EF000139 | EV000191 | 9.0
CAPRI | CAP640934 | EC001180 | EF000368 | 10 | 9.0
CAPRI | CAP640934 | EC001180 | EF000369 | 29,8 | 9.0
CAPRI | CAP640934 | EC001180 | EF000767 | EV004441 | 9.0
CAPRI | CAP640934 | EC001180 | EF001596 | EV000149 | 9.0
CAPRI | CAP640934 | EC001180 | EF001742 | 135 | 9.0
CAPRI | CAP640934 | EC001180 | EF001742 | -50 | 9.0
CAPRI | CAP640934 | EC001180 | EF001757 | Non | 9.0
CAPRI | CAP640934 | EC001180 | EF001758 | EV000154 | 9.0
CAPRI | CAP640934 | EC001180 | EF001760 | 10 | 9.0
CAPRI | CAP640934 | EC001180 | EF001761 | 24 | 9.0
CAPRI | CAP640934 | EC001180 | EF001774 | Non | 9.0
CAPRI | CAP640934 | EC001180 | EF001786 | 67 | 9.0
CAPRI | CAP640934 | EC001180 | EF002504 | 14,2 | 9.0
CAPRI | CAP640934 | EC001180 | EF003593 | 1 | 9.0
CAPRI | CAP640934 | EC001180 | EF005114 | 12 | 9.0
CAPRI | CAP640934 | EC001180 | EF006304 | Non | 9.0
CAPRI | CAP640934 | EC001180 | EF007834 | EV004465 | 9.0
CAPRI | CAP640934 | EC001180 | EF008847 | EV003906 | 9.0
CAPRI | CAP641034 | EC001180 | EF000010 | EV000164 | 9.0
CAPRI | CAP641034 | EC001180 | EF000139 | EV000191 | 9.0
CAPRI | CAP641034 | EC001180 | EF000368 | 10 | 9.0
CAPRI | CAP641034 | EC001180 | EF000369 | 29,8 | 9.0
CAPRI | CAP641034 | EC001180 | EF000767 | EV004441 | 9.0
CAPRI | CAP641034 | EC001180 | EF001596 | EV000149 | 9.0
CAPRI | CAP641034 | EC001180 | EF001742 | 135 | 9.0
CAPRI | CAP641034 | EC001180 | EF001742 | -50 | 9.0
CAPRI | CAP641034 | EC001180 | EF001757 | Non | 9.0
CAPRI | CAP641034 | EC001180 | EF001758 | EV003712 | 9.0
CAPRI | CAP641034 | EC001180 | EF001760 | 7 | 9.0
CAPRI | CAP641034 | EC001180 | EF001761 | 20 | 9.0
CAPRI | CAP641034 | EC001180 | EF001774 | Non | 9.0
CAPRI | CAP641034 | EC001180 | EF001786 | 67 | 9.0
CAPRI | CAP641034 | EC001180 | EF002504 | 11,8 | 9.0
CAPRI | CAP641034 | EC001180 | EF003593 | 1 | 9.0
CAPRI | CAP641034 | EC001180 | EF005114 | 10 | 9.0
CAPRI | CAP641034 | EC001180 | EF006304 | Non | 9.0
CAPRI | CAP641034 | EC001180 | EF007834 | EV005897 | 9.0
CAPRI | CAP641034 | EC001180 | EF008847 | EV003906 | 9.0
CAPRI | CAP641134 | EC001180 | EF000010 | EV000164 | 9.0
CAPRI | CAP641134 | EC001180 | EF000139 | EV000191 | 9.0
CAPRI | CAP641134 | EC001180 | EF000368 | 12 | 9.0
CAPRI | CAP641134 | EC001180 | EF000369 | 33 | 9.0
CAPRI | CAP641134 | EC001180 | EF000767 | EV004441 | 9.0
CAPRI | CAP641134 | EC001180 | EF001596 | EV000149 | 9.0
CAPRI | CAP641134 | EC001180 | EF001742 | 135 | 9.0
CAPRI | CAP641134 | EC001180 | EF001742 | -50 | 9.0
CAPRI | CAP641134 | EC001180 | EF001757 | Non | 9.0
CAPRI | CAP641134 | EC001180 | EF001758 | EV000154 | 9.0
CAPRI | CAP641134 | EC001180 | EF001760 | 12,6 | 9.0
CAPRI | CAP641134 | EC001180 | EF001761 | 26 | 9.0
CAPRI | CAP641134 | EC001180 | EF001774 | Non | 9.0
CAPRI | CAP641134 | EC001180 | EF001786 | 67 | 9.0
CAPRI | CAP641134 | EC001180 | EF002504 | 17,8 | 9.0
CAPRI | CAP641134 | EC001180 | EF003593 | 1 | 9.0
CAPRI | CAP641134 | EC001180 | EF005114 | 16 | 9.0
CAPRI | CAP641134 | EC001180 | EF006304 | Non | 9.0
CAPRI | CAP641134 | EC001180 | EF007834 | EV004457 | 9.0
CAPRI | CAP641134 | EC001180 | EF008847 | EV003906 | 9.0
CAPRI | CAP641234 | EC001180 | EF000010 | EV000164 | 9.0
CAPRI | CAP641234 | EC001180 | EF000139 | EV000191 | 9.0
CAPRI | CAP641234 | EC001180 | EF000368 | 10 | 9.0
CAPRI | CAP641234 | EC001180 | EF000369 | 29,8 | 9.0
CAPRI | CAP641234 | EC001180 | EF000767 | EV004441 | 9.0
CAPRI | CAP641234 | EC001180 | EF001596 | EV000149 | 9.0
CAPRI | CAP641234 | EC001180 | EF001742 | 135 | 9.0
CAPRI | CAP641234 | EC001180 | EF001742 | -50 | 9.0
CAPRI | CAP641234 | EC001180 | EF001757 | Non | 9.0
CAPRI | CAP641234 | EC001180 | EF001758 | EV003712 | 9.0
CAPRI | CAP641234 | EC001180 | EF001760 | 10 | 9.0
CAPRI | CAP641234 | EC001180 | EF001761 | 24 | 9.0
CAPRI | CAP641234 | EC001180 | EF001774 | Non | 9.0
CAPRI | CAP641234 | EC001180 | EF001786 | 67 | 9.0
CAPRI | CAP641234 | EC001180 | EF002504 | 14,2 | 9.0
CAPRI | CAP641234 | EC001180 | EF003593 | 1 | 9.0
CAPRI | CAP641234 | EC001180 | EF005114 | 12 | 9.0
CAPRI | CAP641234 | EC001180 | EF006304 | Non | 9.0
CAPRI | CAP641234 | EC001180 | EF007834 | EV005898 | 9.0
CAPRI | CAP641234 | EC001180 | EF008847 | EV003906 | 9.0
CAPRI | CAP641334 | EC001180 | EF000010 | EV000164 | 9.0
CAPRI | CAP641334 | EC001180 | EF000139 | EV000191 | 9.0
CAPRI | CAP641334 | EC001180 | EF000368 | 12 | 9.0
CAPRI | CAP641334 | EC001180 | EF000369 | 33 | 9.0
CAPRI | CAP641334 | EC001180 | EF000767 | EV004441 | 9.0
CAPRI | CAP641334 | EC001180 | EF001596 | EV000149 | 9.0
CAPRI | CAP641334 | EC001180 | EF001742 | 135 | 9.0
CAPRI | CAP641334 | EC001180 | EF001742 | -50 | 9.0
CAPRI | CAP641334 | EC001180 | EF001757 | Non | 9.0
CAPRI | CAP641334 | EC001180 | EF001758 | EV000154 | 9.0
CAPRI | CAP641334 | EC001180 | EF001760 | 12,6 | 9.0
CAPRI | CAP641334 | EC001180 | EF001761 | 26 | 9.0
CAPRI | CAP641334 | EC001180 | EF001774 | Non | 9.0
CAPRI | CAP641334 | EC001180 | EF001786 | 67 | 9.0
CAPRI | CAP641334 | EC001180 | EF002504 | 17,8 | 9.0
CAPRI | CAP641334 | EC001180 | EF003593 | 1 | 9.0
CAPRI | CAP641334 | EC001180 | EF005114 | 16 | 9.0
CAPRI | CAP641334 | EC001180 | EF006304 | Non | 9.0
CAPRI | CAP641334 | EC001180 | EF007834 | EV004466 | 9.0
CAPRI | CAP641334 | EC001180 | EF008847 | EV003906 | 9.0
CAPRI | CAP641634 | EC001180 | EF000010 | EV000164 | 9.0
CAPRI | CAP641634 | EC001180 | EF000139 | EV000191 | 9.0
CAPRI | CAP641634 | EC001180 | EF000368 | 12 | 9.0
CAPRI | CAP641634 | EC001180 | EF000369 | 33,5 | 9.0
CAPRI | CAP641634 | EC001180 | EF000767 | EV004441 | 9.0
CAPRI | CAP641634 | EC001180 | EF001596 | EV000149 | 9.0
CAPRI | CAP641634 | EC001180 | EF001742 | 135 | 9.0
CAPRI | CAP641634 | EC001180 | EF001742 | -50 | 9.0
CAPRI | CAP641634 | EC001180 | EF001757 | Non | 9.0
CAPRI | CAP641634 | EC001180 | EF001758 | EV000154 | 9.0
CAPRI | CAP641634 | EC001180 | EF001760 | 16 | 9.0
CAPRI | CAP641634 | EC001180 | EF001761 | 29 | 9.0
CAPRI | CAP641634 | EC001180 | EF001774 | Non | 9.0
CAPRI | CAP641634 | EC001180 | EF001786 | 67 | 9.0
CAPRI | CAP641634 | EC001180 | EF002504 | 21,1 | 9.0
CAPRI | CAP641634 | EC001180 | EF003593 | 1 | 9.0
CAPRI | CAP641634 | EC001180 | EF005114 | 20 | 9.0
CAPRI | CAP641634 | EC001180 | EF006304 | Non | 9.0
CAPRI | CAP641634 | EC001180 | EF007834 | EV004458 | 9.0
CAPRI | CAP641634 | EC001180 | EF008847 | EV003906 | 9.0
CAPRI | CAP641734 | EC001180 | EF000010 | EV000164 | 9.0
CAPRI | CAP641734 | EC001180 | EF000139 | EV000191 | 9.0
CAPRI | CAP641734 | EC001180 | EF000368 | 12 | 9.0
CAPRI | CAP641734 | EC001180 | EF000369 | 33 | 9.0
CAPRI | CAP641734 | EC001180 | EF000767 | EV004441 | 9.0
CAPRI | CAP641734 | EC001180 | EF001596 | EV000149 | 9.0
CAPRI | CAP641734 | EC001180 | EF001742 | 135 | 9.0
CAPRI | CAP641734 | EC001180 | EF001742 | -50 | 9.0
CAPRI | CAP641734 | EC001180 | EF001757 | Non | 9.0
CAPRI | CAP641734 | EC001180 | EF001758 | EV003712 | 9.0
CAPRI | CAP641734 | EC001180 | EF001760 | 12,6 | 9.0
CAPRI | CAP641734 | EC001180 | EF001761 | 26 | 9.0
CAPRI | CAP641734 | EC001180 | EF001774 | Non | 9.0
CAPRI | CAP641734 | EC001180 | EF001786 | 67 | 9.0
CAPRI | CAP641734 | EC001180 | EF002504 | 17,8 | 9.0
CAPRI | CAP641734 | EC001180 | EF003593 | 1 | 9.0
CAPRI | CAP641734 | EC001180 | EF005114 | 16 | 9.0
CAPRI | CAP641734 | EC001180 | EF006304 | Non | 9.0
CAPRI | CAP641734 | EC001180 | EF007834 | EV005898 | 9.0
CAPRI | CAP641734 | EC001180 | EF008847 | EV003906 | 9.0
CAPRI | CAP641934 | EC001180 | EF000010 | EV000164 | 9.0
CAPRI | CAP641934 | EC001180 | EF000139 | EV000191 | 9.0
CAPRI | CAP641934 | EC001180 | EF000368 | 12 | 9.0
CAPRI | CAP641934 | EC001180 | EF000369 | 33 | 9.0
CAPRI | CAP641934 | EC001180 | EF000767 | EV004441 | 9.0
CAPRI | CAP641934 | EC001180 | EF001596 | EV000149 | 9.0
CAPRI | CAP641934 | EC001180 | EF001742 | 135 | 9.0
CAPRI | CAP641934 | EC001180 | EF001742 | -50 | 9.0
CAPRI | CAP641934 | EC001180 | EF001757 | Non | 9.0
CAPRI | CAP641934 | EC001180 | EF001758 | EV003712 | 9.0
CAPRI | CAP641934 | EC001180 | EF001760 | 12,6 | 9.0
CAPRI | CAP641934 | EC001180 | EF001761 | 26 | 9.0
CAPRI | CAP641934 | EC001180 | EF001774 | Non | 9.0
CAPRI | CAP641934 | EC001180 | EF001786 | 67 | 9.0
CAPRI | CAP641934 | EC001180 | EF002504 | 17,8 | 9.0
CAPRI | CAP641934 | EC001180 | EF003593 | 1 | 9.0
CAPRI | CAP641934 | EC001180 | EF005114 | 16 | 9.0
CAPRI | CAP641934 | EC001180 | EF006304 | Non | 9.0
CAPRI | CAP641934 | EC001180 | EF007834 | EV005899 | 9.0
CAPRI | CAP641934 | EC001180 | EF008847 | EV003906 | 9.0
CAPRI | CAP642034 | EC001180 | EF000010 | EV000164 | 9.0
CAPRI | CAP642034 | EC001180 | EF000139 | EV000191 | 9.0
CAPRI | CAP642034 | EC001180 | EF000368 | 12 | 9.0
CAPRI | CAP642034 | EC001180 | EF000369 | 33,5 | 9.0
CAPRI | CAP642034 | EC001180 | EF000767 | EV004441 | 9.0
CAPRI | CAP642034 | EC001180 | EF001596 | EV000149 | 9.0
CAPRI | CAP642034 | EC001180 | EF001742 | 135 | 9.0
CAPRI | CAP642034 | EC001180 | EF001742 | -50 | 9.0
CAPRI | CAP642034 | EC001180 | EF001757 | Non | 9.0
CAPRI | CAP642034 | EC001180 | EF001758 | EF001758 | 9.0
CAPRI | CAP642034 | EC001180 | EF001760 | 16 | 9.0
CAPRI | CAP642034 | EC001180 | EF001761 | 29 | 9.0
CAPRI | CAP642034 | EC001180 | EF001774 | Non | 9.0
CAPRI | CAP642034 | EC001180 | EF001786 | 67 | 9.0
CAPRI | CAP642034 | EC001180 | EF002504 | 21,1 | 9.0
CAPRI | CAP642034 | EC001180 | EF003593 | 1 | 9.0
CAPRI | CAP642034 | EC001180 | EF005114 | 20 | 9.0
CAPRI | CAP642034 | EC001180 | EF006304 | Non | 9.0
CAPRI | CAP642034 | EC001180 | EF007834 | EV005899 | 9.0
CAPRI | CAP642034 | EC001180 | EF008847 | EV003906 | 9.0
CAPRI | CAP642134 | EC001180 | EF000010 | EV000164 | 9.0
CAPRI | CAP642134 | EC001180 | EF000139 | EV000191 | 9.0
CAPRI | CAP642134 | EC001180 | EF000368 | 14 | 9.0
CAPRI | CAP642134 | EC001180 | EF000369 | 40,5 | 9.0
CAPRI | CAP642134 | EC001180 | EF000767 | EV004441 | 9.0
CAPRI | CAP642134 | EC001180 | EF001596 | EV000149 | 9.0
CAPRI | CAP642134 | EC001180 | EF001742 | 135 | 9.0
CAPRI | CAP642134 | EC001180 | EF001742 | -50 | 9.0
CAPRI | CAP642134 | EC001180 | EF001757 | Non | 9.0
CAPRI | CAP642134 | EC001180 | EF001758 | EV000154 | 9.0
CAPRI | CAP642134 | EC001180 | EF001760 | 21 | 9.0
CAPRI | CAP642134 | EC001180 | EF001761 | 35 | 9.0
CAPRI | CAP642134 | EC001180 | EF001774 | Non | 9.0
CAPRI | CAP642134 | EC001180 | EF001786 | 67 | 9.0
CAPRI | CAP642134 | EC001180 | EF002504 | 26,4 | 9.0
CAPRI | CAP642134 | EC001180 | EF003593 | 1 | 9.0
CAPRI | CAP642134 | EC001180 | EF005114 | 25 | 9.0
CAPRI | CAP642134 | EC001180 | EF006304 | Non | 9.0
CAPRI | CAP642134 | EC001180 | EF007834 | EV004459 | 9.0
CAPRI | CAP642134 | EC001180 | EF008847 | EV003906 | 9.0
CAPRI | CAP642534 | EC001180 | EF000010 | EV000164 | 9.0
CAPRI | CAP642534 | EC001180 | EF000139 | EV000191 | 9.0
CAPRI | CAP642534 | EC001180 | EF000368 | 14 | 9.0
CAPRI | CAP642534 | EC001180 | EF000369 | 40,5 | 9.0
CAPRI | CAP642534 | EC001180 | EF000767 | EV004441 | 9.0
CAPRI | CAP642534 | EC001180 | EF001596 | EV000149 | 9.0
CAPRI | CAP642534 | EC001180 | EF001742 | 135 | 9.0
CAPRI | CAP642534 | EC001180 | EF001742 | -50 | 9.0
CAPRI | CAP642534 | EC001180 | EF001757 | Non | 9.0
CAPRI | CAP642534 | EC001180 | EF001758 | EF001758 | 9.0
CAPRI | CAP642534 | EC001180 | EF001760 | 21 | 9.0
CAPRI | CAP642534 | EC001180 | EF001761 | 35 | 9.0
CAPRI | CAP642534 | EC001180 | EF001774 | Non | 9.0
CAPRI | CAP642534 | EC001180 | EF001786 | 67 | 9.0
CAPRI | CAP642534 | EC001180 | EF002504 | 26,4 | 9.0
CAPRI | CAP642534 | EC001180 | EF003593 | 1 | 9.0
CAPRI | CAP642534 | EC001180 | EF005114 | 25 | 9.0
CAPRI | CAP642534 | EC001180 | EF006304 | Non | 9.0
CAPRI | CAP642534 | EC001180 | EF007834 | EV005900 | 9.0
CAPRI | CAP642534 | EC001180 | EF008847 | EV003906 | 9.0
CAPRI | CAP642934 | EC001180 | EF000010 | EV000164 | 9.0
CAPRI | CAP642934 | EC001180 | EF000139 | EV000191 | 9.0
CAPRI | CAP642934 | EC001180 | EF000368 | 15 | 9.0
CAPRI | CAP642934 | EC001180 | EF000369 | 45,8 | 9.0
CAPRI | CAP642934 | EC001180 | EF000767 | EV004441 | 9.0
CAPRI | CAP642934 | EC001180 | EF001596 | EV000149 | 9.0
CAPRI | CAP642934 | EC001180 | EF001742 | 135 | 9.0
CAPRI | CAP642934 | EC001180 | EF001742 | -50 | 9.0
CAPRI | CAP642934 | EC001180 | EF001757 | Non | 9.0
CAPRI | CAP642934 | EC001180 | EF001758 | EV000154 | 9.0
CAPRI | CAP642934 | EC001180 | EF001760 | 26,5 | 9.0
CAPRI | CAP642934 | EC001180 | EF001761 | 42 | 9.0
CAPRI | CAP642934 | EC001180 | EF001774 | Non | 9.0
CAPRI | CAP642934 | EC001180 | EF001786 | 67 | 9.0
CAPRI | CAP642934 | EC001180 | EF002504 | 33,1 | 9.0
CAPRI | CAP642934 | EC001180 | EF003593 | 1 | 9.0
CAPRI | CAP642934 | EC001180 | EF005114 | 32 | 9.0
CAPRI | CAP642934 | EC001180 | EF006304 | Non | 9.0
CAPRI | CAP642934 | EC001180 | EF007834 | EV004460 | 9.0
CAPRI | CAP642934 | EC001180 | EF008847 | EV003906 | 9.0
CAPRI | CAP643234 | EC001180 | EF000010 | EV000164 | 9.0
CAPRI | CAP643234 | EC001180 | EF000139 | EV000191 | 9.0
CAPRI | CAP643234 | EC001180 | EF000368 | 15 | 9.0
CAPRI | CAP643234 | EC001180 | EF000369 | 45,8 | 9.0
CAPRI | CAP643234 | EC001180 | EF000767 | EV004441 | 9.0
CAPRI | CAP643234 | EC001180 | EF001596 | EV000149 | 9.0
CAPRI | CAP643234 | EC001180 | EF001742 | 135 | 9.0
CAPRI | CAP643234 | EC001180 | EF001742 | -50 | 9.0
CAPRI | CAP643234 | EC001180 | EF001757 | Non | 9.0
CAPRI | CAP643234 | EC001180 | EF001758 | EF001758 | 9.0
CAPRI | CAP643234 | EC001180 | EF001760 | 26,5 | 9.0
CAPRI | CAP643234 | EC001180 | EF001761 | 42 | 9.0
CAPRI | CAP643234 | EC001180 | EF001774 | Non | 9.0
CAPRI | CAP643234 | EC001180 | EF001786 | 67 | 9.0
CAPRI | CAP643234 | EC001180 | EF002504 | 33,1 | 9.0
CAPRI | CAP643234 | EC001180 | EF003593 | 1 | 9.0
CAPRI | CAP643234 | EC001180 | EF005114 | 32 | 9.0
CAPRI | CAP643234 | EC001180 | EF006304 | Non | 9.0
CAPRI | CAP643234 | EC001180 | EF007834 | EV005901 | 9.0
CAPRI | CAP643234 | EC001180 | EF008847 | EV003906 | 9.0
CAPRI | CAP643634 | EC001180 | EF000010 | EV000164 | 9.0
CAPRI | CAP643634 | EC001180 | EF000139 | EV000191 | 9.0
CAPRI | CAP643634 | EC001180 | EF000368 | 16 | 9.0
CAPRI | CAP643634 | EC001180 | EF000369 | 47,5 | 9.0
CAPRI | CAP643634 | EC001180 | EF000767 | EV004441 | 9.0
CAPRI | CAP643634 | EC001180 | EF001596 | EV000149 | 9.0
CAPRI | CAP643634 | EC001180 | EF001742 | 135 | 9.0
CAPRI | CAP643634 | EC001180 | EF001742 | -50 | 9.0
CAPRI | CAP643634 | EC001180 | EF001757 | Non | 9.0
CAPRI | CAP643634 | EC001180 | EF001758 | EV000154 | 9.0
CAPRI | CAP643634 | EC001180 | EF001760 | 35,4 | 9.0
CAPRI | CAP643634 | EC001180 | EF001761 | 52 | 9.0
CAPRI | CAP643634 | EC001180 | EF001774 | Non | 9.0
CAPRI | CAP643634 | EC001180 | EF001786 | 67 | 9.0
CAPRI | CAP643634 | EC001180 | EF002504 | 41,8 | 9.0
CAPRI | CAP643634 | EC001180 | EF003593 | 1 | 9.0
CAPRI | CAP643634 | EC001180 | EF005114 | 40 | 9.0
CAPRI | CAP643634 | EC001180 | EF006304 | Non | 9.0
CAPRI | CAP643634 | EC001180 | EF007834 | EV004461 | 9.0
CAPRI | CAP643634 | EC001180 | EF008847 | EV003906 | 9.0
CAPRI | CAP644034 | EC001180 | EF000010 | EV000164 | 9.0
CAPRI | CAP644034 | EC001180 | EF000139 | EV000191 | 9.0
CAPRI | CAP644034 | EC001180 | EF000368 | 16 | 9.0
CAPRI | CAP644034 | EC001180 | EF000369 | 47,5 | 9.0
CAPRI | CAP644034 | EC001180 | EF000767 | EV004441 | 9.0
CAPRI | CAP644034 | EC001180 | EF001596 | EV000149 | 9.0
CAPRI | CAP644034 | EC001180 | EF001742 | 135 | 9.0
CAPRI | CAP644034 | EC001180 | EF001742 | -50 | 9.0
CAPRI | CAP644034 | EC001180 | EF001757 | Non | 9.0
CAPRI | CAP644034 | EC001180 | EF001758 | EF001758 | 9.0
CAPRI | CAP644034 | EC001180 | EF001760 | 35,4 | 9.0
CAPRI | CAP644034 | EC001180 | EF001761 | 52 | 9.0
CAPRI | CAP644034 | EC001180 | EF001774 | Non | 9.0
CAPRI | CAP644034 | EC001180 | EF001786 | 67 | 9.0
CAPRI | CAP644034 | EC001180 | EF002504 | 41,8 | 9.0
CAPRI | CAP644034 | EC001180 | EF003593 | 1 | 9.0
CAPRI | CAP644034 | EC001180 | EF005114 | 40 | 9.0
CAPRI | CAP644034 | EC001180 | EF006304 | Non | 9.0
CAPRI | CAP644034 | EC001180 | EF007834 | EV005902 | 9.0
CAPRI | CAP644034 | EC001180 | EF008847 | EV003906 | 9.0
CAPRI | CAP644234 | EC001180 | EF000010 | EV000164 | 9.0
CAPRI | CAP644234 | EC001180 | EF000139 | EV000191 | 9.0
CAPRI | CAP644234 | EC001180 | EF000368 | 18 | 9.0
CAPRI | CAP644234 | EC001180 | EF000369 | 53 | 9.0
CAPRI | CAP644234 | EC001180 | EF000767 | EV004441 | 9.0
CAPRI | CAP644234 | EC001180 | EF001596 | EV000149 | 9.0
CAPRI | CAP644234 | EC001180 | EF001742 | 135 | 9.0
CAPRI | CAP644234 | EC001180 | EF001742 | -50 | 9.0
CAPRI | CAP644234 | EC001180 | EF001757 | Non | 9.0
CAPRI | CAP644234 | EC001180 | EF001758 | EV000154 | 9.0
CAPRI | CAP644234 | EC001180 | EF001760 | 40,4 | 9.0
CAPRI | CAP644234 | EC001180 | EF001761 | 58 | 9.0
CAPRI | CAP644234 | EC001180 | EF001774 | Non | 9.0
CAPRI | CAP644234 | EC001180 | EF001786 | 67 | 9.0
CAPRI | CAP644234 | EC001180 | EF002504 | 47,9 | 9.0
CAPRI | CAP644234 | EC001180 | EF003593 | 1 | 9.0
CAPRI | CAP644234 | EC001180 | EF005114 | 50 | 9.0
CAPRI | CAP644234 | EC001180 | EF006304 | Non | 9.0
CAPRI | CAP644234 | EC001180 | EF007834 | EV004462 | 9.0
CAPRI | CAP644234 | EC001180 | EF008847 | EV003906 | 9.0
CAPRI | CAP644834 | EC001180 | EF000010 | EV000164 | 9.0
CAPRI | CAP644834 | EC001180 | EF000139 | EV000191 | 9.0
CAPRI | CAP644834 | EC001180 | EF000368 | 20 | 9.0
CAPRI | CAP644834 | EC001180 | EF000369 | 58,8 | 9.0
CAPRI | CAP644834 | EC001180 | EF000767 | EV004441 | 9.0
CAPRI | CAP644834 | EC001180 | EF001596 | EV000149 | 9.0
CAPRI | CAP644834 | EC001180 | EF001742 | 135 | 9.0
CAPRI | CAP644834 | EC001180 | EF001742 | -50 | 9.0
CAPRI | CAP644834 | EC001180 | EF001757 | Non | 9.0
CAPRI | CAP644834 | EC001180 | EF001758 | EV000154 | 9.0
CAPRI | CAP644834 | EC001180 | EF001760 | 51,6 | 9.0
CAPRI | CAP644834 | EC001180 | EF001761 | 70 | 9.0
CAPRI | CAP644834 | EC001180 | EF001774 | Non | 9.0
CAPRI | CAP644834 | EC001180 | EF001786 | 67 | 9.0
CAPRI | CAP644834 | EC001180 | EF002504 | 59,7 | 9.0
CAPRI | CAP644834 | EC001180 | EF003593 | 1 | 9.0
CAPRI | CAP644834 | EC001180 | EF005114 | 63 | 9.0
CAPRI | CAP644834 | EC001180 | EF006304 | Non | 9.0
CAPRI | CAP644834 | EC001180 | EF007834 | EV004463 | 9.0
CAPRI | CAP644834 | EC001180 | EF008847 | EV003906 | 9.0
CAPRI | CAP645034 | EC001180 | EF000010 | EV000164 | 9.0
CAPRI | CAP645034 | EC001180 | EF000139 | EV000191 | 9.0
CAPRI | CAP645034 | EC001180 | EF000368 | 18 | 9.0
CAPRI | CAP645034 | EC001180 | EF000369 | 53 | 9.0
CAPRI | CAP645034 | EC001180 | EF000767 | EV004441 | 9.0
CAPRI | CAP645034 | EC001180 | EF001596 | EV000149 | 9.0
CAPRI | CAP645034 | EC001180 | EF001742 | 135 | 9.0
CAPRI | CAP645034 | EC001180 | EF001742 | -50 | 9.0
CAPRI | CAP645034 | EC001180 | EF001757 | Non | 9.0
CAPRI | CAP645034 | EC001180 | EF001758 | EF001758 | 9.0
CAPRI | CAP645034 | EC001180 | EF001760 | 40,4 | 9.0
CAPRI | CAP645034 | EC001180 | EF001761 | 58 | 9.0
CAPRI | CAP645034 | EC001180 | EF001774 | Non | 9.0
CAPRI | CAP645034 | EC001180 | EF001786 | 67 | 9.0
CAPRI | CAP645034 | EC001180 | EF002504 | 47,9 | 9.0
CAPRI | CAP645034 | EC001180 | EF003593 | 1 | 9.0
CAPRI | CAP645034 | EC001180 | EF005114 | 50 | 9.0
CAPRI | CAP645034 | EC001180 | EF006304 | Non | 9.0
CAPRI | CAP645034 | EC001180 | EF007834 | EV005903 | 9.0
CAPRI | CAP645034 | EC001180 | EF008847 | EV003906 | 9.0
CAPRI | CAP646334 | EC001180 | EF000010 | EV000164 | 9.0
CAPRI | CAP646334 | EC001180 | EF000139 | EV000191 | 9.0
CAPRI | CAP646334 | EC001180 | EF000368 | 20 | 9.0
CAPRI | CAP646334 | EC001180 | EF000369 | 58,8 | 9.0
CAPRI | CAP646334 | EC001180 | EF000767 | EV004441 | 9.0
CAPRI | CAP646334 | EC001180 | EF001596 | EV000149 | 9.0
CAPRI | CAP646334 | EC001180 | EF001742 | 135 | 9.0
CAPRI | CAP646334 | EC001180 | EF001742 | -50 | 9.0
CAPRI | CAP646334 | EC001180 | EF001757 | Non | 9.0
CAPRI | CAP646334 | EC001180 | EF001758 | EV003712 | 9.0
CAPRI | CAP646334 | EC001180 | EF001760 | 51,6 | 9.0
CAPRI | CAP646334 | EC001180 | EF001761 | 70 | 9.0
CAPRI | CAP646334 | EC001180 | EF001774 | Non | 9.0
CAPRI | CAP646334 | EC001180 | EF001786 | 67 | 9.0
CAPRI | CAP646334 | EC001180 | EF002504 | 59,7 | 9.0
CAPRI | CAP646334 | EC001180 | EF003593 | 1 | 9.0
CAPRI | CAP646334 | EC001180 | EF005114 | 63 | 9.0
CAPRI | CAP646334 | EC001180 | EF006304 | Non | 9.0
CAPRI | CAP646334 | EC001180 | EF007834 | EV011973 | 9.0
CAPRI | CAP646334 | EC001180 | EF008847 | EV003906 | 9.0
CAPRI | CAP670707 | EC001175 | EF000007 | EV000206 | 9.0
CAPRI | CAP670707 | EC001175 | EF000015 | 10 mm | 9.0
CAPRI | CAP670707 | EC001175 | EF000022 | Oui | 9.0
CAPRI | CAP670707 | EC001175 | EF000024 | Oui | 9.0
CAPRI | CAP670707 | EC001175 | EF000025 | Oui | 9.0
CAPRI | CAP670707 | EC001175 | EF000065 | 6,3 mm | 9.0
CAPRI | CAP670707 | EC001175 | EF001347 | 750 N | 9.0
CAPRI | CAP670707 | EC001175 | EF001742 | 120 °C | 9.0
CAPRI | CAP670707 | EC001175 | EF001742 | -40 °C | 9.0
CAPRI | CAP670707 | EC001175 | EF001743 | EV004431 | 9.0
CAPRI | CAP670707 | EC001175 | EF001744 | 15 mm | 9.0
CAPRI | CAP670707 | EC001175 | EF001745 | EV004433 | 9.0
CAPRI | CAP670707 | EC001175 | EF001746 | Non | 9.0
CAPRI | CAP670707 | EC001175 | EF001772 | Oui | 9.0
CAPRI | CAP670707 | EC001175 | EF001784 | Oui | 9.0
CAPRI | CAP670707 | EC001175 | EF002169 | EV004427 | 9.0
CAPRI | CAP670707 | EC001175 | EF002782 | 300 N | 9.0
CAPRI | CAP670707 | EC001175 | EF003656 | Non | 9.0
CAPRI | CAP670707 | EC001175 | EF003657 | Non | 9.0
CAPRI | CAP670707 | EC001175 | EF003658 | Non | 9.0
CAPRI | CAP670707 | EC001175 | EF003681 | Non | 9.0
CAPRI | CAP670707 | EC001175 | EF005114 | 10 mm | 9.0
CAPRI | CAP670707 | EC001175 | EF005474 | EV006619 | 9.0
CAPRI | CAP670707 | EC001175 | EF005660 | EV000995 | 9.0
CAPRI | CAP670707 | EC001175 | EF007517 | Non | 9.0
CAPRI | CAP670707 | EC001175 | EF007856 | Non | 9.0
CAPRI | CAP670707 | EC001175 | EF007909 | Non | 9.0
CAPRI | CAP670707 | EC001175 | EF008105 | Non | 9.0
CAPRI | CAP670707 | EC001175 | EF008144 | Oui | 9.0
CAPRI | CAP670707 | EC001175 | EF008145 | Non | 9.0
CAPRI | CAP670707 | EC001175 | EF009416 | Non | 9.0
CAPRI | CAP670707 | EC001175 | EF009689 | 15 mm | 9.0
CAPRI | CAP670707 | EC001175 | EFDE0026 | Non | 9.0
CAPRI | CAP670707 | EC001175 | EFDE0027 | Non | 9.0
CAPRI | CAP670786 | EC001175 | EF000007 | EV000206 | 9.0
CAPRI | CAP670786 | EC001175 | EF000015 | 10 mm | 9.0
CAPRI | CAP670786 | EC001175 | EF000022 | Oui | 9.0
CAPRI | CAP670786 | EC001175 | EF000024 | Oui | 9.0
CAPRI | CAP670786 | EC001175 | EF000025 | Oui | 9.0
CAPRI | CAP670786 | EC001175 | EF000065 | 6,3 mm | 9.0
CAPRI | CAP670786 | EC001175 | EF001347 | 450 N | 9.0
CAPRI | CAP670786 | EC001175 | EF001742 | 110 °C | 9.0
CAPRI | CAP670786 | EC001175 | EF001742 | -50 °C | 9.0
CAPRI | CAP670786 | EC001175 | EF001743 | EV000154 | 9.0
CAPRI | CAP670786 | EC001175 | EF001744 | 15 mm | 9.0
CAPRI | CAP670786 | EC001175 | EF001745 | EV004433 | 9.0
CAPRI | CAP670786 | EC001175 | EF001746 | Non | 9.0
CAPRI | CAP670786 | EC001175 | EF001772 | Oui | 9.0
CAPRI | CAP670786 | EC001175 | EF001784 | Oui | 9.0
CAPRI | CAP670786 | EC001175 | EF002169 | EV004428 | 9.0
CAPRI | CAP670786 | EC001175 | EF002782 | 300 N | 9.0
CAPRI | CAP670786 | EC001175 | EF003656 | Non | 9.0
CAPRI | CAP670786 | EC001175 | EF003657 | Non | 9.0
CAPRI | CAP670786 | EC001175 | EF003658 | Non | 9.0
CAPRI | CAP670786 | EC001175 | EF003681 | Non | 9.0
CAPRI | CAP670786 | EC001175 | EF005114 | 10 mm | 9.0
CAPRI | CAP670786 | EC001175 | EF005474 | EV006619 | 9.0
CAPRI | CAP670786 | EC001175 | EF005660 | EV000995 | 9.0
CAPRI | CAP670786 | EC001175 | EF007517 | Non | 9.0
CAPRI | CAP670786 | EC001175 | EF007856 | Non | 9.0
CAPRI | CAP670786 | EC001175 | EF007909 | Non | 9.0
CAPRI | CAP670786 | EC001175 | EF008105 | Non | 9.0
CAPRI | CAP670786 | EC001175 | EF008144 | Oui | 9.0
CAPRI | CAP670786 | EC001175 | EF008145 | Non | 9.0
CAPRI | CAP670786 | EC001175 | EF009416 | Non | 9.0
CAPRI | CAP670786 | EC001175 | EF009689 | 15 mm | 9.0
CAPRI | CAP670786 | EC001175 | EFDE0026 | Non | 9.0
CAPRI | CAP670786 | EC001175 | EFDE0027 | Non | 9.0
CAPRI | CAP670857 | EC001175 | EF000007 | EV000206 | 9.0
CAPRI | CAP670857 | EC001175 | EF000015 | 10 mm | 9.0
CAPRI | CAP670857 | EC001175 | EF000022 | Non | 9.0
CAPRI | CAP670857 | EC001175 | EF000024 | Oui | 9.0
CAPRI | CAP670857 | EC001175 | EF000025 | Oui | 9.0
CAPRI | CAP670857 | EC001175 | EF000065 | 6,5 mm | 9.0
CAPRI | CAP670857 | EC001175 | EF001742 | 120 °C | 9.0
CAPRI | CAP670857 | EC001175 | EF001742 | -40 °C | 9.0
CAPRI | CAP670857 | EC001175 | EF001743 | EV000154 | 9.0
CAPRI | CAP670857 | EC001175 | EF001744 | 15 mm | 9.0
CAPRI | CAP670857 | EC001175 | EF001745 | EV004433 | 9.0
CAPRI | CAP670857 | EC001175 | EF001746 | Non | 9.0
CAPRI | CAP670857 | EC001175 | EF001772 | Oui | 9.0
CAPRI | CAP670857 | EC001175 | EF001784 | Oui | 9.0
CAPRI | CAP670857 | EC001175 | EF002169 | EV004427 | 9.0
CAPRI | CAP670857 | EC001175 | EF003656 | Non | 9.0
CAPRI | CAP670857 | EC001175 | EF003657 | Non | 9.0
CAPRI | CAP670857 | EC001175 | EF003658 | Non | 9.0
CAPRI | CAP670857 | EC001175 | EF003681 | Non | 9.0
CAPRI | CAP670857 | EC001175 | EF005114 | 10 mm | 9.0
CAPRI | CAP670857 | EC001175 | EF005474 | EV006415 | 9.0
CAPRI | CAP670857 | EC001175 | EF005660 | EV000995 | 9.0
CAPRI | CAP670857 | EC001175 | EF007517 | Non | 9.0
CAPRI | CAP670857 | EC001175 | EF007856 | Non | 9.0
CAPRI | CAP670857 | EC001175 | EF007909 | Oui | 9.0
CAPRI | CAP670857 | EC001175 | EF008105 | Non | 9.0
CAPRI | CAP670857 | EC001175 | EF008144 | Oui | 9.0
CAPRI | CAP670857 | EC001175 | EF008145 | Non | 9.0
CAPRI | CAP670857 | EC001175 | EF009416 | Non | 9.0
CAPRI | CAP670857 | EC001175 | EF009689 | 15 mm | 9.0
CAPRI | CAP670857 | EC001175 | EFDE0026 | Non | 9.0
CAPRI | CAP670857 | EC001175 | EFDE0027 | Non | 9.0
CAPRI | CAP670907 | EC001175 | EF000007 | EV000206 | 9.0
CAPRI | CAP670907 | EC001175 | EF000015 | 13 mm | 9.0
CAPRI | CAP670907 | EC001175 | EF000022 | Oui | 9.0
CAPRI | CAP670907 | EC001175 | EF000024 | Oui | 9.0
CAPRI | CAP670907 | EC001175 | EF000025 | Oui | 9.0
CAPRI | CAP670907 | EC001175 | EF000065 | 9,8 mm | 9.0
CAPRI | CAP670907 | EC001175 | EF001347 | 750 N | 9.0
CAPRI | CAP670907 | EC001175 | EF001742 | 120 °C | 9.0
CAPRI | CAP670907 | EC001175 | EF001742 | -40 °C | 9.0
CAPRI | CAP670907 | EC001175 | EF001743 | EV004431 | 9.0
CAPRI | CAP670907 | EC001175 | EF001744 | 25 mm | 9.0
CAPRI | CAP670907 | EC001175 | EF001745 | EV004433 | 9.0
CAPRI | CAP670907 | EC001175 | EF001746 | Non | 9.0
CAPRI | CAP670907 | EC001175 | EF001772 | Oui | 9.0
CAPRI | CAP670907 | EC001175 | EF001784 | Oui | 9.0
CAPRI | CAP670907 | EC001175 | EF002169 | EV004427 | 9.0
CAPRI | CAP670907 | EC001175 | EF002782 | 300 N | 9.0
CAPRI | CAP670907 | EC001175 | EF003656 | Non | 9.0
CAPRI | CAP670907 | EC001175 | EF003657 | Non | 9.0
CAPRI | CAP670907 | EC001175 | EF003658 | Non | 9.0
CAPRI | CAP670907 | EC001175 | EF003681 | Non | 9.0
CAPRI | CAP670907 | EC001175 | EF005114 | 13 mm | 9.0
CAPRI | CAP670907 | EC001175 | EF005474 | EV006619 | 9.0
CAPRI | CAP670907 | EC001175 | EF005660 | EV000995 | 9.0
CAPRI | CAP670907 | EC001175 | EF007517 | Non | 9.0
CAPRI | CAP670907 | EC001175 | EF007856 | Non | 9.0
CAPRI | CAP670907 | EC001175 | EF007909 | Non | 9.0
CAPRI | CAP670907 | EC001175 | EF008105 | Non | 9.0
CAPRI | CAP670907 | EC001175 | EF008144 | Oui | 9.0
CAPRI | CAP670907 | EC001175 | EF008145 | Non | 9.0
CAPRI | CAP670907 | EC001175 | EF009416 | Non | 9.0
CAPRI | CAP670907 | EC001175 | EF009689 | 25 mm | 9.0
CAPRI | CAP670907 | EC001175 | EFDE0026 | Non | 9.0
CAPRI | CAP670907 | EC001175 | EFDE0027 | Non | 9.0
CAPRI | CAP670917 | EC001175 | EF000007 | EV000206 | 9.0
CAPRI | CAP670917 | EC001175 | EF000015 | 13 mm | 9.0
CAPRI | CAP670917 | EC001175 | EF000022 | Oui | 9.0
CAPRI | CAP670917 | EC001175 | EF000024 | Oui | 9.0
CAPRI | CAP670917 | EC001175 | EF000025 | Oui | 9.0
CAPRI | CAP670917 | EC001175 | EF000065 | 10 mm | 9.0
CAPRI | CAP670917 | EC001175 | EF001347 | 600 N | 9.0
CAPRI | CAP670917 | EC001175 | EF001742 | 120 °C | 9.0
CAPRI | CAP670917 | EC001175 | EF001742 | -40 °C | 9.0
CAPRI | CAP670917 | EC001175 | EF001743 | EV000154 | 9.0
CAPRI | CAP670917 | EC001175 | EF001744 | 25 mm | 9.0
CAPRI | CAP670917 | EC001175 | EF001745 | EV004433 | 9.0
CAPRI | CAP670917 | EC001175 | EF001746 | Non | 9.0
CAPRI | CAP670917 | EC001175 | EF001772 | Oui | 9.0
CAPRI | CAP670917 | EC001175 | EF001784 | Oui | 9.0
CAPRI | CAP670917 | EC001175 | EF002169 | EV004427 | 9.0
CAPRI | CAP670917 | EC001175 | EF002782 | 300 N | 9.0
CAPRI | CAP670917 | EC001175 | EF003656 | Non | 9.0
CAPRI | CAP670917 | EC001175 | EF003657 | Non | 9.0
CAPRI | CAP670917 | EC001175 | EF003658 | Non | 9.0
CAPRI | CAP670917 | EC001175 | EF003681 | Non | 9.0
CAPRI | CAP670917 | EC001175 | EF005114 | 13 mm | 9.0
CAPRI | CAP670917 | EC001175 | EF005474 | EV006619 | 9.0
CAPRI | CAP670917 | EC001175 | EF005660 | EV000995 | 9.0
CAPRI | CAP670917 | EC001175 | EF007517 | Non | 9.0
CAPRI | CAP670917 | EC001175 | EF007856 | Non | 9.0
CAPRI | CAP670917 | EC001175 | EF007909 | Non | 9.0
CAPRI | CAP670917 | EC001175 | EF008105 | Non | 9.0
CAPRI | CAP670917 | EC001175 | EF008144 | Oui | 9.0
CAPRI | CAP670917 | EC001175 | EF008145 | Non | 9.0
CAPRI | CAP670917 | EC001175 | EF009416 | Non | 9.0
CAPRI | CAP670917 | EC001175 | EF009689 | 25 mm | 9.0
CAPRI | CAP670917 | EC001175 | EFDE0026 | Non | 9.0
CAPRI | CAP670917 | EC001175 | EFDE0027 | Non | 9.0
CAPRI | CAP670937 | EC001175 | EF000007 | EV000206 | 9.0
CAPRI | CAP670937 | EC001175 | EF000015 | 13 mm | 9.0
CAPRI | CAP670937 | EC001175 | EF000022 | Oui | 9.0
CAPRI | CAP670937 | EC001175 | EF000024 | Oui | 9.0
CAPRI | CAP670937 | EC001175 | EF000025 | Oui | 9.0
CAPRI | CAP670937 | EC001175 | EF000065 | 9,8 mm | 9.0
CAPRI | CAP670937 | EC001175 | EF001347 | 750 N | 9.0
CAPRI | CAP670937 | EC001175 | EF001742 | 120 °C | 9.0
CAPRI | CAP670937 | EC001175 | EF001742 | -40 °C | 9.0
CAPRI | CAP670937 | EC001175 | EF001743 | EV004429 | 9.0
CAPRI | CAP670937 | EC001175 | EF001744 | 25 mm | 9.0
CAPRI | CAP670937 | EC001175 | EF001745 | EV004433 | 9.0
CAPRI | CAP670937 | EC001175 | EF001746 | Non | 9.0
CAPRI | CAP670937 | EC001175 | EF001772 | Oui | 9.0
CAPRI | CAP670937 | EC001175 | EF001784 | Oui | 9.0
CAPRI | CAP670937 | EC001175 | EF002169 | EV004427 | 9.0
CAPRI | CAP670937 | EC001175 | EF002782 | 300 N | 9.0
CAPRI | CAP670937 | EC001175 | EF003656 | Non | 9.0
CAPRI | CAP670937 | EC001175 | EF003657 | Non | 9.0
CAPRI | CAP670937 | EC001175 | EF003658 | Non | 9.0
CAPRI | CAP670937 | EC001175 | EF003681 | Non | 9.0
CAPRI | CAP670937 | EC001175 | EF005114 | 13 mm | 9.0
CAPRI | CAP670937 | EC001175 | EF005474 | EV006619 | 9.0
CAPRI | CAP670937 | EC001175 | EF005660 | EV000995 | 9.0
CAPRI | CAP670937 | EC001175 | EF007517 | Non | 9.0
CAPRI | CAP670937 | EC001175 | EF007856 | Non | 9.0
CAPRI | CAP670937 | EC001175 | EF007909 | Non | 9.0
CAPRI | CAP670937 | EC001175 | EF008105 | Non | 9.0
CAPRI | CAP670937 | EC001175 | EF008144 | Oui | 9.0
CAPRI | CAP670937 | EC001175 | EF008145 | Non | 9.0
CAPRI | CAP670937 | EC001175 | EF009416 | Non | 9.0
CAPRI | CAP670937 | EC001175 | EF009689 | 25 mm | 9.0
CAPRI | CAP670937 | EC001175 | EFDE0026 | Non | 9.0
CAPRI | CAP670937 | EC001175 | EFDE0027 | Non | 9.0
CAPRI | CAP670986 | EC001175 | EF000007 | EV000206 | 9.0
CAPRI | CAP670986 | EC001175 | EF000015 | 13 mm | 9.0
CAPRI | CAP670986 | EC001175 | EF000022 | Oui | 9.0
CAPRI | CAP670986 | EC001175 | EF000024 | Oui | 9.0
CAPRI | CAP670986 | EC001175 | EF000025 | Oui | 9.0
CAPRI | CAP670986 | EC001175 | EF000065 | 9,8 mm | 9.0
CAPRI | CAP670986 | EC001175 | EF001347 | 450 N | 9.0
CAPRI | CAP670986 | EC001175 | EF001742 | 110 °C | 9.0
CAPRI | CAP670986 | EC001175 | EF001742 | -50 °C | 9.0
CAPRI | CAP670986 | EC001175 | EF001743 | EV000154 | 9.0
CAPRI | CAP670986 | EC001175 | EF001744 | 25 mm | 9.0
CAPRI | CAP670986 | EC001175 | EF001745 | EV004433 | 9.0
CAPRI | CAP670986 | EC001175 | EF001746 | Non | 9.0
CAPRI | CAP670986 | EC001175 | EF001772 | Oui | 9.0
CAPRI | CAP670986 | EC001175 | EF001784 | Oui | 9.0
CAPRI | CAP670986 | EC001175 | EF002169 | EV004428 | 9.0
CAPRI | CAP670986 | EC001175 | EF002782 | 300 N | 9.0
CAPRI | CAP670986 | EC001175 | EF003656 | Non | 9.0
CAPRI | CAP670986 | EC001175 | EF003657 | Non | 9.0
CAPRI | CAP670986 | EC001175 | EF003658 | Non | 9.0
CAPRI | CAP670986 | EC001175 | EF003681 | Non | 9.0
CAPRI | CAP670986 | EC001175 | EF005114 | 13 mm | 9.0
CAPRI | CAP670986 | EC001175 | EF005474 | EV006619 | 9.0
CAPRI | CAP670986 | EC001175 | EF005660 | EV000995 | 9.0
CAPRI | CAP670986 | EC001175 | EF007517 | Non | 9.0
CAPRI | CAP670986 | EC001175 | EF007856 | Non | 9.0
CAPRI | CAP670986 | EC001175 | EF007909 | Non | 9.0
CAPRI | CAP670986 | EC001175 | EF008105 | Non | 9.0
CAPRI | CAP670986 | EC001175 | EF008144 | Oui | 9.0
CAPRI | CAP670986 | EC001175 | EF008145 | Non | 9.0
CAPRI | CAP670986 | EC001175 | EF009416 | Non | 9.0
CAPRI | CAP670986 | EC001175 | EF009689 | 25 mm | 9.0
CAPRI | CAP670986 | EC001175 | EFDE0026 | Non | 9.0
CAPRI | CAP670986 | EC001175 | EFDE0027 | Non | 9.0
CAPRI | CAP670997 | EC001175 | EF000007 | EV000206 | 9.0
CAPRI | CAP670997 | EC001175 | EF000015 | 13 mm | 9.0
CAPRI | CAP670997 | EC001175 | EF000022 | Oui | 9.0
CAPRI | CAP670997 | EC001175 | EF000024 | Oui | 9.0
CAPRI | CAP670997 | EC001175 | EF000025 | Oui | 9.0
CAPRI | CAP670997 | EC001175 | EF000065 | 9 mm | 9.0
CAPRI | CAP670997 | EC001175 | EF001347 | 1200 N | 9.0
CAPRI | CAP670997 | EC001175 | EF001742 | 120 °C | 9.0
CAPRI | CAP670997 | EC001175 | EF001742 | -40 °C | 9.0
CAPRI | CAP670997 | EC001175 | EF001743 | EV004431 | 9.0
CAPRI | CAP670997 | EC001175 | EF001744 | 35 mm | 9.0
CAPRI | CAP670997 | EC001175 | EF001745 | EV004433 | 9.0
CAPRI | CAP670997 | EC001175 | EF001746 | Non | 9.0
CAPRI | CAP670997 | EC001175 | EF001772 | Oui | 9.0
CAPRI | CAP670997 | EC001175 | EF001784 | Oui | 9.0
CAPRI | CAP670997 | EC001175 | EF002169 | EV004427 | 9.0
CAPRI | CAP670997 | EC001175 | EF002782 | 300 N | 9.0
CAPRI | CAP670997 | EC001175 | EF003656 | Non | 9.0
CAPRI | CAP670997 | EC001175 | EF003657 | Non | 9.0
CAPRI | CAP670997 | EC001175 | EF003658 | Non | 9.0
CAPRI | CAP670997 | EC001175 | EF003681 | Non | 9.0
CAPRI | CAP670997 | EC001175 | EF005114 | 13 mm | 9.0
CAPRI | CAP670997 | EC001175 | EF005474 | EV006619 | 9.0
CAPRI | CAP670997 | EC001175 | EF005660 | EV000995 | 9.0
CAPRI | CAP670997 | EC001175 | EF007517 | Non | 9.0
CAPRI | CAP670997 | EC001175 | EF007856 | Non | 9.0
CAPRI | CAP670997 | EC001175 | EF007909 | Non | 9.0
CAPRI | CAP670997 | EC001175 | EF008105 | Non | 9.0
CAPRI | CAP670997 | EC001175 | EF008144 | Oui | 9.0
CAPRI | CAP670997 | EC001175 | EF008145 | Non | 9.0
CAPRI | CAP670997 | EC001175 | EF009416 | Non | 9.0
CAPRI | CAP670997 | EC001175 | EF009689 | 35 mm | 9.0
CAPRI | CAP670997 | EC001175 | EFDE0026 | Non | 9.0
CAPRI | CAP670997 | EC001175 | EFDE0027 | Non | 9.0
CAPRI | CAP671057 | EC001175 | EF000007 | EV000206 | 9.0
CAPRI | CAP671057 | EC001175 | EF000015 | 11,5 mm | 9.0
CAPRI | CAP671057 | EC001175 | EF000022 | Non | 9.0
CAPRI | CAP671057 | EC001175 | EF000024 | Oui | 9.0
CAPRI | CAP671057 | EC001175 | EF000025 | Oui | 9.0
CAPRI | CAP671057 | EC001175 | EF000065 | 8,5 mm | 9.0
CAPRI | CAP671057 | EC001175 | EF001742 | 120 °C | 9.0
CAPRI | CAP671057 | EC001175 | EF001742 | -40 °C | 9.0
CAPRI | CAP671057 | EC001175 | EF001743 | EV000154 | 9.0
CAPRI | CAP671057 | EC001175 | EF001744 | 20 mm | 9.0
CAPRI | CAP671057 | EC001175 | EF001745 | EV004433 | 9.0
CAPRI | CAP671057 | EC001175 | EF001746 | Non | 9.0
CAPRI | CAP671057 | EC001175 | EF001772 | Oui | 9.0
CAPRI | CAP671057 | EC001175 | EF001784 | Oui | 9.0
CAPRI | CAP671057 | EC001175 | EF002169 | EV004427 | 9.0
CAPRI | CAP671057 | EC001175 | EF003656 | Non | 9.0
CAPRI | CAP671057 | EC001175 | EF003657 | Non | 9.0
CAPRI | CAP671057 | EC001175 | EF003658 | Non | 9.0
CAPRI | CAP671057 | EC001175 | EF003681 | Non | 9.0
CAPRI | CAP671057 | EC001175 | EF005114 | 11 mm | 9.0
CAPRI | CAP671057 | EC001175 | EF005474 | EV006415 | 9.0
CAPRI | CAP671057 | EC001175 | EF005660 | EV000995 | 9.0
CAPRI | CAP671057 | EC001175 | EF007517 | Non | 9.0
CAPRI | CAP671057 | EC001175 | EF007856 | Non | 9.0
CAPRI | CAP671057 | EC001175 | EF007909 | Oui | 9.0
CAPRI | CAP671057 | EC001175 | EF008105 | Non | 9.0
CAPRI | CAP671057 | EC001175 | EF008144 | Oui | 9.0
CAPRI | CAP671057 | EC001175 | EF008145 | Non | 9.0
CAPRI | CAP671057 | EC001175 | EF009416 | Non | 9.0
CAPRI | CAP671057 | EC001175 | EF009689 | 20 mm | 9.0
CAPRI | CAP671057 | EC001175 | EFDE0026 | Non | 9.0
CAPRI | CAP671057 | EC001175 | EFDE0027 | Non | 9.0
CAPRI | CAP671107 | EC001175 | EF000007 | EV000206 | 9.0
CAPRI | CAP671107 | EC001175 | EF000015 | 15,8 mm | 9.0
CAPRI | CAP671107 | EC001175 | EF000022 | Oui | 9.0
CAPRI | CAP671107 | EC001175 | EF000024 | Oui | 9.0
CAPRI | CAP671107 | EC001175 | EF000025 | Oui | 9.0
CAPRI | CAP671107 | EC001175 | EF000065 | 11,8 mm | 9.0
CAPRI | CAP671107 | EC001175 | EF001347 | 750 N | 9.0
CAPRI | CAP671107 | EC001175 | EF001742 | 120 °C | 9.0
CAPRI | CAP671107 | EC001175 | EF001742 | -40 °C | 9.0
CAPRI | CAP671107 | EC001175 | EF001743 | EV004431 | 9.0
CAPRI | CAP671107 | EC001175 | EF001744 | 35 mm | 9.0
CAPRI | CAP671107 | EC001175 | EF001745 | EV004433 | 9.0
CAPRI | CAP671107 | EC001175 | EF001746 | Non | 9.0
CAPRI | CAP671107 | EC001175 | EF001772 | Oui | 9.0
CAPRI | CAP671107 | EC001175 | EF001784 | Oui | 9.0
CAPRI | CAP671107 | EC001175 | EF002169 | EV004427 | 9.0
CAPRI | CAP671107 | EC001175 | EF002782 | 300 N | 9.0
CAPRI | CAP671107 | EC001175 | EF003656 | Non | 9.0
CAPRI | CAP671107 | EC001175 | EF003657 | Non | 9.0
CAPRI | CAP671107 | EC001175 | EF003658 | Non | 9.0
CAPRI | CAP671107 | EC001175 | EF003681 | Non | 9.0
CAPRI | CAP671107 | EC001175 | EF005114 | 16 mm | 9.0
CAPRI | CAP671107 | EC001175 | EF005474 | EV006619 | 9.0
CAPRI | CAP671107 | EC001175 | EF005660 | EV000995 | 9.0
CAPRI | CAP671107 | EC001175 | EF007517 | Non | 9.0
CAPRI | CAP671107 | EC001175 | EF007856 | Non | 9.0
CAPRI | CAP671107 | EC001175 | EF007909 | Non | 9.0
CAPRI | CAP671107 | EC001175 | EF008105 | Non | 9.0
CAPRI | CAP671107 | EC001175 | EF008144 | Oui | 9.0
CAPRI | CAP671107 | EC001175 | EF008145 | Non | 9.0
CAPRI | CAP671107 | EC001175 | EF009416 | Non | 9.0
CAPRI | CAP671107 | EC001175 | EF009689 | 35 mm | 9.0
CAPRI | CAP671107 | EC001175 | EFDE0026 | Non | 9.0
CAPRI | CAP671107 | EC001175 | EFDE0027 | Non | 9.0
CAPRI | CAP671117 | EC001175 | EF000007 | EV000206 | 9.0
CAPRI | CAP671117 | EC001175 | EF000015 | 15,8 mm | 9.0
CAPRI | CAP671117 | EC001175 | EF000022 | Oui | 9.0
CAPRI | CAP671117 | EC001175 | EF000024 | Oui | 9.0
CAPRI | CAP671117 | EC001175 | EF000025 | Oui | 9.0
CAPRI | CAP671117 | EC001175 | EF000065 | 12 mm | 9.0
CAPRI | CAP671117 | EC001175 | EF001347 | 600 N | 9.0
CAPRI | CAP671117 | EC001175 | EF001742 | 120 °C | 9.0
CAPRI | CAP671117 | EC001175 | EF001742 | -40 °C | 9.0
CAPRI | CAP671117 | EC001175 | EF001743 | EV000154 | 9.0
CAPRI | CAP671117 | EC001175 | EF001744 | 35 mm | 9.0
CAPRI | CAP671117 | EC001175 | EF001745 | EV004433 | 9.0
CAPRI | CAP671117 | EC001175 | EF001746 | Non | 9.0
CAPRI | CAP671117 | EC001175 | EF001772 | Oui | 9.0
CAPRI | CAP671117 | EC001175 | EF001784 | Oui | 9.0
CAPRI | CAP671117 | EC001175 | EF002169 | EV004427 | 9.0
CAPRI | CAP671117 | EC001175 | EF002782 | 300 N | 9.0
CAPRI | CAP671117 | EC001175 | EF003656 | Non | 9.0
CAPRI | CAP671117 | EC001175 | EF003657 | Non | 9.0
CAPRI | CAP671117 | EC001175 | EF003658 | Non | 9.0
CAPRI | CAP671117 | EC001175 | EF003681 | Non | 9.0
CAPRI | CAP671117 | EC001175 | EF005114 | 16 mm | 9.0
CAPRI | CAP671117 | EC001175 | EF005474 | EV006619 | 9.0
CAPRI | CAP671117 | EC001175 | EF005660 | EV000995 | 9.0
CAPRI | CAP671117 | EC001175 | EF007517 | Non | 9.0
CAPRI | CAP671117 | EC001175 | EF007856 | Non | 9.0
CAPRI | CAP671117 | EC001175 | EF007909 | Non | 9.0
CAPRI | CAP671117 | EC001175 | EF008105 | Non | 9.0
CAPRI | CAP671117 | EC001175 | EF008144 | Oui | 9.0
CAPRI | CAP671117 | EC001175 | EF008145 | Non | 9.0
CAPRI | CAP671117 | EC001175 | EF009416 | Non | 9.0
CAPRI | CAP671117 | EC001175 | EF009689 | 35 mm | 9.0
CAPRI | CAP671117 | EC001175 | EFDE0026 | Non | 9.0
CAPRI | CAP671117 | EC001175 | EFDE0027 | Non | 9.0
CAPRI | CAP671137 | EC001175 | EF000007 | EV000206 | 9.0
CAPRI | CAP671137 | EC001175 | EF000015 | 15,8 mm | 9.0
CAPRI | CAP671137 | EC001175 | EF000022 | Oui | 9.0
CAPRI | CAP671137 | EC001175 | EF000024 | Oui | 9.0
CAPRI | CAP671137 | EC001175 | EF000025 | Oui | 9.0
CAPRI | CAP671137 | EC001175 | EF000065 | 11,8 mm | 9.0
CAPRI | CAP671137 | EC001175 | EF001347 | 750 N | 9.0
CAPRI | CAP671137 | EC001175 | EF001742 | 120 °C | 9.0
CAPRI | CAP671137 | EC001175 | EF001742 | -40 °C | 9.0
CAPRI | CAP671137 | EC001175 | EF001743 | EV004429 | 9.0
CAPRI | CAP671137 | EC001175 | EF001744 | 35 mm | 9.0
CAPRI | CAP671137 | EC001175 | EF001745 | EV004433 | 9.0
CAPRI | CAP671137 | EC001175 | EF001746 | Non | 9.0
CAPRI | CAP671137 | EC001175 | EF001772 | Oui | 9.0
CAPRI | CAP671137 | EC001175 | EF001784 | Oui | 9.0
CAPRI | CAP671137 | EC001175 | EF002169 | EV004427 | 9.0
CAPRI | CAP671137 | EC001175 | EF002782 | 300 N | 9.0
CAPRI | CAP671137 | EC001175 | EF003656 | Non | 9.0
CAPRI | CAP671137 | EC001175 | EF003657 | Non | 9.0
CAPRI | CAP671137 | EC001175 | EF003658 | Non | 9.0
CAPRI | CAP671137 | EC001175 | EF003681 | Non | 9.0
CAPRI | CAP671137 | EC001175 | EF005114 | 16 mm | 9.0
CAPRI | CAP671137 | EC001175 | EF005474 | EV006619 | 9.0
CAPRI | CAP671137 | EC001175 | EF005660 | EV000995 | 9.0
CAPRI | CAP671137 | EC001175 | EF007517 | Non | 9.0
CAPRI | CAP671137 | EC001175 | EF007856 | Non | 9.0
CAPRI | CAP671137 | EC001175 | EF007909 | Non | 9.0
CAPRI | CAP671137 | EC001175 | EF008105 | Non | 9.0
CAPRI | CAP671137 | EC001175 | EF008144 | Oui | 9.0
CAPRI | CAP671137 | EC001175 | EF008145 | Non | 9.0
CAPRI | CAP671137 | EC001175 | EF009416 | Non | 9.0
CAPRI | CAP671137 | EC001175 | EF009689 | 35 mm | 9.0
CAPRI | CAP671137 | EC001175 | EFDE0026 | Non | 9.0
CAPRI | CAP671137 | EC001175 | EFDE0027 | Non | 9.0
CAPRI | CAP671186 | EC001175 | EF000007 | EV000206 | 9.0
CAPRI | CAP671186 | EC001175 | EF000015 | 15,8 mm | 9.0
CAPRI | CAP671186 | EC001175 | EF000022 | Oui | 9.0
CAPRI | CAP671186 | EC001175 | EF000024 | Oui | 9.0
CAPRI | CAP671186 | EC001175 | EF000025 | Oui | 9.0
CAPRI | CAP671186 | EC001175 | EF000065 | 11,8 mm | 9.0
CAPRI | CAP671186 | EC001175 | EF001347 | 450 N | 9.0
CAPRI | CAP671186 | EC001175 | EF001742 | 110 °C | 9.0
CAPRI | CAP671186 | EC001175 | EF001742 | -50 °C | 9.0
CAPRI | CAP671186 | EC001175 | EF001743 | EV000154 | 9.0
CAPRI | CAP671186 | EC001175 | EF001744 | 30 mm | 9.0
CAPRI | CAP671186 | EC001175 | EF001745 | EV004433 | 9.0
CAPRI | CAP671186 | EC001175 | EF001746 | Non | 9.0
CAPRI | CAP671186 | EC001175 | EF001772 | Oui | 9.0
CAPRI | CAP671186 | EC001175 | EF001784 | Oui | 9.0
CAPRI | CAP671186 | EC001175 | EF002169 | EV004428 | 9.0
CAPRI | CAP671186 | EC001175 | EF002782 | 300 N | 9.0
CAPRI | CAP671186 | EC001175 | EF003656 | Non | 9.0
CAPRI | CAP671186 | EC001175 | EF003657 | Non | 9.0
CAPRI | CAP671186 | EC001175 | EF003658 | Non | 9.0
CAPRI | CAP671186 | EC001175 | EF003681 | Non | 9.0
CAPRI | CAP671186 | EC001175 | EF005114 | 16 mm | 9.0
CAPRI | CAP671186 | EC001175 | EF005474 | EV006619 | 9.0
CAPRI | CAP671186 | EC001175 | EF005660 | EV000995 | 9.0
CAPRI | CAP671186 | EC001175 | EF007517 | Non | 9.0
CAPRI | CAP671186 | EC001175 | EF007856 | Non | 9.0
CAPRI | CAP671186 | EC001175 | EF007909 | Non | 9.0
CAPRI | CAP671186 | EC001175 | EF008105 | Non | 9.0
CAPRI | CAP671186 | EC001175 | EF008144 | Oui | 9.0
CAPRI | CAP671186 | EC001175 | EF008145 | Non | 9.0
CAPRI | CAP671186 | EC001175 | EF009416 | Non | 9.0
CAPRI | CAP671186 | EC001175 | EF009689 | 30 mm | 9.0
CAPRI | CAP671186 | EC001175 | EFDE0026 | Non | 9.0
CAPRI | CAP671186 | EC001175 | EFDE0027 | Non | 9.0
CAPRI | CAP671197 | EC001175 | EF000007 | EV000206 | 9.0
CAPRI | CAP671197 | EC001175 | EF000015 | 15,8 mm | 9.0
CAPRI | CAP671197 | EC001175 | EF000022 | Oui | 9.0
CAPRI | CAP671197 | EC001175 | EF000024 | Oui | 9.0
CAPRI | CAP671197 | EC001175 | EF000025 | Oui | 9.0
CAPRI | CAP671197 | EC001175 | EF000065 | 11,5 mm | 9.0
CAPRI | CAP671197 | EC001175 | EF001347 | 1200 N | 9.0
CAPRI | CAP671197 | EC001175 | EF001742 | 120 °C | 9.0
CAPRI | CAP671197 | EC001175 | EF001742 | -40 °C | 9.0
CAPRI | CAP671197 | EC001175 | EF001743 | EV004431 | 9.0
CAPRI | CAP671197 | EC001175 | EF001744 | 45 mm | 9.0
CAPRI | CAP671197 | EC001175 | EF001745 | EV004433 | 9.0
CAPRI | CAP671197 | EC001175 | EF001746 | Non | 9.0
CAPRI | CAP671197 | EC001175 | EF001772 | Oui | 9.0
CAPRI | CAP671197 | EC001175 | EF001784 | Oui | 9.0
CAPRI | CAP671197 | EC001175 | EF002169 | EV004427 | 9.0
CAPRI | CAP671197 | EC001175 | EF002782 | 300 N | 9.0
CAPRI | CAP671197 | EC001175 | EF003656 | Non | 9.0
CAPRI | CAP671197 | EC001175 | EF003657 | Non | 9.0
CAPRI | CAP671197 | EC001175 | EF003658 | Non | 9.0
CAPRI | CAP671197 | EC001175 | EF003681 | Non | 9.0
CAPRI | CAP671197 | EC001175 | EF005114 | 16 mm | 9.0
CAPRI | CAP671197 | EC001175 | EF005474 | EV006619 | 9.0
CAPRI | CAP671197 | EC001175 | EF005660 | EV000995 | 9.0
CAPRI | CAP671197 | EC001175 | EF007517 | Non | 9.0
CAPRI | CAP671197 | EC001175 | EF007856 | Non | 9.0
CAPRI | CAP671197 | EC001175 | EF007909 | Non | 9.0
CAPRI | CAP671197 | EC001175 | EF008105 | Non | 9.0
CAPRI | CAP671197 | EC001175 | EF008144 | Oui | 9.0
CAPRI | CAP671197 | EC001175 | EF008145 | Non | 9.0
CAPRI | CAP671197 | EC001175 | EF009416 | Non | 9.0
CAPRI | CAP671197 | EC001175 | EF009689 | 45 mm | 9.0
CAPRI | CAP671197 | EC001175 | EFDE0026 | Non | 9.0
CAPRI | CAP671197 | EC001175 | EFDE0027 | Non | 9.0
CAPRI | CAP671257 | EC001175 | EF000007 | EV000206 | 9.0
CAPRI | CAP671257 | EC001175 | EF000015 | 13 mm | 9.0
CAPRI | CAP671257 | EC001175 | EF000022 | Non | 9.0
CAPRI | CAP671257 | EC001175 | EF000024 | Oui | 9.0
CAPRI | CAP671257 | EC001175 | EF000025 | Oui | 9.0
CAPRI | CAP671257 | EC001175 | EF000065 | 10 mm | 9.0
CAPRI | CAP671257 | EC001175 | EF001742 | 120 °C | 9.0
CAPRI | CAP671257 | EC001175 | EF001742 | -40 °C | 9.0
CAPRI | CAP671257 | EC001175 | EF001743 | EV000154 | 9.0
CAPRI | CAP671257 | EC001175 | EF001744 | 25 mm | 9.0
CAPRI | CAP671257 | EC001175 | EF001745 | EV004433 | 9.0
CAPRI | CAP671257 | EC001175 | EF001746 | Non | 9.0
CAPRI | CAP671257 | EC001175 | EF001772 | Oui | 9.0
CAPRI | CAP671257 | EC001175 | EF001784 | Oui | 9.0
CAPRI | CAP671257 | EC001175 | EF002169 | EV004427 | 9.0
CAPRI | CAP671257 | EC001175 | EF003656 | Non | 9.0
CAPRI | CAP671257 | EC001175 | EF003657 | Non | 9.0
CAPRI | CAP671257 | EC001175 | EF003658 | Non | 9.0
CAPRI | CAP671257 | EC001175 | EF003681 | Non | 9.0
CAPRI | CAP671257 | EC001175 | EF005114 | 13 mm | 9.0
CAPRI | CAP671257 | EC001175 | EF005474 | EV006415 | 9.0
CAPRI | CAP671257 | EC001175 | EF005660 | EV000995 | 9.0
CAPRI | CAP671257 | EC001175 | EF007517 | Non | 9.0
CAPRI | CAP671257 | EC001175 | EF007856 | Non | 9.0
CAPRI | CAP671257 | EC001175 | EF007909 | Oui | 9.0
CAPRI | CAP671257 | EC001175 | EF008105 | Non | 9.0
CAPRI | CAP671257 | EC001175 | EF008144 | Oui | 9.0
CAPRI | CAP671257 | EC001175 | EF008145 | Non | 9.0
CAPRI | CAP671257 | EC001175 | EF009416 | Non | 9.0
CAPRI | CAP671257 | EC001175 | EF009689 | 25 mm | 9.0
CAPRI | CAP671257 | EC001175 | EFDE0026 | Non | 9.0
CAPRI | CAP671257 | EC001175 | EFDE0027 | Non | 9.0
CAPRI | CAP671307 | EC001175 | EF000007 | EV000206 | 9.0
CAPRI | CAP671307 | EC001175 | EF000015 | 18,5 mm | 9.0
CAPRI | CAP671307 | EC001175 | EF000022 | Oui | 9.0
CAPRI | CAP671307 | EC001175 | EF000024 | Oui | 9.0
CAPRI | CAP671307 | EC001175 | EF000025 | Oui | 9.0
CAPRI | CAP671307 | EC001175 | EF000065 | 14,2 mm | 9.0
CAPRI | CAP671307 | EC001175 | EF001347 | 750 N | 9.0
CAPRI | CAP671307 | EC001175 | EF001742 | 120 °C | 9.0
CAPRI | CAP671307 | EC001175 | EF001742 | -40 °C | 9.0
CAPRI | CAP671307 | EC001175 | EF001743 | EV004431 | 9.0
CAPRI | CAP671307 | EC001175 | EF001744 | 40 mm | 9.0
CAPRI | CAP671307 | EC001175 | EF001745 | EV004433 | 9.0
CAPRI | CAP671307 | EC001175 | EF001746 | Non | 9.0
CAPRI | CAP671307 | EC001175 | EF001772 | Oui | 9.0
CAPRI | CAP671307 | EC001175 | EF001784 | Oui | 9.0
CAPRI | CAP671307 | EC001175 | EF002169 | EV004427 | 9.0
CAPRI | CAP671307 | EC001175 | EF002782 | 300 N | 9.0
CAPRI | CAP671307 | EC001175 | EF003656 | Non | 9.0
CAPRI | CAP671307 | EC001175 | EF003657 | Non | 9.0
CAPRI | CAP671307 | EC001175 | EF003658 | Non | 9.0
CAPRI | CAP671307 | EC001175 | EF003681 | Non | 9.0
CAPRI | CAP671307 | EC001175 | EF005114 | 18 mm | 9.0
CAPRI | CAP671307 | EC001175 | EF005474 | EV006619 | 9.0
CAPRI | CAP671307 | EC001175 | EF005660 | EV000995 | 9.0
CAPRI | CAP671307 | EC001175 | EF007517 | Non | 9.0
CAPRI | CAP671307 | EC001175 | EF007856 | Non | 9.0
CAPRI | CAP671307 | EC001175 | EF007909 | Non | 9.0
CAPRI | CAP671307 | EC001175 | EF008105 | Non | 9.0
CAPRI | CAP671307 | EC001175 | EF008144 | Oui | 9.0
CAPRI | CAP671307 | EC001175 | EF008145 | Non | 9.0
CAPRI | CAP671307 | EC001175 | EF009416 | Non | 9.0
CAPRI | CAP671307 | EC001175 | EF009689 | 40 mm | 9.0
CAPRI | CAP671307 | EC001175 | EFDE0026 | Non | 9.0
CAPRI | CAP671307 | EC001175 | EFDE0027 | Non | 9.0
CAPRI | CAP671317 | EC001175 | EF000007 | EV000206 | 9.0
CAPRI | CAP671317 | EC001175 | EF000015 | 18,5 mm | 9.0
CAPRI | CAP671317 | EC001175 | EF000022 | Oui | 9.0
CAPRI | CAP671317 | EC001175 | EF000024 | Oui | 9.0
CAPRI | CAP671317 | EC001175 | EF000025 | Oui | 9.0
CAPRI | CAP671317 | EC001175 | EF000065 | 14,2 mm | 9.0
CAPRI | CAP671317 | EC001175 | EF001347 | 600 N | 9.0
CAPRI | CAP671317 | EC001175 | EF001742 | 120 °C | 9.0
CAPRI | CAP671317 | EC001175 | EF001742 | -40 °C | 9.0
CAPRI | CAP671317 | EC001175 | EF001743 | EV000154 | 9.0
CAPRI | CAP671317 | EC001175 | EF001744 | 35 mm | 9.0
CAPRI | CAP671317 | EC001175 | EF001745 | EV004433 | 9.0
CAPRI | CAP671317 | EC001175 | EF001746 | Non | 9.0
CAPRI | CAP671317 | EC001175 | EF001772 | Oui | 9.0
CAPRI | CAP671317 | EC001175 | EF001784 | Oui | 9.0
CAPRI | CAP671317 | EC001175 | EF002169 | EV004427 | 9.0
CAPRI | CAP671317 | EC001175 | EF002782 | 300 N | 9.0
CAPRI | CAP671317 | EC001175 | EF003656 | Non | 9.0
CAPRI | CAP671317 | EC001175 | EF003657 | Non | 9.0
CAPRI | CAP671317 | EC001175 | EF003658 | Non | 9.0
CAPRI | CAP671317 | EC001175 | EF003681 | Non | 9.0
CAPRI | CAP671317 | EC001175 | EF005114 | 18 mm | 9.0
CAPRI | CAP671317 | EC001175 | EF005474 | EV006619 | 9.0
CAPRI | CAP671317 | EC001175 | EF005660 | EV000995 | 9.0
CAPRI | CAP671317 | EC001175 | EF007517 | Non | 9.0
CAPRI | CAP671317 | EC001175 | EF007856 | Non | 9.0
CAPRI | CAP671317 | EC001175 | EF007909 | Non | 9.0
CAPRI | CAP671317 | EC001175 | EF008105 | Non | 9.0
CAPRI | CAP671317 | EC001175 | EF008144 | Oui | 9.0
CAPRI | CAP671317 | EC001175 | EF008145 | Non | 9.0
CAPRI | CAP671317 | EC001175 | EF009416 | Non | 9.0
CAPRI | CAP671317 | EC001175 | EF009689 | 35 mm | 9.0
CAPRI | CAP671317 | EC001175 | EFDE0026 | Non | 9.0
CAPRI | CAP671317 | EC001175 | EFDE0027 | Non | 9.0
CAPRI | CAP671607 | EC001175 | EF000007 | EV000206 | 9.0
CAPRI | CAP671607 | EC001175 | EF000015 | 21,2 mm | 9.0
CAPRI | CAP671607 | EC001175 | EF000022 | Oui | 9.0
CAPRI | CAP671607 | EC001175 | EF000024 | Oui | 9.0
CAPRI | CAP671607 | EC001175 | EF000025 | Oui | 9.0
CAPRI | CAP671607 | EC001175 | EF000065 | 16,7 mm | 9.0
CAPRI | CAP671607 | EC001175 | EF001347 | 750 N | 9.0
CAPRI | CAP671607 | EC001175 | EF001742 | 120 °C | 9.0
CAPRI | CAP671607 | EC001175 | EF001742 | -40 °C | 9.0
CAPRI | CAP671607 | EC001175 | EF001743 | EV004431 | 9.0
CAPRI | CAP671607 | EC001175 | EF001744 | 45 mm | 9.0
CAPRI | CAP671607 | EC001175 | EF001745 | EV004433 | 9.0
CAPRI | CAP671607 | EC001175 | EF001746 | Non | 9.0
CAPRI | CAP671607 | EC001175 | EF001772 | Oui | 9.0
CAPRI | CAP671607 | EC001175 | EF001784 | Oui | 9.0
CAPRI | CAP671607 | EC001175 | EF002169 | EV004427 | 9.0
CAPRI | CAP671607 | EC001175 | EF002782 | 300 N | 9.0
CAPRI | CAP671607 | EC001175 | EF003656 | Non | 9.0
CAPRI | CAP671607 | EC001175 | EF003657 | Non | 9.0
CAPRI | CAP671607 | EC001175 | EF003658 | Non | 9.0
CAPRI | CAP671607 | EC001175 | EF003681 | Non | 9.0
CAPRI | CAP671607 | EC001175 | EF005114 | 21 mm | 9.0
CAPRI | CAP671607 | EC001175 | EF005474 | EV006619 | 9.0
CAPRI | CAP671607 | EC001175 | EF005660 | EV000995 | 9.0
CAPRI | CAP671607 | EC001175 | EF007517 | Non | 9.0
CAPRI | CAP671607 | EC001175 | EF007856 | Non | 9.0
CAPRI | CAP671607 | EC001175 | EF007909 | Non | 9.0
CAPRI | CAP671607 | EC001175 | EF008105 | Non | 9.0
CAPRI | CAP671607 | EC001175 | EF008144 | Oui | 9.0
CAPRI | CAP671607 | EC001175 | EF008145 | Non | 9.0
CAPRI | CAP671607 | EC001175 | EF009416 | Non | 9.0
CAPRI | CAP671607 | EC001175 | EF009689 | 45 mm | 9.0
CAPRI | CAP671607 | EC001175 | EFDE0026 | Non | 9.0
CAPRI | CAP671607 | EC001175 | EFDE0027 | Non | 9.0
CAPRI | CAP671617 | EC001175 | EF000007 | EV000206 | 9.0
CAPRI | CAP671617 | EC001175 | EF000015 | 21,2 mm | 9.0
CAPRI | CAP671617 | EC001175 | EF000022 | Oui | 9.0
CAPRI | CAP671617 | EC001175 | EF000024 | Oui | 9.0
CAPRI | CAP671617 | EC001175 | EF000025 | Oui | 9.0
CAPRI | CAP671617 | EC001175 | EF000065 | 16,9 mm | 9.0
CAPRI | CAP671617 | EC001175 | EF001347 | 600 N | 9.0
CAPRI | CAP671617 | EC001175 | EF001742 | 120 °C | 9.0
CAPRI | CAP671617 | EC001175 | EF001742 | -40 °C | 9.0
CAPRI | CAP671617 | EC001175 | EF001743 | EV000154 | 9.0
CAPRI | CAP671617 | EC001175 | EF001744 | 40 mm | 9.0
CAPRI | CAP671617 | EC001175 | EF001745 | EV004433 | 9.0
CAPRI | CAP671617 | EC001175 | EF001746 | Non | 9.0
CAPRI | CAP671617 | EC001175 | EF001772 | Oui | 9.0
CAPRI | CAP671617 | EC001175 | EF001784 | Oui | 9.0
CAPRI | CAP671617 | EC001175 | EF002169 | EV004427 | 9.0
CAPRI | CAP671617 | EC001175 | EF002782 | 300 N | 9.0
CAPRI | CAP671617 | EC001175 | EF003656 | Non | 9.0
CAPRI | CAP671617 | EC001175 | EF003657 | Non | 9.0
CAPRI | CAP671617 | EC001175 | EF003658 | Non | 9.0
CAPRI | CAP671617 | EC001175 | EF003681 | Non | 9.0
CAPRI | CAP671617 | EC001175 | EF005114 | 21 mm | 9.0
CAPRI | CAP671617 | EC001175 | EF005474 | EV006619 | 9.0
CAPRI | CAP671617 | EC001175 | EF005660 | EV000995 | 9.0
CAPRI | CAP671617 | EC001175 | EF007517 | Non | 9.0
CAPRI | CAP671617 | EC001175 | EF007856 | Non | 9.0
CAPRI | CAP671617 | EC001175 | EF007909 | Non | 9.0
CAPRI | CAP671617 | EC001175 | EF008105 | Non | 9.0
CAPRI | CAP671617 | EC001175 | EF008144 | Oui | 9.0
CAPRI | CAP671617 | EC001175 | EF008145 | Non | 9.0
CAPRI | CAP671617 | EC001175 | EF009416 | Non | 9.0
CAPRI | CAP671617 | EC001175 | EF009689 | 40 mm | 9.0
CAPRI | CAP671617 | EC001175 | EFDE0026 | Non | 9.0
CAPRI | CAP671617 | EC001175 | EFDE0027 | Non | 9.0
CAPRI | CAP671637 | EC001175 | EF000007 | EV000206 | 9.0
CAPRI | CAP671637 | EC001175 | EF000015 | 21,2 mm | 9.0
CAPRI | CAP671637 | EC001175 | EF000022 | Oui | 9.0
CAPRI | CAP671637 | EC001175 | EF000024 | Oui | 9.0
CAPRI | CAP671637 | EC001175 | EF000025 | Oui | 9.0
CAPRI | CAP671637 | EC001175 | EF000065 | 16,7 mm | 9.0
CAPRI | CAP671637 | EC001175 | EF001347 | 750 N | 9.0
CAPRI | CAP671637 | EC001175 | EF001742 | 120 °C | 9.0
CAPRI | CAP671637 | EC001175 | EF001742 | -40 °C | 9.0
CAPRI | CAP671637 | EC001175 | EF001743 | EV004429 | 9.0
CAPRI | CAP671637 | EC001175 | EF001744 | 45 mm | 9.0
CAPRI | CAP671637 | EC001175 | EF001745 | EV004433 | 9.0
CAPRI | CAP671637 | EC001175 | EF001746 | Non | 9.0
CAPRI | CAP671637 | EC001175 | EF001772 | Oui | 9.0
CAPRI | CAP671637 | EC001175 | EF001784 | Oui | 9.0
CAPRI | CAP671637 | EC001175 | EF002169 | EV004427 | 9.0
CAPRI | CAP671637 | EC001175 | EF002782 | 300 N | 9.0
CAPRI | CAP671637 | EC001175 | EF003656 | Non | 9.0
CAPRI | CAP671637 | EC001175 | EF003657 | Non | 9.0
CAPRI | CAP671637 | EC001175 | EF003658 | Non | 9.0
CAPRI | CAP671637 | EC001175 | EF003681 | Non | 9.0
CAPRI | CAP671637 | EC001175 | EF005114 | 21 mm | 9.0
CAPRI | CAP671637 | EC001175 | EF005474 | EV006619 | 9.0
CAPRI | CAP671637 | EC001175 | EF005660 | EV000995 | 9.0
CAPRI | CAP671637 | EC001175 | EF007517 | Non | 9.0
CAPRI | CAP671637 | EC001175 | EF007856 | Non | 9.0
CAPRI | CAP671637 | EC001175 | EF007909 | Non | 9.0
CAPRI | CAP671637 | EC001175 | EF008105 | Non | 9.0
CAPRI | CAP671637 | EC001175 | EF008144 | Oui | 9.0
CAPRI | CAP671637 | EC001175 | EF008145 | Non | 9.0
CAPRI | CAP671637 | EC001175 | EF009416 | Non | 9.0
CAPRI | CAP671637 | EC001175 | EF009689 | 45 mm | 9.0
CAPRI | CAP671637 | EC001175 | EFDE0026 | Non | 9.0
CAPRI | CAP671637 | EC001175 | EFDE0027 | Non | 9.0
CAPRI | CAP671657 | EC001175 | EF000007 | EV000206 | 9.0
CAPRI | CAP671657 | EC001175 | EF000015 | 16,1 mm | 9.0
CAPRI | CAP671657 | EC001175 | EF000022 | Non | 9.0
CAPRI | CAP671657 | EC001175 | EF000024 | Oui | 9.0
CAPRI | CAP671657 | EC001175 | EF000025 | Oui | 9.0
CAPRI | CAP671657 | EC001175 | EF000065 | 12,8 mm | 9.0
CAPRI | CAP671657 | EC001175 | EF001742 | 120 °C | 9.0
CAPRI | CAP671657 | EC001175 | EF001742 | -40 °C | 9.0
CAPRI | CAP671657 | EC001175 | EF001743 | EV000154 | 9.0
CAPRI | CAP671657 | EC001175 | EF001744 | 35 mm | 9.0
CAPRI | CAP671657 | EC001175 | EF001745 | EV004433 | 9.0
CAPRI | CAP671657 | EC001175 | EF001746 | Non | 9.0
CAPRI | CAP671657 | EC001175 | EF001772 | Oui | 9.0
CAPRI | CAP671657 | EC001175 | EF001784 | Oui | 9.0
CAPRI | CAP671657 | EC001175 | EF002169 | EV004427 | 9.0
CAPRI | CAP671657 | EC001175 | EF003656 | Non | 9.0
CAPRI | CAP671657 | EC001175 | EF003657 | Non | 9.0
CAPRI | CAP671657 | EC001175 | EF003658 | Non | 9.0
CAPRI | CAP671657 | EC001175 | EF003681 | Non | 9.0
CAPRI | CAP671657 | EC001175 | EF005114 | 16 mm | 9.0
CAPRI | CAP671657 | EC001175 | EF005474 | EV006415 | 9.0
CAPRI | CAP671657 | EC001175 | EF005660 | EV000995 | 9.0
CAPRI | CAP671657 | EC001175 | EF007517 | Non | 9.0
CAPRI | CAP671657 | EC001175 | EF007856 | Non | 9.0
CAPRI | CAP671657 | EC001175 | EF007909 | Oui | 9.0
CAPRI | CAP671657 | EC001175 | EF008105 | Non | 9.0
CAPRI | CAP671657 | EC001175 | EF008144 | Oui | 9.0
CAPRI | CAP671657 | EC001175 | EF008145 | Non | 9.0
CAPRI | CAP671657 | EC001175 | EF009416 | Non | 9.0
CAPRI | CAP671657 | EC001175 | EF009689 | 35 mm | 9.0
CAPRI | CAP671657 | EC001175 | EFDE0026 | Non | 9.0
CAPRI | CAP671657 | EC001175 | EFDE0027 | Non | 9.0
CAPRI | CAP671686 | EC001175 | EF000007 | EV000206 | 9.0
CAPRI | CAP671686 | EC001175 | EF000015 | 21,2 mm | 9.0
CAPRI | CAP671686 | EC001175 | EF000022 | Oui | 9.0
CAPRI | CAP671686 | EC001175 | EF000024 | Oui | 9.0
CAPRI | CAP671686 | EC001175 | EF000025 | Oui | 9.0
CAPRI | CAP671686 | EC001175 | EF000065 | 16,7 mm | 9.0
CAPRI | CAP671686 | EC001175 | EF001347 | 450 N | 9.0
CAPRI | CAP671686 | EC001175 | EF001742 | 110 °C | 9.0
CAPRI | CAP671686 | EC001175 | EF001742 | -50 °C | 9.0
CAPRI | CAP671686 | EC001175 | EF001743 | EV000154 | 9.0
CAPRI | CAP671686 | EC001175 | EF001744 | 35 mm | 9.0
CAPRI | CAP671686 | EC001175 | EF001745 | EV004433 | 9.0
CAPRI | CAP671686 | EC001175 | EF001746 | Non | 9.0
CAPRI | CAP671686 | EC001175 | EF001772 | Oui | 9.0
CAPRI | CAP671686 | EC001175 | EF001784 | Oui | 9.0
CAPRI | CAP671686 | EC001175 | EF002169 | EV004428 | 9.0
CAPRI | CAP671686 | EC001175 | EF002782 | 300 N | 9.0
CAPRI | CAP671686 | EC001175 | EF003656 | Non | 9.0
CAPRI | CAP671686 | EC001175 | EF003657 | Non | 9.0
CAPRI | CAP671686 | EC001175 | EF003658 | Non | 9.0
CAPRI | CAP671686 | EC001175 | EF003681 | Non | 9.0
CAPRI | CAP671686 | EC001175 | EF005114 | 21 mm | 9.0
CAPRI | CAP671686 | EC001175 | EF005474 | EV006619 | 9.0
CAPRI | CAP671686 | EC001175 | EF005660 | EV000995 | 9.0
CAPRI | CAP671686 | EC001175 | EF007517 | Non | 9.0
CAPRI | CAP671686 | EC001175 | EF007856 | Non | 9.0
CAPRI | CAP671686 | EC001175 | EF007909 | Non | 9.0
CAPRI | CAP671686 | EC001175 | EF008105 | Non | 9.0
CAPRI | CAP671686 | EC001175 | EF008144 | Oui | 9.0
CAPRI | CAP671686 | EC001175 | EF008145 | Non | 9.0
CAPRI | CAP671686 | EC001175 | EF009416 | Non | 9.0
CAPRI | CAP671686 | EC001175 | EF009689 | 35 mm | 9.0
CAPRI | CAP671686 | EC001175 | EFDE0026 | Non | 9.0
CAPRI | CAP671686 | EC001175 | EFDE0027 | Non | 9.0
CAPRI | CAP671697 | EC001175 | EF000007 | EV000206 | 9.0
CAPRI | CAP671697 | EC001175 | EF000015 | 21,2 mm | 9.0
CAPRI | CAP671697 | EC001175 | EF000022 | Oui | 9.0
CAPRI | CAP671697 | EC001175 | EF000024 | Oui | 9.0
CAPRI | CAP671697 | EC001175 | EF000025 | Oui | 9.0
CAPRI | CAP671697 | EC001175 | EF000065 | 15,5 mm | 9.0
CAPRI | CAP671697 | EC001175 | EF001347 | 1200 N | 9.0
CAPRI | CAP671697 | EC001175 | EF001742 | 120 °C | 9.0
CAPRI | CAP671697 | EC001175 | EF001742 | -40 °C | 9.0
CAPRI | CAP671697 | EC001175 | EF001743 | EV004431 | 9.0
CAPRI | CAP671697 | EC001175 | EF001744 | 55 mm | 9.0
CAPRI | CAP671697 | EC001175 | EF001745 | EV004433 | 9.0
CAPRI | CAP671697 | EC001175 | EF001746 | Non | 9.0
CAPRI | CAP671697 | EC001175 | EF001772 | Oui | 9.0
CAPRI | CAP671697 | EC001175 | EF001784 | Oui | 9.0
CAPRI | CAP671697 | EC001175 | EF002169 | EV004427 | 9.0
CAPRI | CAP671697 | EC001175 | EF002782 | 300 N | 9.0
CAPRI | CAP671697 | EC001175 | EF003656 | Non | 9.0
CAPRI | CAP671697 | EC001175 | EF003657 | Non | 9.0
CAPRI | CAP671697 | EC001175 | EF003658 | Non | 9.0
CAPRI | CAP671697 | EC001175 | EF003681 | Non | 9.0
CAPRI | CAP671697 | EC001175 | EF005114 | 21 mm | 9.0
CAPRI | CAP671697 | EC001175 | EF005474 | EV006619 | 9.0
CAPRI | CAP671697 | EC001175 | EF005660 | EV000995 | 9.0
CAPRI | CAP671697 | EC001175 | EF007517 | Non | 9.0
CAPRI | CAP671697 | EC001175 | EF007856 | Non | 9.0
CAPRI | CAP671697 | EC001175 | EF007909 | Non | 9.0
CAPRI | CAP671697 | EC001175 | EF008105 | Non | 9.0
CAPRI | CAP671697 | EC001175 | EF008144 | Oui | 9.0
CAPRI | CAP671697 | EC001175 | EF008145 | Non | 9.0
CAPRI | CAP671697 | EC001175 | EF009416 | Non | 9.0
CAPRI | CAP671697 | EC001175 | EF009689 | 55 mm | 9.0
CAPRI | CAP671697 | EC001175 | EFDE0026 | Non | 9.0
CAPRI | CAP671697 | EC001175 | EFDE0027 | Non | 9.0
CAPRI | CAP671857 | EC001175 | EF000007 | EV000206 | 9.0
CAPRI | CAP671857 | EC001175 | EF000015 | 18,5 mm | 9.0
CAPRI | CAP671857 | EC001175 | EF000022 | Non | 9.0
CAPRI | CAP671857 | EC001175 | EF000024 | Oui | 9.0
CAPRI | CAP671857 | EC001175 | EF000025 | Oui | 9.0
CAPRI | CAP671857 | EC001175 | EF000065 | 14,2 mm | 9.0
CAPRI | CAP671857 | EC001175 | EF001742 | 120 °C | 9.0
CAPRI | CAP671857 | EC001175 | EF001742 | -40 °C | 9.0
CAPRI | CAP671857 | EC001175 | EF001743 | EV000154 | 9.0
CAPRI | CAP671857 | EC001175 | EF001744 | 35 mm | 9.0
CAPRI | CAP671857 | EC001175 | EF001745 | EV004433 | 9.0
CAPRI | CAP671857 | EC001175 | EF001746 | Non | 9.0
CAPRI | CAP671857 | EC001175 | EF001772 | Oui | 9.0
CAPRI | CAP671857 | EC001175 | EF001784 | Oui | 9.0
CAPRI | CAP671857 | EC001175 | EF002169 | EV004427 | 9.0
CAPRI | CAP671857 | EC001175 | EF003656 | Non | 9.0
CAPRI | CAP671857 | EC001175 | EF003657 | Non | 9.0
CAPRI | CAP671857 | EC001175 | EF003658 | Non | 9.0
CAPRI | CAP671857 | EC001175 | EF003681 | Non | 9.0
CAPRI | CAP671857 | EC001175 | EF005114 | 18 mm | 9.0
CAPRI | CAP671857 | EC001175 | EF005474 | EV006415 | 9.0
CAPRI | CAP671857 | EC001175 | EF005660 | EV000995 | 9.0
CAPRI | CAP671857 | EC001175 | EF007517 | Non | 9.0
CAPRI | CAP671857 | EC001175 | EF007856 | Non | 9.0
CAPRI | CAP671857 | EC001175 | EF007909 | Oui | 9.0
CAPRI | CAP671857 | EC001175 | EF008105 | Non | 9.0
CAPRI | CAP671857 | EC001175 | EF008144 | Oui | 9.0
CAPRI | CAP671857 | EC001175 | EF008145 | Non | 9.0
CAPRI | CAP671857 | EC001175 | EF009416 | Non | 9.0
CAPRI | CAP671857 | EC001175 | EF009689 | 35 mm | 9.0
CAPRI | CAP671857 | EC001175 | EFDE0026 | Non | 9.0
CAPRI | CAP671857 | EC001175 | EFDE0027 | Non | 9.0
CAPRI | CAP672057 | EC001175 | EF000007 | EV000206 | 9.0
CAPRI | CAP672057 | EC001175 | EF000015 | 21,2 mm | 9.0
CAPRI | CAP672057 | EC001175 | EF000022 | Non | 9.0
CAPRI | CAP672057 | EC001175 | EF000024 | Oui | 9.0
CAPRI | CAP672057 | EC001175 | EF000025 | Oui | 9.0
CAPRI | CAP672057 | EC001175 | EF000065 | 16,9 mm | 9.0
CAPRI | CAP672057 | EC001175 | EF001742 | 120 °C | 9.0
CAPRI | CAP672057 | EC001175 | EF001742 | -40 °C | 9.0
CAPRI | CAP672057 | EC001175 | EF001743 | EV000154 | 9.0
CAPRI | CAP672057 | EC001175 | EF001744 | 40 mm | 9.0
CAPRI | CAP672057 | EC001175 | EF001745 | EV004433 | 9.0
CAPRI | CAP672057 | EC001175 | EF001746 | Non | 9.0
CAPRI | CAP672057 | EC001175 | EF001772 | Oui | 9.0
CAPRI | CAP672057 | EC001175 | EF001784 | Oui | 9.0
CAPRI | CAP672057 | EC001175 | EF002169 | EV004427 | 9.0
CAPRI | CAP672057 | EC001175 | EF003656 | Non | 9.0
CAPRI | CAP672057 | EC001175 | EF003657 | Non | 9.0
CAPRI | CAP672057 | EC001175 | EF003658 | Non | 9.0
CAPRI | CAP672057 | EC001175 | EF003681 | Non | 9.0
CAPRI | CAP672057 | EC001175 | EF005114 | 21 mm | 9.0
CAPRI | CAP672057 | EC001175 | EF005474 | EV006415 | 9.0
CAPRI | CAP672057 | EC001175 | EF005660 | EV000995 | 9.0
CAPRI | CAP672057 | EC001175 | EF007517 | Non | 9.0
CAPRI | CAP672057 | EC001175 | EF007856 | Non | 9.0
CAPRI | CAP672057 | EC001175 | EF007909 | Oui | 9.0
CAPRI | CAP672057 | EC001175 | EF008105 | Non | 9.0
CAPRI | CAP672057 | EC001175 | EF008144 | Oui | 9.0
CAPRI | CAP672057 | EC001175 | EF008145 | Non | 9.0
CAPRI | CAP672057 | EC001175 | EF009416 | Non | 9.0
CAPRI | CAP672057 | EC001175 | EF009689 | 40 mm | 9.0
CAPRI | CAP672057 | EC001175 | EFDE0026 | Non | 9.0
CAPRI | CAP672057 | EC001175 | EFDE0027 | Non | 9.0
CAPRI | CAP672107 | EC001175 | EF000007 | EV000206 | 9.0
CAPRI | CAP672107 | EC001175 | EF000015 | 28,5 mm | 9.0
CAPRI | CAP672107 | EC001175 | EF000022 | Oui | 9.0
CAPRI | CAP672107 | EC001175 | EF000024 | Oui | 9.0
CAPRI | CAP672107 | EC001175 | EF000025 | Oui | 9.0
CAPRI | CAP672107 | EC001175 | EF000065 | 22,8 mm | 9.0
CAPRI | CAP672107 | EC001175 | EF001347 | 750 N | 9.0
CAPRI | CAP672107 | EC001175 | EF001742 | 120 °C | 9.0
CAPRI | CAP672107 | EC001175 | EF001742 | -40 °C | 9.0
CAPRI | CAP672107 | EC001175 | EF001743 | EV004431 | 9.0
CAPRI | CAP672107 | EC001175 | EF001744 | 50 mm | 9.0
CAPRI | CAP672107 | EC001175 | EF001745 | EV004433 | 9.0
CAPRI | CAP672107 | EC001175 | EF001746 | Non | 9.0
CAPRI | CAP672107 | EC001175 | EF001772 | Oui | 9.0
CAPRI | CAP672107 | EC001175 | EF001784 | Oui | 9.0
CAPRI | CAP672107 | EC001175 | EF002169 | EV004427 | 9.0
CAPRI | CAP672107 | EC001175 | EF002782 | 300 N | 9.0
CAPRI | CAP672107 | EC001175 | EF003656 | Non | 9.0
CAPRI | CAP672107 | EC001175 | EF003657 | Non | 9.0
CAPRI | CAP672107 | EC001175 | EF003658 | Non | 9.0
CAPRI | CAP672107 | EC001175 | EF003681 | Non | 9.0
CAPRI | CAP672107 | EC001175 | EF005114 | 28 mm | 9.0
CAPRI | CAP672107 | EC001175 | EF005474 | EV006619 | 9.0
CAPRI | CAP672107 | EC001175 | EF005660 | EV000995 | 9.0
CAPRI | CAP672107 | EC001175 | EF007517 | Non | 9.0
CAPRI | CAP672107 | EC001175 | EF007856 | Non | 9.0
CAPRI | CAP672107 | EC001175 | EF007909 | Non | 9.0
CAPRI | CAP672107 | EC001175 | EF008105 | Non | 9.0
CAPRI | CAP672107 | EC001175 | EF008144 | Oui | 9.0
CAPRI | CAP672107 | EC001175 | EF008145 | Non | 9.0
CAPRI | CAP672107 | EC001175 | EF009416 | Non | 9.0
CAPRI | CAP672107 | EC001175 | EF009689 | 50 mm | 9.0
CAPRI | CAP672107 | EC001175 | EFDE0026 | Non | 9.0
CAPRI | CAP672107 | EC001175 | EFDE0027 | Non | 9.0
CAPRI | CAP672117 | EC001175 | EF000007 | EV000206 | 9.0
CAPRI | CAP672117 | EC001175 | EF000015 | 28,5 mm | 9.0
CAPRI | CAP672117 | EC001175 | EF000022 | Oui | 9.0
CAPRI | CAP672117 | EC001175 | EF000024 | Oui | 9.0
CAPRI | CAP672117 | EC001175 | EF000025 | Oui | 9.0
CAPRI | CAP672117 | EC001175 | EF000065 | 23 mm | 9.0
CAPRI | CAP672117 | EC001175 | EF001347 | 600 N | 9.0
CAPRI | CAP672117 | EC001175 | EF001742 | 120 °C | 9.0
CAPRI | CAP672117 | EC001175 | EF001742 | -40 °C | 9.0
CAPRI | CAP672117 | EC001175 | EF001743 | EV000154 | 9.0
CAPRI | CAP672117 | EC001175 | EF001744 | 45 mm | 9.0
CAPRI | CAP672117 | EC001175 | EF001745 | EV004433 | 9.0
CAPRI | CAP672117 | EC001175 | EF001746 | Non | 9.0
CAPRI | CAP672117 | EC001175 | EF001772 | Oui | 9.0
CAPRI | CAP672117 | EC001175 | EF001784 | Oui | 9.0
CAPRI | CAP672117 | EC001175 | EF002169 | EV004427 | 9.0
CAPRI | CAP672117 | EC001175 | EF002782 | 300 N | 9.0
CAPRI | CAP672117 | EC001175 | EF003656 | Non | 9.0
CAPRI | CAP672117 | EC001175 | EF003657 | Non | 9.0
CAPRI | CAP672117 | EC001175 | EF003658 | Non | 9.0
CAPRI | CAP672117 | EC001175 | EF003681 | Non | 9.0
CAPRI | CAP672117 | EC001175 | EF005114 | 28 mm | 9.0
CAPRI | CAP672117 | EC001175 | EF005474 | EV006619 | 9.0
CAPRI | CAP672117 | EC001175 | EF005660 | EV000995 | 9.0
CAPRI | CAP672117 | EC001175 | EF007517 | Non | 9.0
CAPRI | CAP672117 | EC001175 | EF007856 | Non | 9.0
CAPRI | CAP672117 | EC001175 | EF007909 | Non | 9.0
CAPRI | CAP672117 | EC001175 | EF008105 | Non | 9.0
CAPRI | CAP672117 | EC001175 | EF008144 | Oui | 9.0
CAPRI | CAP672117 | EC001175 | EF008145 | Non | 9.0
CAPRI | CAP672117 | EC001175 | EF009416 | Non | 9.0
CAPRI | CAP672117 | EC001175 | EF009689 | 45 mm | 9.0
CAPRI | CAP672117 | EC001175 | EFDE0026 | Non | 9.0
CAPRI | CAP672117 | EC001175 | EFDE0027 | Non | 9.0
CAPRI | CAP672137 | EC001175 | EF000007 | EV000206 | 9.0
CAPRI | CAP672137 | EC001175 | EF000015 | 28,5 mm | 9.0
CAPRI | CAP672137 | EC001175 | EF000022 | Oui | 9.0
CAPRI | CAP672137 | EC001175 | EF000024 | Oui | 9.0
CAPRI | CAP672137 | EC001175 | EF000025 | Oui | 9.0
CAPRI | CAP672137 | EC001175 | EF000065 | 21,7 mm | 9.0
CAPRI | CAP672137 | EC001175 | EF001347 | 750 N | 9.0
CAPRI | CAP672137 | EC001175 | EF001742 | 120 °C | 9.0
CAPRI | CAP672137 | EC001175 | EF001742 | -40 °C | 9.0
CAPRI | CAP672137 | EC001175 | EF001743 | EV004429 | 9.0
CAPRI | CAP672137 | EC001175 | EF001744 | 50 mm | 9.0
CAPRI | CAP672137 | EC001175 | EF001745 | EV004433 | 9.0
CAPRI | CAP672137 | EC001175 | EF001746 | Non | 9.0
CAPRI | CAP672137 | EC001175 | EF001772 | Oui | 9.0
CAPRI | CAP672137 | EC001175 | EF001784 | Oui | 9.0
CAPRI | CAP672137 | EC001175 | EF002169 | EV004427 | 9.0
CAPRI | CAP672137 | EC001175 | EF002782 | 300 N | 9.0
CAPRI | CAP672137 | EC001175 | EF003656 | Non | 9.0
CAPRI | CAP672137 | EC001175 | EF003657 | Non | 9.0
CAPRI | CAP672137 | EC001175 | EF003658 | Non | 9.0
CAPRI | CAP672137 | EC001175 | EF003681 | Non | 9.0
CAPRI | CAP672137 | EC001175 | EF005114 | 28 mm | 9.0
CAPRI | CAP672137 | EC001175 | EF005474 | EV006619 | 9.0
CAPRI | CAP672137 | EC001175 | EF005660 | EV000995 | 9.0
CAPRI | CAP672137 | EC001175 | EF007517 | Non | 9.0
CAPRI | CAP672137 | EC001175 | EF007856 | Non | 9.0
CAPRI | CAP672137 | EC001175 | EF007909 | Non | 9.0
CAPRI | CAP672137 | EC001175 | EF008105 | Non | 9.0
CAPRI | CAP672137 | EC001175 | EF008144 | Oui | 9.0
CAPRI | CAP672137 | EC001175 | EF008145 | Non | 9.0
CAPRI | CAP672137 | EC001175 | EF009416 | Non | 9.0
CAPRI | CAP672137 | EC001175 | EF009689 | 50 mm | 9.0
CAPRI | CAP672137 | EC001175 | EFDE0026 | Non | 9.0
CAPRI | CAP672137 | EC001175 | EFDE0027 | Non | 9.0
CAPRI | CAP672186 | EC001175 | EF000007 | EV000206 | 9.0
CAPRI | CAP672186 | EC001175 | EF000015 | 28,5 mm | 9.0
CAPRI | CAP672186 | EC001175 | EF000022 | Oui | 9.0
CAPRI | CAP672186 | EC001175 | EF000024 | Oui | 9.0
CAPRI | CAP672186 | EC001175 | EF000025 | Oui | 9.0
CAPRI | CAP672186 | EC001175 | EF000065 | 21,3 mm | 9.0
CAPRI | CAP672186 | EC001175 | EF001347 | 450 N | 9.0
CAPRI | CAP672186 | EC001175 | EF001742 | 110 °C | 9.0
CAPRI | CAP672186 | EC001175 | EF001742 | -50 °C | 9.0
CAPRI | CAP672186 | EC001175 | EF001743 | EV000154 | 9.0
CAPRI | CAP672186 | EC001175 | EF001744 | 45 mm | 9.0
CAPRI | CAP672186 | EC001175 | EF001745 | EV004433 | 9.0
CAPRI | CAP672186 | EC001175 | EF001746 | Non | 9.0
CAPRI | CAP672186 | EC001175 | EF001772 | Oui | 9.0
CAPRI | CAP672186 | EC001175 | EF001784 | Oui | 9.0
CAPRI | CAP672186 | EC001175 | EF002169 | EV004428 | 9.0
CAPRI | CAP672186 | EC001175 | EF002782 | 300 N | 9.0
CAPRI | CAP672186 | EC001175 | EF003656 | Non | 9.0
CAPRI | CAP672186 | EC001175 | EF003657 | Non | 9.0
CAPRI | CAP672186 | EC001175 | EF003658 | Non | 9.0
CAPRI | CAP672186 | EC001175 | EF003681 | Non | 9.0
CAPRI | CAP672186 | EC001175 | EF005114 | 28 mm | 9.0
CAPRI | CAP672186 | EC001175 | EF005474 | EV006619 | 9.0
CAPRI | CAP672186 | EC001175 | EF005660 | EV000995 | 9.0
CAPRI | CAP672186 | EC001175 | EF007517 | Non | 9.0
CAPRI | CAP672186 | EC001175 | EF007856 | Non | 9.0
CAPRI | CAP672186 | EC001175 | EF007909 | Non | 9.0
CAPRI | CAP672186 | EC001175 | EF008105 | Non | 9.0
CAPRI | CAP672186 | EC001175 | EF008144 | Oui | 9.0
CAPRI | CAP672186 | EC001175 | EF008145 | Non | 9.0
CAPRI | CAP672186 | EC001175 | EF009416 | Non | 9.0
CAPRI | CAP672186 | EC001175 | EF009689 | 45 mm | 9.0
CAPRI | CAP672186 | EC001175 | EFDE0026 | Non | 9.0
CAPRI | CAP672186 | EC001175 | EFDE0027 | Non | 9.0
CAPRI | CAP672197 | EC001175 | EF000007 | EV000206 | 9.0
CAPRI | CAP672197 | EC001175 | EF000015 | 28,5 mm | 9.0
CAPRI | CAP672197 | EC001175 | EF000022 | Oui | 9.0
CAPRI | CAP672197 | EC001175 | EF000024 | Oui | 9.0
CAPRI | CAP672197 | EC001175 | EF000025 | Oui | 9.0
CAPRI | CAP672197 | EC001175 | EF000065 | 21,3 mm | 9.0
CAPRI | CAP672197 | EC001175 | EF001347 | 1200 N | 9.0
CAPRI | CAP672197 | EC001175 | EF001742 | 120 °C | 9.0
CAPRI | CAP672197 | EC001175 | EF001742 | -40 °C | 9.0
CAPRI | CAP672197 | EC001175 | EF001743 | EV004431 | 9.0
CAPRI | CAP672197 | EC001175 | EF001744 | 60 mm | 9.0
CAPRI | CAP672197 | EC001175 | EF001745 | EV004433 | 9.0
CAPRI | CAP672197 | EC001175 | EF001746 | Non | 9.0
CAPRI | CAP672197 | EC001175 | EF001772 | Oui | 9.0
CAPRI | CAP672197 | EC001175 | EF001784 | Oui | 9.0
CAPRI | CAP672197 | EC001175 | EF002169 | EV004427 | 9.0
CAPRI | CAP672197 | EC001175 | EF002782 | 300 N | 9.0
CAPRI | CAP672197 | EC001175 | EF003656 | Non | 9.0
CAPRI | CAP672197 | EC001175 | EF003657 | Non | 9.0
CAPRI | CAP672197 | EC001175 | EF003658 | Non | 9.0
CAPRI | CAP672197 | EC001175 | EF003681 | Non | 9.0
CAPRI | CAP672197 | EC001175 | EF005114 | 28 mm | 9.0
CAPRI | CAP672197 | EC001175 | EF005474 | EV006619 | 9.0
CAPRI | CAP672197 | EC001175 | EF005660 | EV000995 | 9.0
CAPRI | CAP672197 | EC001175 | EF007517 | Non | 9.0
CAPRI | CAP672197 | EC001175 | EF007856 | Non | 9.0
CAPRI | CAP672197 | EC001175 | EF007909 | Non | 9.0
CAPRI | CAP672197 | EC001175 | EF008105 | Non | 9.0
CAPRI | CAP672197 | EC001175 | EF008144 | Oui | 9.0
CAPRI | CAP672197 | EC001175 | EF008145 | Non | 9.0
CAPRI | CAP672197 | EC001175 | EF009416 | Non | 9.0
CAPRI | CAP672197 | EC001175 | EF009689 | 60 mm | 9.0
CAPRI | CAP672197 | EC001175 | EFDE0026 | Non | 9.0
CAPRI | CAP672197 | EC001175 | EFDE0027 | Non | 9.0
CAPRI | CAP672557 | EC001175 | EF000007 | EV000206 | 9.0
CAPRI | CAP672557 | EC001175 | EF000015 | 25,4 mm | 9.0
CAPRI | CAP672557 | EC001175 | EF000022 | Non | 9.0
CAPRI | CAP672557 | EC001175 | EF000024 | Oui | 9.0
CAPRI | CAP672557 | EC001175 | EF000025 | Oui | 9.0
CAPRI | CAP672557 | EC001175 | EF000065 | 21,4 mm | 9.0
CAPRI | CAP672557 | EC001175 | EF001742 | 120 °C | 9.0
CAPRI | CAP672557 | EC001175 | EF001742 | -40 °C | 9.0
CAPRI | CAP672557 | EC001175 | EF001743 | EV000154 | 9.0
CAPRI | CAP672557 | EC001175 | EF001744 | 45 mm | 9.0
CAPRI | CAP672557 | EC001175 | EF001745 | EV004433 | 9.0
CAPRI | CAP672557 | EC001175 | EF001746 | Non | 9.0
CAPRI | CAP672557 | EC001175 | EF001772 | Oui | 9.0
CAPRI | CAP672557 | EC001175 | EF001784 | Oui | 9.0
CAPRI | CAP672557 | EC001175 | EF002169 | EV004427 | 9.0
CAPRI | CAP672557 | EC001175 | EF003656 | Non | 9.0
CAPRI | CAP672557 | EC001175 | EF003657 | Non | 9.0
CAPRI | CAP672557 | EC001175 | EF003658 | Non | 9.0
CAPRI | CAP672557 | EC001175 | EF003681 | Non | 9.0
CAPRI | CAP672557 | EC001175 | EF005114 | 25 mm | 9.0
CAPRI | CAP672557 | EC001175 | EF005474 | EV006415 | 9.0
CAPRI | CAP672557 | EC001175 | EF005660 | EV000995 | 9.0
CAPRI | CAP672557 | EC001175 | EF007517 | Non | 9.0
CAPRI | CAP672557 | EC001175 | EF007856 | Non | 9.0
CAPRI | CAP672557 | EC001175 | EF007909 | Oui | 9.0
CAPRI | CAP672557 | EC001175 | EF008105 | Non | 9.0
CAPRI | CAP672557 | EC001175 | EF008144 | Oui | 9.0
CAPRI | CAP672557 | EC001175 | EF008145 | Non | 9.0
CAPRI | CAP672557 | EC001175 | EF009416 | Non | 9.0
CAPRI | CAP672557 | EC001175 | EF009689 | 45 mm | 9.0
CAPRI | CAP672557 | EC001175 | EFDE0026 | Non | 9.0
CAPRI | CAP672557 | EC001175 | EFDE0027 | Non | 9.0
CAPRI | CAP672857 | EC001175 | EF000007 | EV000206 | 9.0
CAPRI | CAP672857 | EC001175 | EF000015 | 28,5 mm | 9.0
CAPRI | CAP672857 | EC001175 | EF000022 | Non | 9.0
CAPRI | CAP672857 | EC001175 | EF000024 | Oui | 9.0
CAPRI | CAP672857 | EC001175 | EF000025 | Oui | 9.0
CAPRI | CAP672857 | EC001175 | EF000065 | 23 mm | 9.0
CAPRI | CAP672857 | EC001175 | EF001742 | 120 °C | 9.0
CAPRI | CAP672857 | EC001175 | EF001742 | -40 °C | 9.0
CAPRI | CAP672857 | EC001175 | EF001743 | EV000154 | 9.0
CAPRI | CAP672857 | EC001175 | EF001744 | 45 mm | 9.0
CAPRI | CAP672857 | EC001175 | EF001745 | EV004433 | 9.0
CAPRI | CAP672857 | EC001175 | EF001746 | Non | 9.0
CAPRI | CAP672857 | EC001175 | EF001772 | Oui | 9.0
CAPRI | CAP672857 | EC001175 | EF001784 | Oui | 9.0
CAPRI | CAP672857 | EC001175 | EF002169 | EV004427 | 9.0
CAPRI | CAP672857 | EC001175 | EF003656 | Non | 9.0
CAPRI | CAP672857 | EC001175 | EF003657 | Non | 9.0
CAPRI | CAP672857 | EC001175 | EF003658 | Non | 9.0
CAPRI | CAP672857 | EC001175 | EF003681 | Non | 9.0
CAPRI | CAP672857 | EC001175 | EF005114 | 28 mm | 9.0
CAPRI | CAP672857 | EC001175 | EF005474 | EV006415 | 9.0
CAPRI | CAP672857 | EC001175 | EF005660 | EV000995 | 9.0
CAPRI | CAP672857 | EC001175 | EF007517 | Non | 9.0
CAPRI | CAP672857 | EC001175 | EF007856 | Non | 9.0
CAPRI | CAP672857 | EC001175 | EF007909 | Oui | 9.0
CAPRI | CAP672857 | EC001175 | EF008105 | Non | 9.0
CAPRI | CAP672857 | EC001175 | EF008144 | Oui | 9.0
CAPRI | CAP672857 | EC001175 | EF008145 | Non | 9.0
CAPRI | CAP672857 | EC001175 | EF009416 | Non | 9.0
CAPRI | CAP672857 | EC001175 | EF009689 | 45 mm | 9.0
CAPRI | CAP672857 | EC001175 | EFDE0026 | Non | 9.0
CAPRI | CAP672857 | EC001175 | EFDE0027 | Non | 9.0
CAPRI | CAP672907 | EC001175 | EF000007 | EV000206 | 9.0
CAPRI | CAP672907 | EC001175 | EF000015 | 34,5 mm | 9.0
CAPRI | CAP672907 | EC001175 | EF000022 | Oui | 9.0
CAPRI | CAP672907 | EC001175 | EF000024 | Oui | 9.0
CAPRI | CAP672907 | EC001175 | EF000025 | Oui | 9.0
CAPRI | CAP672907 | EC001175 | EF000065 | 28,1 mm | 9.0
CAPRI | CAP672907 | EC001175 | EF001347 | 750 N | 9.0
CAPRI | CAP672907 | EC001175 | EF001742 | 120 °C | 9.0
CAPRI | CAP672907 | EC001175 | EF001742 | -40 °C | 9.0
CAPRI | CAP672907 | EC001175 | EF001743 | EV004431 | 9.0
CAPRI | CAP672907 | EC001175 | EF001744 | 60 mm | 9.0
CAPRI | CAP672907 | EC001175 | EF001745 | EV004433 | 9.0
CAPRI | CAP672907 | EC001175 | EF001746 | Non | 9.0
CAPRI | CAP672907 | EC001175 | EF001772 | Oui | 9.0
CAPRI | CAP672907 | EC001175 | EF001784 | Oui | 9.0
CAPRI | CAP672907 | EC001175 | EF002169 | EV004427 | 9.0
CAPRI | CAP672907 | EC001175 | EF002782 | 300 N | 9.0
CAPRI | CAP672907 | EC001175 | EF003656 | Non | 9.0
CAPRI | CAP672907 | EC001175 | EF003657 | Non | 9.0
CAPRI | CAP672907 | EC001175 | EF003658 | Non | 9.0
CAPRI | CAP672907 | EC001175 | EF003681 | Non | 9.0
CAPRI | CAP672907 | EC001175 | EF005114 | 34 mm | 9.0
CAPRI | CAP672907 | EC001175 | EF005474 | EV006619 | 9.0
CAPRI | CAP672907 | EC001175 | EF005660 | EV000995 | 9.0
CAPRI | CAP672907 | EC001175 | EF007517 | Non | 9.0
CAPRI | CAP672907 | EC001175 | EF007856 | Non | 9.0
CAPRI | CAP672907 | EC001175 | EF007909 | Non | 9.0
CAPRI | CAP672907 | EC001175 | EF008105 | Non | 9.0
CAPRI | CAP672907 | EC001175 | EF008144 | Oui | 9.0
CAPRI | CAP672907 | EC001175 | EF008145 | Non | 9.0
CAPRI | CAP672907 | EC001175 | EF009416 | Non | 9.0
CAPRI | CAP672907 | EC001175 | EF009689 | 60 mm | 9.0
CAPRI | CAP672907 | EC001175 | EFDE0026 | Non | 9.0
CAPRI | CAP672907 | EC001175 | EFDE0027 | Non | 9.0
CAPRI | CAP672917 | EC001175 | EF000007 | EV000206 | 9.0
CAPRI | CAP672917 | EC001175 | EF000015 | 34,5 mm | 9.0
CAPRI | CAP672917 | EC001175 | EF000022 | Oui | 9.0
CAPRI | CAP672917 | EC001175 | EF000024 | Oui | 9.0
CAPRI | CAP672917 | EC001175 | EF000025 | Oui | 9.0
CAPRI | CAP672917 | EC001175 | EF000065 | 28,3 mm | 9.0
CAPRI | CAP672917 | EC001175 | EF001347 | 600 N | 9.0
CAPRI | CAP672917 | EC001175 | EF001742 | 120 °C | 9.0
CAPRI | CAP672917 | EC001175 | EF001742 | -40 °C | 9.0
CAPRI | CAP672917 | EC001175 | EF001743 | EV000154 | 9.0
CAPRI | CAP672917 | EC001175 | EF001744 | 55 mm | 9.0
CAPRI | CAP672917 | EC001175 | EF001745 | EV004433 | 9.0
CAPRI | CAP672917 | EC001175 | EF001746 | Non | 9.0
CAPRI | CAP672917 | EC001175 | EF001772 | Oui | 9.0
CAPRI | CAP672917 | EC001175 | EF001784 | Oui | 9.0
CAPRI | CAP672917 | EC001175 | EF002169 | EV004427 | 9.0
CAPRI | CAP672917 | EC001175 | EF002782 | 300 N | 9.0
CAPRI | CAP672917 | EC001175 | EF003656 | Non | 9.0
CAPRI | CAP672917 | EC001175 | EF003657 | Non | 9.0
CAPRI | CAP672917 | EC001175 | EF003658 | Non | 9.0
CAPRI | CAP672917 | EC001175 | EF003681 | Non | 9.0
CAPRI | CAP672917 | EC001175 | EF005114 | 34 mm | 9.0
CAPRI | CAP672917 | EC001175 | EF005474 | EV006619 | 9.0
CAPRI | CAP672917 | EC001175 | EF005660 | EV000995 | 9.0
CAPRI | CAP672917 | EC001175 | EF007517 | Non | 9.0
CAPRI | CAP672917 | EC001175 | EF007856 | Non | 9.0
CAPRI | CAP672917 | EC001175 | EF007909 | Non | 9.0
CAPRI | CAP672917 | EC001175 | EF008105 | Non | 9.0
CAPRI | CAP672917 | EC001175 | EF008144 | Oui | 9.0
CAPRI | CAP672917 | EC001175 | EF008145 | Non | 9.0
CAPRI | CAP672917 | EC001175 | EF009416 | Non | 9.0
CAPRI | CAP672917 | EC001175 | EF009689 | 55 mm | 9.0
CAPRI | CAP672917 | EC001175 | EFDE0026 | Non | 9.0
CAPRI | CAP672917 | EC001175 | EFDE0027 | Non | 9.0
CAPRI | CAP672937 | EC001175 | EF000007 | EV000206 | 9.0
CAPRI | CAP672937 | EC001175 | EF000015 | 34,5 mm | 9.0
CAPRI | CAP672937 | EC001175 | EF000022 | Oui | 9.0
CAPRI | CAP672937 | EC001175 | EF000024 | Oui | 9.0
CAPRI | CAP672937 | EC001175 | EF000025 | Oui | 9.0
CAPRI | CAP672937 | EC001175 | EF000065 | 28,1 mm | 9.0
CAPRI | CAP672937 | EC001175 | EF001347 | 750 N | 9.0
CAPRI | CAP672937 | EC001175 | EF001742 | 120 °C | 9.0
CAPRI | CAP672937 | EC001175 | EF001742 | -40 °C | 9.0
CAPRI | CAP672937 | EC001175 | EF001743 | EV004429 | 9.0
CAPRI | CAP672937 | EC001175 | EF001744 | 60 mm | 9.0
CAPRI | CAP672937 | EC001175 | EF001745 | EV004433 | 9.0
CAPRI | CAP672937 | EC001175 | EF001746 | Non | 9.0
CAPRI | CAP672937 | EC001175 | EF001772 | Oui | 9.0
CAPRI | CAP672937 | EC001175 | EF001784 | Oui | 9.0
CAPRI | CAP672937 | EC001175 | EF002169 | EV004427 | 9.0
CAPRI | CAP672937 | EC001175 | EF002782 | 300 N | 9.0
CAPRI | CAP672937 | EC001175 | EF003656 | Non | 9.0
CAPRI | CAP672937 | EC001175 | EF003657 | Non | 9.0
CAPRI | CAP672937 | EC001175 | EF003658 | Non | 9.0
CAPRI | CAP672937 | EC001175 | EF003681 | Non | 9.0
CAPRI | CAP672937 | EC001175 | EF005114 | 34 mm | 9.0
CAPRI | CAP672937 | EC001175 | EF005474 | EV006619 | 9.0
CAPRI | CAP672937 | EC001175 | EF005660 | EV000995 | 9.0
CAPRI | CAP672937 | EC001175 | EF007517 | Non | 9.0
CAPRI | CAP672937 | EC001175 | EF007856 | Non | 9.0
CAPRI | CAP672937 | EC001175 | EF007909 | Non | 9.0
CAPRI | CAP672937 | EC001175 | EF008105 | Non | 9.0
CAPRI | CAP672937 | EC001175 | EF008144 | Oui | 9.0
CAPRI | CAP672937 | EC001175 | EF008145 | Non | 9.0
CAPRI | CAP672937 | EC001175 | EF009416 | Non | 9.0
CAPRI | CAP672937 | EC001175 | EF009689 | 60 mm | 9.0
CAPRI | CAP672937 | EC001175 | EFDE0026 | Non | 9.0
CAPRI | CAP672937 | EC001175 | EFDE0027 | Non | 9.0
CAPRI | CAP672986 | EC001175 | EF000007 | EV000206 | 9.0
CAPRI | CAP672986 | EC001175 | EF000015 | 34,5 mm | 9.0
CAPRI | CAP672986 | EC001175 | EF000022 | Oui | 9.0
CAPRI | CAP672986 | EC001175 | EF000024 | Oui | 9.0
CAPRI | CAP672986 | EC001175 | EF000025 | Oui | 9.0
CAPRI | CAP672986 | EC001175 | EF000065 | 27,6 mm | 9.0
CAPRI | CAP672986 | EC001175 | EF001347 | 450 N | 9.0
CAPRI | CAP672986 | EC001175 | EF001742 | 110 °C | 9.0
CAPRI | CAP672986 | EC001175 | EF001742 | -50 °C | 9.0
CAPRI | CAP672986 | EC001175 | EF001743 | EV000154 | 9.0
CAPRI | CAP672986 | EC001175 | EF001744 | 55 mm | 9.0
CAPRI | CAP672986 | EC001175 | EF001745 | EV004433 | 9.0
CAPRI | CAP672986 | EC001175 | EF001746 | Non | 9.0
CAPRI | CAP672986 | EC001175 | EF001772 | Oui | 9.0
CAPRI | CAP672986 | EC001175 | EF001784 | Oui | 9.0
CAPRI | CAP672986 | EC001175 | EF002169 | EV004428 | 9.0
CAPRI | CAP672986 | EC001175 | EF002782 | 300 N | 9.0
CAPRI | CAP672986 | EC001175 | EF003656 | Non | 9.0
CAPRI | CAP672986 | EC001175 | EF003657 | Non | 9.0
CAPRI | CAP672986 | EC001175 | EF003658 | Non | 9.0
CAPRI | CAP672986 | EC001175 | EF003681 | Non | 9.0
CAPRI | CAP672986 | EC001175 | EF005114 | 34 mm | 9.0
CAPRI | CAP672986 | EC001175 | EF005474 | EV006619 | 9.0
CAPRI | CAP672986 | EC001175 | EF005660 | EV000995 | 9.0
CAPRI | CAP672986 | EC001175 | EF007517 | Non | 9.0
CAPRI | CAP672986 | EC001175 | EF007856 | Non | 9.0
CAPRI | CAP672986 | EC001175 | EF007909 | Non | 9.0
CAPRI | CAP672986 | EC001175 | EF008105 | Non | 9.0
CAPRI | CAP672986 | EC001175 | EF008144 | Oui | 9.0
CAPRI | CAP672986 | EC001175 | EF008145 | Non | 9.0
CAPRI | CAP672986 | EC001175 | EF009416 | Non | 9.0
CAPRI | CAP672986 | EC001175 | EF009689 | 55 mm | 9.0
CAPRI | CAP672986 | EC001175 | EFDE0026 | Non | 9.0
CAPRI | CAP672986 | EC001175 | EFDE0027 | Non | 9.0
CAPRI | CAP672997 | EC001175 | EF000007 | EV000206 | 9.0
CAPRI | CAP672997 | EC001175 | EF000015 | 34,5 mm | 9.0
CAPRI | CAP672997 | EC001175 | EF000022 | Oui | 9.0
CAPRI | CAP672997 | EC001175 | EF000024 | Oui | 9.0
CAPRI | CAP672997 | EC001175 | EF000025 | Oui | 9.0
CAPRI | CAP672997 | EC001175 | EF000065 | 27,6 mm | 9.0
CAPRI | CAP672997 | EC001175 | EF001347 | 1200 N | 9.0
CAPRI | CAP672997 | EC001175 | EF001742 | 120 °C | 9.0
CAPRI | CAP672997 | EC001175 | EF001742 | -40 °C | 9.0
CAPRI | CAP672997 | EC001175 | EF001743 | EV004431 | 9.0
CAPRI | CAP672997 | EC001175 | EF001744 | 70 mm | 9.0
CAPRI | CAP672997 | EC001175 | EF001745 | EV004433 | 9.0
CAPRI | CAP672997 | EC001175 | EF001746 | Non | 9.0
CAPRI | CAP672997 | EC001175 | EF001772 | Oui | 9.0
CAPRI | CAP672997 | EC001175 | EF001784 | Oui | 9.0
CAPRI | CAP672997 | EC001175 | EF002169 | EV004427 | 9.0
CAPRI | CAP672997 | EC001175 | EF002782 | 300 N | 9.0
CAPRI | CAP672997 | EC001175 | EF003656 | Non | 9.0
CAPRI | CAP672997 | EC001175 | EF003657 | Non | 9.0
CAPRI | CAP672997 | EC001175 | EF003658 | Non | 9.0
CAPRI | CAP672997 | EC001175 | EF003681 | Non | 9.0
CAPRI | CAP672997 | EC001175 | EF005114 | 34 mm | 9.0
CAPRI | CAP672997 | EC001175 | EF005474 | EV006619 | 9.0
CAPRI | CAP672997 | EC001175 | EF005660 | EV000995 | 9.0
CAPRI | CAP672997 | EC001175 | EF007517 | Non | 9.0
CAPRI | CAP672997 | EC001175 | EF007856 | Non | 9.0
CAPRI | CAP672997 | EC001175 | EF007909 | Non | 9.0
CAPRI | CAP672997 | EC001175 | EF008105 | Non | 9.0
CAPRI | CAP672997 | EC001175 | EF008144 | Oui | 9.0
CAPRI | CAP672997 | EC001175 | EF008145 | Non | 9.0
CAPRI | CAP672997 | EC001175 | EF009416 | Non | 9.0
CAPRI | CAP672997 | EC001175 | EF009689 | 70 mm | 9.0
CAPRI | CAP672997 | EC001175 | EFDE0026 | Non | 9.0
CAPRI | CAP672997 | EC001175 | EFDE0027 | Non | 9.0
CAPRI | CAP673607 | EC001175 | EF000007 | EV000206 | 9.0
CAPRI | CAP673607 | EC001175 | EF000015 | 42,5 mm | 9.0
CAPRI | CAP673607 | EC001175 | EF000022 | Oui | 9.0
CAPRI | CAP673607 | EC001175 | EF000024 | Oui | 9.0
CAPRI | CAP673607 | EC001175 | EF000025 | Oui | 9.0
CAPRI | CAP673607 | EC001175 | EF000065 | 35,5 mm | 9.0
CAPRI | CAP673607 | EC001175 | EF001347 | 750 N | 9.0
CAPRI | CAP673607 | EC001175 | EF001742 | 120 °C | 9.0
CAPRI | CAP673607 | EC001175 | EF001742 | -40 °C | 9.0
CAPRI | CAP673607 | EC001175 | EF001743 | EV004431 | 9.0
CAPRI | CAP673607 | EC001175 | EF001744 | 70 mm | 9.0
CAPRI | CAP673607 | EC001175 | EF001745 | EV004433 | 9.0
CAPRI | CAP673607 | EC001175 | EF001746 | Non | 9.0
CAPRI | CAP673607 | EC001175 | EF001772 | Oui | 9.0
CAPRI | CAP673607 | EC001175 | EF001784 | Oui | 9.0
CAPRI | CAP673607 | EC001175 | EF002169 | EV004427 | 9.0
CAPRI | CAP673607 | EC001175 | EF002782 | 300 N | 9.0
CAPRI | CAP673607 | EC001175 | EF003656 | Non | 9.0
CAPRI | CAP673607 | EC001175 | EF003657 | Non | 9.0
CAPRI | CAP673607 | EC001175 | EF003658 | Non | 9.0
CAPRI | CAP673607 | EC001175 | EF003681 | Non | 9.0
CAPRI | CAP673607 | EC001175 | EF005114 | 42 mm | 9.0
CAPRI | CAP673607 | EC001175 | EF005474 | EV006619 | 9.0
CAPRI | CAP673607 | EC001175 | EF005660 | EV000995 | 9.0
CAPRI | CAP673607 | EC001175 | EF007517 | Non | 9.0
CAPRI | CAP673607 | EC001175 | EF007856 | Non | 9.0
CAPRI | CAP673607 | EC001175 | EF007909 | Non | 9.0
CAPRI | CAP673607 | EC001175 | EF008105 | Non | 9.0
CAPRI | CAP673607 | EC001175 | EF008144 | Oui | 9.0
CAPRI | CAP673607 | EC001175 | EF008145 | Non | 9.0
CAPRI | CAP673607 | EC001175 | EF009416 | Non | 9.0
CAPRI | CAP673607 | EC001175 | EF009689 | 70 mm | 9.0
CAPRI | CAP673607 | EC001175 | EFDE0026 | Non | 9.0
CAPRI | CAP673607 | EC001175 | EFDE0027 | Non | 9.0
CAPRI | CAP673617 | EC001175 | EF000007 | EV000206 | 9.0
CAPRI | CAP673617 | EC001175 | EF000015 | 42,5 mm | 9.0
CAPRI | CAP673617 | EC001175 | EF000022 | Oui | 9.0
CAPRI | CAP673617 | EC001175 | EF000024 | Oui | 9.0
CAPRI | CAP673617 | EC001175 | EF000025 | Oui | 9.0
CAPRI | CAP673617 | EC001175 | EF000065 | 35,7 mm | 9.0
CAPRI | CAP673617 | EC001175 | EF001347 | 600 N | 9.0
CAPRI | CAP673617 | EC001175 | EF001742 | 120 °C | 9.0
CAPRI | CAP673617 | EC001175 | EF001742 | -40 °C | 9.0
CAPRI | CAP673617 | EC001175 | EF001743 | EV000154 | 9.0
CAPRI | CAP673617 | EC001175 | EF001744 | 65 mm | 9.0
CAPRI | CAP673617 | EC001175 | EF001745 | EV004433 | 9.0
CAPRI | CAP673617 | EC001175 | EF001746 | Non | 9.0
CAPRI | CAP673617 | EC001175 | EF001772 | Oui | 9.0
CAPRI | CAP673617 | EC001175 | EF001784 | Oui | 9.0
CAPRI | CAP673617 | EC001175 | EF002169 | EV004427 | 9.0
CAPRI | CAP673617 | EC001175 | EF002782 | 300 N | 9.0
CAPRI | CAP673617 | EC001175 | EF003656 | Non | 9.0
CAPRI | CAP673617 | EC001175 | EF003657 | Non | 9.0
CAPRI | CAP673617 | EC001175 | EF003658 | Non | 9.0
CAPRI | CAP673617 | EC001175 | EF003681 | Non | 9.0
CAPRI | CAP673617 | EC001175 | EF005114 | 42 mm | 9.0
CAPRI | CAP673617 | EC001175 | EF005474 | EV006619 | 9.0
CAPRI | CAP673617 | EC001175 | EF005660 | EV000995 | 9.0
CAPRI | CAP673617 | EC001175 | EF007517 | Non | 9.0
CAPRI | CAP673617 | EC001175 | EF007856 | Non | 9.0
CAPRI | CAP673617 | EC001175 | EF007909 | Non | 9.0
CAPRI | CAP673617 | EC001175 | EF008105 | Non | 9.0
CAPRI | CAP673617 | EC001175 | EF008144 | Oui | 9.0
CAPRI | CAP673617 | EC001175 | EF008145 | Non | 9.0
CAPRI | CAP673617 | EC001175 | EF009416 | Non | 9.0
CAPRI | CAP673617 | EC001175 | EF009689 | 65 mm | 9.0
CAPRI | CAP673617 | EC001175 | EFDE0026 | Non | 9.0
CAPRI | CAP673617 | EC001175 | EFDE0027 | Non | 9.0
CAPRI | CAP673637 | EC001175 | EF000007 | EV000206 | 9.0
CAPRI | CAP673637 | EC001175 | EF000015 | 42,5 mm | 9.0
CAPRI | CAP673637 | EC001175 | EF000022 | Oui | 9.0
CAPRI | CAP673637 | EC001175 | EF000024 | Oui | 9.0
CAPRI | CAP673637 | EC001175 | EF000025 | Oui | 9.0
CAPRI | CAP673637 | EC001175 | EF000065 | 35,5 mm | 9.0
CAPRI | CAP673637 | EC001175 | EF001347 | 750 N | 9.0
CAPRI | CAP673637 | EC001175 | EF001742 | 120 °C | 9.0
CAPRI | CAP673637 | EC001175 | EF001742 | -40 °C | 9.0
CAPRI | CAP673637 | EC001175 | EF001743 | EV004429 | 9.0
CAPRI | CAP673637 | EC001175 | EF001744 | 70 mm | 9.0
CAPRI | CAP673637 | EC001175 | EF001745 | EV004433 | 9.0
CAPRI | CAP673637 | EC001175 | EF001746 | Non | 9.0
CAPRI | CAP673637 | EC001175 | EF001772 | Oui | 9.0
CAPRI | CAP673637 | EC001175 | EF001784 | Oui | 9.0
CAPRI | CAP673637 | EC001175 | EF002169 | EV004427 | 9.0
CAPRI | CAP673637 | EC001175 | EF002782 | 300 N | 9.0
CAPRI | CAP673637 | EC001175 | EF003656 | Non | 9.0
CAPRI | CAP673637 | EC001175 | EF003657 | Non | 9.0
CAPRI | CAP673637 | EC001175 | EF003658 | Non | 9.0
CAPRI | CAP673637 | EC001175 | EF003681 | Non | 9.0
CAPRI | CAP673637 | EC001175 | EF005114 | 42 mm | 9.0
CAPRI | CAP673637 | EC001175 | EF005474 | EV006619 | 9.0
CAPRI | CAP673637 | EC001175 | EF005660 | EV000995 | 9.0
CAPRI | CAP673637 | EC001175 | EF007517 | Non | 9.0
CAPRI | CAP673637 | EC001175 | EF007856 | Non | 9.0
CAPRI | CAP673637 | EC001175 | EF007909 | Non | 9.0
CAPRI | CAP673637 | EC001175 | EF008105 | Non | 9.0
CAPRI | CAP673637 | EC001175 | EF008144 | Oui | 9.0
CAPRI | CAP673637 | EC001175 | EF008145 | Non | 9.0
CAPRI | CAP673637 | EC001175 | EF009416 | Non | 9.0
CAPRI | CAP673637 | EC001175 | EF009689 | 70 mm | 9.0
CAPRI | CAP673637 | EC001175 | EFDE0026 | Non | 9.0
CAPRI | CAP673637 | EC001175 | EFDE0027 | Non | 9.0
CAPRI | CAP673686 | EC001175 | EF000007 | EV000206 | 9.0
CAPRI | CAP673686 | EC001175 | EF000015 | 42,5 mm | 9.0
CAPRI | CAP673686 | EC001175 | EF000022 | Oui | 9.0
CAPRI | CAP673686 | EC001175 | EF000024 | Oui | 9.0
CAPRI | CAP673686 | EC001175 | EF000025 | Oui | 9.0
CAPRI | CAP673686 | EC001175 | EF000065 | 34,6 mm | 9.0
CAPRI | CAP673686 | EC001175 | EF001347 | 450 N | 9.0
CAPRI | CAP673686 | EC001175 | EF001742 | 110 °C | 9.0
CAPRI | CAP673686 | EC001175 | EF001742 | -50 °C | 9.0
CAPRI | CAP673686 | EC001175 | EF001743 | EV000154 | 9.0
CAPRI | CAP673686 | EC001175 | EF001744 | 60 mm | 9.0
CAPRI | CAP673686 | EC001175 | EF001745 | EV004433 | 9.0
CAPRI | CAP673686 | EC001175 | EF001746 | Non | 9.0
CAPRI | CAP673686 | EC001175 | EF001772 | Oui | 9.0
CAPRI | CAP673686 | EC001175 | EF001784 | Oui | 9.0
CAPRI | CAP673686 | EC001175 | EF002169 | EV004428 | 9.0
CAPRI | CAP673686 | EC001175 | EF002782 | 300 N | 9.0
CAPRI | CAP673686 | EC001175 | EF003656 | Non | 9.0
CAPRI | CAP673686 | EC001175 | EF003657 | Non | 9.0
CAPRI | CAP673686 | EC001175 | EF003658 | Non | 9.0
CAPRI | CAP673686 | EC001175 | EF003681 | Non | 9.0
CAPRI | CAP673686 | EC001175 | EF005114 | 42 mm | 9.0
CAPRI | CAP673686 | EC001175 | EF005474 | EV006619 | 9.0
CAPRI | CAP673686 | EC001175 | EF005660 | EV000995 | 9.0
CAPRI | CAP673686 | EC001175 | EF007517 | Non | 9.0
CAPRI | CAP673686 | EC001175 | EF007856 | Non | 9.0
CAPRI | CAP673686 | EC001175 | EF007909 | Non | 9.0
CAPRI | CAP673686 | EC001175 | EF008105 | Non | 9.0
CAPRI | CAP673686 | EC001175 | EF008144 | Oui | 9.0
CAPRI | CAP673686 | EC001175 | EF008145 | Non | 9.0
CAPRI | CAP673686 | EC001175 | EF009416 | Non | 9.0
CAPRI | CAP673686 | EC001175 | EF009689 | 60 mm | 9.0
CAPRI | CAP673686 | EC001175 | EFDE0026 | Non | 9.0
CAPRI | CAP673686 | EC001175 | EFDE0027 | Non | 9.0
CAPRI | CAP673697 | EC001175 | EF000007 | EV000206 | 9.0
CAPRI | CAP673697 | EC001175 | EF000015 | 42,5 mm | 9.0
CAPRI | CAP673697 | EC001175 | EF000022 | Oui | 9.0
CAPRI | CAP673697 | EC001175 | EF000024 | Oui | 9.0
CAPRI | CAP673697 | EC001175 | EF000025 | Oui | 9.0
CAPRI | CAP673697 | EC001175 | EF000065 | 34,6 mm | 9.0
CAPRI | CAP673697 | EC001175 | EF001347 | 1200 N | 9.0
CAPRI | CAP673697 | EC001175 | EF001742 | 120 °C | 9.0
CAPRI | CAP673697 | EC001175 | EF001742 | -40 °C | 9.0
CAPRI | CAP673697 | EC001175 | EF001743 | EV004431 | 9.0
CAPRI | CAP673697 | EC001175 | EF001744 | 80 mm | 9.0
CAPRI | CAP673697 | EC001175 | EF001745 | EV004433 | 9.0
CAPRI | CAP673697 | EC001175 | EF001746 | Non | 9.0
CAPRI | CAP673697 | EC001175 | EF001772 | Oui | 9.0
CAPRI | CAP673697 | EC001175 | EF001784 | Oui | 9.0
CAPRI | CAP673697 | EC001175 | EF002169 | EV004427 | 9.0
CAPRI | CAP673697 | EC001175 | EF002782 | 300 N | 9.0
CAPRI | CAP673697 | EC001175 | EF003656 | Non | 9.0
CAPRI | CAP673697 | EC001175 | EF003657 | Non | 9.0
CAPRI | CAP673697 | EC001175 | EF003658 | Non | 9.0
CAPRI | CAP673697 | EC001175 | EF003681 | Non | 9.0
CAPRI | CAP673697 | EC001175 | EF005114 | 42 mm | 9.0
CAPRI | CAP673697 | EC001175 | EF005474 | EV006619 | 9.0
CAPRI | CAP673697 | EC001175 | EF005660 | EV000995 | 9.0
CAPRI | CAP673697 | EC001175 | EF007517 | Non | 9.0
CAPRI | CAP673697 | EC001175 | EF007856 | Non | 9.0
CAPRI | CAP673697 | EC001175 | EF007909 | Non | 9.0
CAPRI | CAP673697 | EC001175 | EF008105 | Non | 9.0
CAPRI | CAP673697 | EC001175 | EF008144 | Oui | 9.0
CAPRI | CAP673697 | EC001175 | EF008145 | Non | 9.0
CAPRI | CAP673697 | EC001175 | EF009416 | Non | 9.0
CAPRI | CAP673697 | EC001175 | EF009689 | 80 mm | 9.0
CAPRI | CAP673697 | EC001175 | EFDE0026 | Non | 9.0
CAPRI | CAP673697 | EC001175 | EFDE0027 | Non | 9.0
CAPRI | CAP674807 | EC001175 | EF000007 | EV000206 | 9.0
CAPRI | CAP674807 | EC001175 | EF000015 | 54,5 mm | 9.0
CAPRI | CAP674807 | EC001175 | EF000022 | Oui | 9.0
CAPRI | CAP674807 | EC001175 | EF000024 | Oui | 9.0
CAPRI | CAP674807 | EC001175 | EF000025 | Oui | 9.0
CAPRI | CAP674807 | EC001175 | EF000065 | 47,2 mm | 9.0
CAPRI | CAP674807 | EC001175 | EF001347 | 750 N | 9.0
CAPRI | CAP674807 | EC001175 | EF001742 | 120 °C | 9.0
CAPRI | CAP674807 | EC001175 | EF001742 | -40 °C | 9.0
CAPRI | CAP674807 | EC001175 | EF001743 | EV004431 | 9.0
CAPRI | CAP674807 | EC001175 | EF001744 | 80 mm | 9.0
CAPRI | CAP674807 | EC001175 | EF001745 | EV004433 | 9.0
CAPRI | CAP674807 | EC001175 | EF001746 | Non | 9.0
CAPRI | CAP674807 | EC001175 | EF001772 | Oui | 9.0
CAPRI | CAP674807 | EC001175 | EF001784 | Oui | 9.0
CAPRI | CAP674807 | EC001175 | EF002169 | EV004427 | 9.0
CAPRI | CAP674807 | EC001175 | EF002782 | 300 N | 9.0
CAPRI | CAP674807 | EC001175 | EF003656 | Non | 9.0
CAPRI | CAP674807 | EC001175 | EF003657 | Non | 9.0
CAPRI | CAP674807 | EC001175 | EF003658 | Non | 9.0
CAPRI | CAP674807 | EC001175 | EF003681 | Non | 9.0
CAPRI | CAP674807 | EC001175 | EF005114 | 54 mm | 9.0
CAPRI | CAP674807 | EC001175 | EF005474 | EV006619 | 9.0
CAPRI | CAP674807 | EC001175 | EF005660 | EV000995 | 9.0
CAPRI | CAP674807 | EC001175 | EF007517 | Non | 9.0
CAPRI | CAP674807 | EC001175 | EF007856 | Non | 9.0
CAPRI | CAP674807 | EC001175 | EF007909 | Non | 9.0
CAPRI | CAP674807 | EC001175 | EF008105 | Non | 9.0
CAPRI | CAP674807 | EC001175 | EF008144 | Oui | 9.0
CAPRI | CAP674807 | EC001175 | EF008145 | Non | 9.0
CAPRI | CAP674807 | EC001175 | EF009416 | Non | 9.0
CAPRI | CAP674807 | EC001175 | EF009689 | 80 mm | 9.0
CAPRI | CAP674807 | EC001175 | EFDE0026 | Non | 9.0
CAPRI | CAP674807 | EC001175 | EFDE0027 | Non | 9.0
CAPRI | CAP674817 | EC001175 | EF000007 | EV000206 | 9.0
CAPRI | CAP674817 | EC001175 | EF000015 | 54,5 mm | 9.0
CAPRI | CAP674817 | EC001175 | EF000022 | Oui | 9.0
CAPRI | CAP674817 | EC001175 | EF000024 | Oui | 9.0
CAPRI | CAP674817 | EC001175 | EF000025 | Oui | 9.0
CAPRI | CAP674817 | EC001175 | EF000065 | 47,4 mm | 9.0
CAPRI | CAP674817 | EC001175 | EF001347 | 600 N | 9.0
CAPRI | CAP674817 | EC001175 | EF001742 | 120 °C | 9.0
CAPRI | CAP674817 | EC001175 | EF001742 | -40 °C | 9.0
CAPRI | CAP674817 | EC001175 | EF001743 | EV000154 | 9.0
CAPRI | CAP674817 | EC001175 | EF001744 | 80 mm | 9.0
CAPRI | CAP674817 | EC001175 | EF001745 | EV004433 | 9.0
CAPRI | CAP674817 | EC001175 | EF001746 | Non | 9.0
CAPRI | CAP674817 | EC001175 | EF001772 | Oui | 9.0
CAPRI | CAP674817 | EC001175 | EF001784 | Oui | 9.0
CAPRI | CAP674817 | EC001175 | EF002169 | EV004427 | 9.0
CAPRI | CAP674817 | EC001175 | EF002782 | 300 N | 9.0
CAPRI | CAP674817 | EC001175 | EF003656 | Non | 9.0
CAPRI | CAP674817 | EC001175 | EF003657 | Non | 9.0
CAPRI | CAP674817 | EC001175 | EF003658 | Non | 9.0
CAPRI | CAP674817 | EC001175 | EF003681 | Non | 9.0
CAPRI | CAP674817 | EC001175 | EF005114 | 54 mm | 9.0
CAPRI | CAP674817 | EC001175 | EF005474 | EV006619 | 9.0
CAPRI | CAP674817 | EC001175 | EF005660 | EV000995 | 9.0
CAPRI | CAP674817 | EC001175 | EF007517 | Non | 9.0
CAPRI | CAP674817 | EC001175 | EF007856 | Non | 9.0
CAPRI | CAP674817 | EC001175 | EF007909 | Non | 9.0
CAPRI | CAP674817 | EC001175 | EF008105 | Non | 9.0
CAPRI | CAP674817 | EC001175 | EF008144 | Oui | 9.0
CAPRI | CAP674817 | EC001175 | EF008145 | Non | 9.0
CAPRI | CAP674817 | EC001175 | EF009416 | Non | 9.0
CAPRI | CAP674817 | EC001175 | EF009689 | 80 mm | 9.0
CAPRI | CAP674817 | EC001175 | EFDE0026 | Non | 9.0
CAPRI | CAP674817 | EC001175 | EFDE0027 | Non | 9.0
CAPRI | CAP674837 | EC001175 | EF000007 | EV000206 | 9.0
CAPRI | CAP674837 | EC001175 | EF000015 | 54,5 mm | 9.0
CAPRI | CAP674837 | EC001175 | EF000022 | Oui | 9.0
CAPRI | CAP674837 | EC001175 | EF000024 | Oui | 9.0
CAPRI | CAP674837 | EC001175 | EF000025 | Oui | 9.0
CAPRI | CAP674837 | EC001175 | EF000065 | 47,2 mm | 9.0
CAPRI | CAP674837 | EC001175 | EF001347 | 750 N | 9.0
CAPRI | CAP674837 | EC001175 | EF001742 | 120 °C | 9.0
CAPRI | CAP674837 | EC001175 | EF001742 | -40 °C | 9.0
CAPRI | CAP674837 | EC001175 | EF001743 | EV004429 | 9.0
CAPRI | CAP674837 | EC001175 | EF001744 | 80 mm | 9.0
CAPRI | CAP674837 | EC001175 | EF001745 | EV004433 | 9.0
CAPRI | CAP674837 | EC001175 | EF001746 | Non | 9.0
CAPRI | CAP674837 | EC001175 | EF001772 | Oui | 9.0
CAPRI | CAP674837 | EC001175 | EF001784 | Oui | 9.0
CAPRI | CAP674837 | EC001175 | EF002169 | EV004427 | 9.0
CAPRI | CAP674837 | EC001175 | EF002782 | 300 N | 9.0
CAPRI | CAP674837 | EC001175 | EF003656 | Non | 9.0
CAPRI | CAP674837 | EC001175 | EF003657 | Non | 9.0
CAPRI | CAP674837 | EC001175 | EF003658 | Non | 9.0
CAPRI | CAP674837 | EC001175 | EF003681 | Non | 9.0
CAPRI | CAP674837 | EC001175 | EF005114 | 54 mm | 9.0
CAPRI | CAP674837 | EC001175 | EF005474 | EV006619 | 9.0
CAPRI | CAP674837 | EC001175 | EF005660 | EV000995 | 9.0
CAPRI | CAP674837 | EC001175 | EF007517 | Non | 9.0
CAPRI | CAP674837 | EC001175 | EF007856 | Non | 9.0
CAPRI | CAP674837 | EC001175 | EF007909 | Non | 9.0
CAPRI | CAP674837 | EC001175 | EF008105 | Non | 9.0
CAPRI | CAP674837 | EC001175 | EF008144 | Oui | 9.0
CAPRI | CAP674837 | EC001175 | EF008145 | Non | 9.0
CAPRI | CAP674837 | EC001175 | EF009416 | Non | 9.0
CAPRI | CAP674837 | EC001175 | EF009689 | 80 mm | 9.0
CAPRI | CAP674837 | EC001175 | EFDE0026 | Non | 9.0
CAPRI | CAP674837 | EC001175 | EFDE0027 | Non | 9.0
CAPRI | CAP674886 | EC001175 | EF000007 | EV000206 | 9.0
CAPRI | CAP674886 | EC001175 | EF000015 | 54,5 mm | 9.0
CAPRI | CAP674886 | EC001175 | EF000022 | Oui | 9.0
CAPRI | CAP674886 | EC001175 | EF000024 | Oui | 9.0
CAPRI | CAP674886 | EC001175 | EF000025 | Oui | 9.0
CAPRI | CAP674886 | EC001175 | EF000065 | 46 mm | 9.0
CAPRI | CAP674886 | EC001175 | EF001347 | 450 N | 9.0
CAPRI | CAP674886 | EC001175 | EF001742 | 110 °C | 9.0
CAPRI | CAP674886 | EC001175 | EF001742 | -50 °C | 9.0
CAPRI | CAP674886 | EC001175 | EF001743 | EV000154 | 9.0
CAPRI | CAP674886 | EC001175 | EF001744 | 70 mm | 9.0
CAPRI | CAP674886 | EC001175 | EF001745 | EV004433 | 9.0
CAPRI | CAP674886 | EC001175 | EF001746 | Non | 9.0
CAPRI | CAP674886 | EC001175 | EF001772 | Oui | 9.0
CAPRI | CAP674886 | EC001175 | EF001784 | Oui | 9.0
CAPRI | CAP674886 | EC001175 | EF002169 | EV004428 | 9.0
CAPRI | CAP674886 | EC001175 | EF002782 | 300 N | 9.0
CAPRI | CAP674886 | EC001175 | EF003656 | Non | 9.0
CAPRI | CAP674886 | EC001175 | EF003657 | Non | 9.0
CAPRI | CAP674886 | EC001175 | EF003658 | Non | 9.0
CAPRI | CAP674886 | EC001175 | EF003681 | Non | 9.0
CAPRI | CAP674886 | EC001175 | EF005114 | 54 mm | 9.0
CAPRI | CAP674886 | EC001175 | EF005474 | EV006619 | 9.0
CAPRI | CAP674886 | EC001175 | EF005660 | EV000995 | 9.0
CAPRI | CAP674886 | EC001175 | EF007517 | Non | 9.0
CAPRI | CAP674886 | EC001175 | EF007856 | Non | 9.0
CAPRI | CAP674886 | EC001175 | EF007909 | Non | 9.0
CAPRI | CAP674886 | EC001175 | EF008105 | Non | 9.0
CAPRI | CAP674886 | EC001175 | EF008144 | Oui | 9.0
CAPRI | CAP674886 | EC001175 | EF008145 | Non | 9.0
CAPRI | CAP674886 | EC001175 | EF009416 | Non | 9.0
CAPRI | CAP674886 | EC001175 | EF009689 | 70 mm | 9.0
CAPRI | CAP674886 | EC001175 | EFDE0026 | Non | 9.0
CAPRI | CAP674886 | EC001175 | EFDE0027 | Non | 9.0
CAPRI | CAP674897 | EC001175 | EF000007 | EV000206 | 9.0
CAPRI | CAP674897 | EC001175 | EF000015 | 54,5 mm | 9.0
CAPRI | CAP674897 | EC001175 | EF000022 | Oui | 9.0
CAPRI | CAP674897 | EC001175 | EF000024 | Oui | 9.0
CAPRI | CAP674897 | EC001175 | EF000025 | Oui | 9.0
CAPRI | CAP674897 | EC001175 | EF000065 | 46 mm | 9.0
CAPRI | CAP674897 | EC001175 | EF001347 | 1200 N | 9.0
CAPRI | CAP674897 | EC001175 | EF001742 | 120 °C | 9.0
CAPRI | CAP674897 | EC001175 | EF001742 | -40 °C | 9.0
CAPRI | CAP674897 | EC001175 | EF001743 | EV004431 | 9.0
CAPRI | CAP674897 | EC001175 | EF001744 | 90 mm | 9.0
CAPRI | CAP674897 | EC001175 | EF001745 | EV004433 | 9.0
CAPRI | CAP674897 | EC001175 | EF001746 | Non | 9.0
CAPRI | CAP674897 | EC001175 | EF001772 | Oui | 9.0
CAPRI | CAP674897 | EC001175 | EF001784 | Oui | 9.0
CAPRI | CAP674897 | EC001175 | EF002169 | EV004427 | 9.0
CAPRI | CAP674897 | EC001175 | EF002782 | 300 N | 9.0
CAPRI | CAP674897 | EC001175 | EF003656 | Non | 9.0
CAPRI | CAP674897 | EC001175 | EF003657 | Non | 9.0
CAPRI | CAP674897 | EC001175 | EF003658 | Non | 9.0
CAPRI | CAP674897 | EC001175 | EF003681 | Non | 9.0
CAPRI | CAP674897 | EC001175 | EF005114 | 54 mm | 9.0
CAPRI | CAP674897 | EC001175 | EF005474 | EV006619 | 9.0
CAPRI | CAP674897 | EC001175 | EF005660 | EV000995 | 9.0
CAPRI | CAP674897 | EC001175 | EF007517 | Non | 9.0
CAPRI | CAP674897 | EC001175 | EF007856 | Non | 9.0
CAPRI | CAP674897 | EC001175 | EF007909 | Non | 9.0
CAPRI | CAP674897 | EC001175 | EF008105 | Non | 9.0
CAPRI | CAP674897 | EC001175 | EF008144 | Oui | 9.0
CAPRI | CAP674897 | EC001175 | EF008145 | Non | 9.0
CAPRI | CAP674897 | EC001175 | EF009416 | Non | 9.0
CAPRI | CAP674897 | EC001175 | EF009689 | 90 mm | 9.0
CAPRI | CAP674897 | EC001175 | EFDE0026 | Non | 9.0
CAPRI | CAP674897 | EC001175 | EFDE0027 | Non | 9.0
CAPRI | CAP678007 | EC001175 | EF000007 | EV000206 | 9.0
CAPRI | CAP678007 | EC001175 | EF000015 | 80 mm | 9.0
CAPRI | CAP678007 | EC001175 | EF000022 | Oui | 9.0
CAPRI | CAP678007 | EC001175 | EF000024 | Oui | 9.0
CAPRI | CAP678007 | EC001175 | EF000025 | Oui | 9.0
CAPRI | CAP678007 | EC001175 | EF000065 | 67 mm | 9.0
CAPRI | CAP678007 | EC001175 | EF001347 | 750 N | 9.0
CAPRI | CAP678007 | EC001175 | EF001742 | 120 °C | 9.0
CAPRI | CAP678007 | EC001175 | EF001742 | -40 °C | 9.0
CAPRI | CAP678007 | EC001175 | EF001743 | EV004431 | 9.0
CAPRI | CAP678007 | EC001175 | EF001744 | 160 mm | 9.0
CAPRI | CAP678007 | EC001175 | EF001745 | EV004433 | 9.0
CAPRI | CAP678007 | EC001175 | EF001746 | Non | 9.0
CAPRI | CAP678007 | EC001175 | EF001772 | Oui | 9.0
CAPRI | CAP678007 | EC001175 | EF001784 | Oui | 9.0
CAPRI | CAP678007 | EC001175 | EF002169 | EV004427 | 9.0
CAPRI | CAP678007 | EC001175 | EF002782 | 300 N | 9.0
CAPRI | CAP678007 | EC001175 | EF003656 | Non | 9.0
CAPRI | CAP678007 | EC001175 | EF003657 | Non | 9.0
CAPRI | CAP678007 | EC001175 | EF003658 | Non | 9.0
CAPRI | CAP678007 | EC001175 | EF003681 | Non | 9.0
CAPRI | CAP678007 | EC001175 | EF005114 | 80 mm | 9.0
CAPRI | CAP678007 | EC001175 | EF005474 | EV006619 | 9.0
CAPRI | CAP678007 | EC001175 | EF005660 | EV000995 | 9.0
CAPRI | CAP678007 | EC001175 | EF007517 | Non | 9.0
CAPRI | CAP678007 | EC001175 | EF007856 | Non | 9.0
CAPRI | CAP678007 | EC001175 | EF007909 | Non | 9.0
CAPRI | CAP678007 | EC001175 | EF008105 | Non | 9.0
CAPRI | CAP678007 | EC001175 | EF008144 | Oui | 9.0
CAPRI | CAP678007 | EC001175 | EF008145 | Non | 9.0
CAPRI | CAP678007 | EC001175 | EF009416 | Non | 9.0
CAPRI | CAP678007 | EC001175 | EF009689 | 160 mm | 9.0
CAPRI | CAP678007 | EC001175 | EFDE0026 | Non | 9.0
CAPRI | CAP678007 | EC001175 | EFDE0027 | Non | 9.0
CAPRI | CAP679907 | EC001175 | EF000007 | EV000206 | 9.0
CAPRI | CAP679907 | EC001175 | EF000015 | 106 mm | 9.0
CAPRI | CAP679907 | EC001175 | EF000022 | Oui | 9.0
CAPRI | CAP679907 | EC001175 | EF000024 | Oui | 9.0
CAPRI | CAP679907 | EC001175 | EF000025 | Oui | 9.0
CAPRI | CAP679907 | EC001175 | EF000065 | 91,5 mm | 9.0
CAPRI | CAP679907 | EC001175 | EF001347 | 750 N | 9.0
CAPRI | CAP679907 | EC001175 | EF001742 | 120 °C | 9.0
CAPRI | CAP679907 | EC001175 | EF001742 | -40 °C | 9.0
CAPRI | CAP679907 | EC001175 | EF001743 | EV004431 | 9.0
CAPRI | CAP679907 | EC001175 | EF001744 | 210 mm | 9.0
CAPRI | CAP679907 | EC001175 | EF001745 | EV004433 | 9.0
CAPRI | CAP679907 | EC001175 | EF001746 | Non | 9.0
CAPRI | CAP679907 | EC001175 | EF001772 | Oui | 9.0
CAPRI | CAP679907 | EC001175 | EF001784 | Oui | 9.0
CAPRI | CAP679907 | EC001175 | EF002169 | EV004427 | 9.0
CAPRI | CAP679907 | EC001175 | EF002782 | 300 N | 9.0
CAPRI | CAP679907 | EC001175 | EF003656 | Non | 9.0
CAPRI | CAP679907 | EC001175 | EF003657 | Non | 9.0
CAPRI | CAP679907 | EC001175 | EF003658 | Non | 9.0
CAPRI | CAP679907 | EC001175 | EF003681 | Non | 9.0
CAPRI | CAP679907 | EC001175 | EF005114 | 106 mm | 9.0
CAPRI | CAP679907 | EC001175 | EF005474 | EV006619 | 9.0
CAPRI | CAP679907 | EC001175 | EF005660 | EV000995 | 9.0
CAPRI | CAP679907 | EC001175 | EF007517 | Non | 9.0
CAPRI | CAP679907 | EC001175 | EF007856 | Non | 9.0
CAPRI | CAP679907 | EC001175 | EF007909 | Non | 9.0
CAPRI | CAP679907 | EC001175 | EF008105 | Non | 9.0
CAPRI | CAP679907 | EC001175 | EF008144 | Oui | 9.0
CAPRI | CAP679907 | EC001175 | EF008145 | Non | 9.0
CAPRI | CAP679907 | EC001175 | EF009416 | Non | 9.0
CAPRI | CAP679907 | EC001175 | EF009689 | 210 mm | 9.0
CAPRI | CAP679907 | EC001175 | EFDE0026 | Non | 9.0
CAPRI | CAP679907 | EC001175 | EFDE0027 | Non | 9.0
CAPRI | CAP680127 | EC001178 | EF000007 | EV000206 | 9.0
CAPRI | CAP680127 | EC001178 | EF000010 | EV000164 | 9.0
CAPRI | CAP680127 | EC001178 | EF000064 | EV004443 | 9.0
CAPRI | CAP680127 | EC001178 | EF000368 | 9 | 9.0
CAPRI | CAP680127 | EC001178 | EF000369 | 19 | 9.0
CAPRI | CAP680127 | EC001178 | EF000767 | EV004441 | 9.0
CAPRI | CAP680127 | EC001178 | EF001742 | 120 | 9.0
CAPRI | CAP680127 | EC001178 | EF001742 | -40 | 9.0
CAPRI | CAP680127 | EC001178 | EF001757 | Non | 9.0
CAPRI | CAP680127 | EC001178 | EF001760 | 6,5 | 9.0
CAPRI | CAP680127 | EC001178 | EF001761 | 24 | 9.0
CAPRI | CAP680127 | EC001178 | EF001774 | Oui | 9.0
CAPRI | CAP680127 | EC001178 | EF002504 | 10 | 9.0
CAPRI | CAP680127 | EC001178 | EF005114 | 10 | 9.0
CAPRI | CAP680127 | EC001178 | EF005474 | EV006422 | 9.0
CAPRI | CAP680127 | EC001178 | EF007834 | EV005897 | 9.0
CAPRI | CAP680127 | EC001178 | EF007952 | Non | 9.0
CAPRI | CAP680127 | EC001178 | EF008122 | EV000402 | 9.0
CAPRI | CAP680127 | EC001178 | EF022606 | EV004498 | 9.0
CAPRI | CAP680164 | EC001178 | EF000007 | EV000206 | 9.0
CAPRI | CAP680164 | EC001178 | EF000010 | EV000164 | 9.0
CAPRI | CAP680164 | EC001178 | EF000064 | EV004443 | 9.0
CAPRI | CAP680164 | EC001178 | EF000368 | 12 | 9.0
CAPRI | CAP680164 | EC001178 | EF000369 | 20 | 9.0
CAPRI | CAP680164 | EC001178 | EF000767 | EV004441 | 9.0
CAPRI | CAP680164 | EC001178 | EF001742 | 135 | 9.0
CAPRI | CAP680164 | EC001178 | EF001742 | -50 | 9.0
CAPRI | CAP680164 | EC001178 | EF001757 | Oui | 9.0
CAPRI | CAP680164 | EC001178 | EF001760 | 9,6 | 9.0
CAPRI | CAP680164 | EC001178 | EF001761 | 51 | 9.0
CAPRI | CAP680164 | EC001178 | EF001774 | Oui | 9.0
CAPRI | CAP680164 | EC001178 | EF002504 | 13 | 9.0
CAPRI | CAP680164 | EC001178 | EF005114 | 13 | 9.0
CAPRI | CAP680164 | EC001178 | EF005474 | EV006422 | 9.0
CAPRI | CAP680164 | EC001178 | EF007834 | EV005898 | 9.0
CAPRI | CAP680164 | EC001178 | EF007952 | Non | 9.0
CAPRI | CAP680164 | EC001178 | EF008122 | EV000914 | 9.0
CAPRI | CAP680164 | EC001178 | EF022606 | EV004498 | 9.0
CAPRI | CAP680167 | EC001178 | EF000007 | EV000206 | 9.0
CAPRI | CAP680167 | EC001178 | EF000010 | EV000164 | 9.0
CAPRI | CAP680167 | EC001178 | EF000064 | EV004443 | 9.0
CAPRI | CAP680167 | EC001178 | EF000368 | 12 | 9.0
CAPRI | CAP680167 | EC001178 | EF000369 | 18 | 9.0
CAPRI | CAP680167 | EC001178 | EF000767 | EV004441 | 9.0
CAPRI | CAP680167 | EC001178 | EF001742 | 120 | 9.0
CAPRI | CAP680167 | EC001178 | EF001742 | -40 | 9.0
CAPRI | CAP680167 | EC001178 | EF001757 | Non | 9.0
CAPRI | CAP680167 | EC001178 | EF001760 | 9,6 | 9.0
CAPRI | CAP680167 | EC001178 | EF001761 | 31 | 9.0
CAPRI | CAP680167 | EC001178 | EF001774 | Oui | 9.0
CAPRI | CAP680167 | EC001178 | EF002504 | 13 | 9.0
CAPRI | CAP680167 | EC001178 | EF005114 | 13 | 9.0
CAPRI | CAP680167 | EC001178 | EF005474 | EV006422 | 9.0
CAPRI | CAP680167 | EC001178 | EF007834 | EV005898 | 9.0
CAPRI | CAP680167 | EC001178 | EF007952 | Non | 9.0
CAPRI | CAP680167 | EC001178 | EF008122 | EV000402 | 9.0
CAPRI | CAP680167 | EC001178 | EF022606 | EV004498 | 9.0
CAPRI | CAP680174 | EC001178 | EF000007 | EV000206 | 9.0
CAPRI | CAP680174 | EC001178 | EF000010 | EV000164 | 9.0
CAPRI | CAP680174 | EC001178 | EF000064 | EV004443 | 9.0
CAPRI | CAP680174 | EC001178 | EF000368 | 12 | 9.0
CAPRI | CAP680174 | EC001178 | EF000369 | 20 | 9.0
CAPRI | CAP680174 | EC001178 | EF000767 | EV004441 | 9.0
CAPRI | CAP680174 | EC001178 | EF001742 | 135 | 9.0
CAPRI | CAP680174 | EC001178 | EF001742 | -50 | 9.0
CAPRI | CAP680174 | EC001178 | EF001757 | Oui | 9.0
CAPRI | CAP680174 | EC001178 | EF001760 | 11,8 | 9.0
CAPRI | CAP680174 | EC001178 | EF001761 | 57 | 9.0
CAPRI | CAP680174 | EC001178 | EF001774 | Oui | 9.0
CAPRI | CAP680174 | EC001178 | EF002504 | 15,8 | 9.0
CAPRI | CAP680174 | EC001178 | EF005114 | 13 | 9.0
CAPRI | CAP680174 | EC001178 | EF005474 | EV006422 | 9.0
CAPRI | CAP680174 | EC001178 | EF007834 | EV005898 | 9.0
CAPRI | CAP680174 | EC001178 | EF007952 | Non | 9.0
CAPRI | CAP680174 | EC001178 | EF008122 | EV000914 | 9.0
CAPRI | CAP680174 | EC001178 | EF022606 | EV004498 | 9.0
CAPRI | CAP680177 | EC001178 | EF000007 | EV000206 | 9.0
CAPRI | CAP680177 | EC001178 | EF000010 | EV000164 | 9.0
CAPRI | CAP680177 | EC001178 | EF000064 | EV004443 | 9.0
CAPRI | CAP680177 | EC001178 | EF000368 | 12 | 9.0
CAPRI | CAP680177 | EC001178 | EF000369 | 21 | 9.0
CAPRI | CAP680177 | EC001178 | EF000767 | EV004441 | 9.0
CAPRI | CAP680177 | EC001178 | EF001742 | 120 | 9.0
CAPRI | CAP680177 | EC001178 | EF001742 | -40 | 9.0
CAPRI | CAP680177 | EC001178 | EF001757 | Non | 9.0
CAPRI | CAP680177 | EC001178 | EF001760 | 11,8 | 9.0
CAPRI | CAP680177 | EC001178 | EF001761 | 32 | 9.0
CAPRI | CAP680177 | EC001178 | EF001774 | Oui | 9.0
CAPRI | CAP680177 | EC001178 | EF002504 | 15,8 | 9.0
CAPRI | CAP680177 | EC001178 | EF005114 | 16 | 9.0
CAPRI | CAP680177 | EC001178 | EF005474 | EV006422 | 9.0
CAPRI | CAP680177 | EC001178 | EF007834 | EV005898 | 9.0
CAPRI | CAP680177 | EC001178 | EF007952 | Non | 9.0
CAPRI | CAP680177 | EC001178 | EF008122 | EV000402 | 9.0
CAPRI | CAP680177 | EC001178 | EF022606 | EV004498 | 9.0
CAPRI | CAP680204 | EC001178 | EF000007 | EV000206 | 9.0
CAPRI | CAP680204 | EC001178 | EF000010 | EV000164 | 9.0
CAPRI | CAP680204 | EC001178 | EF000064 | EV004443 | 9.0
CAPRI | CAP680204 | EC001178 | EF000368 | 12 | 9.0
CAPRI | CAP680204 | EC001178 | EF000369 | 24 | 9.0
CAPRI | CAP680204 | EC001178 | EF000767 | EV004441 | 9.0
CAPRI | CAP680204 | EC001178 | EF001742 | 135 | 9.0
CAPRI | CAP680204 | EC001178 | EF001742 | -50 | 9.0
CAPRI | CAP680204 | EC001178 | EF001757 | Oui | 9.0
CAPRI | CAP680204 | EC001178 | EF001760 | 16,5 | 9.0
CAPRI | CAP680204 | EC001178 | EF001761 | 57 | 9.0
CAPRI | CAP680204 | EC001178 | EF001774 | Oui | 9.0
CAPRI | CAP680204 | EC001178 | EF002504 | 21,2 | 9.0
CAPRI | CAP680204 | EC001178 | EF005114 | 21 | 9.0
CAPRI | CAP680204 | EC001178 | EF005474 | EV006422 | 9.0
CAPRI | CAP680204 | EC001178 | EF007834 | EV005899 | 9.0
CAPRI | CAP680204 | EC001178 | EF007952 | Non | 9.0
CAPRI | CAP680204 | EC001178 | EF008122 | EV000914 | 9.0
CAPRI | CAP680204 | EC001178 | EF022606 | EV004498 | 9.0
CAPRI | CAP680207 | EC001178 | EF000007 | EV000206 | 9.0
CAPRI | CAP680207 | EC001178 | EF000010 | EV000164 | 9.0
CAPRI | CAP680207 | EC001178 | EF000064 | EV004443 | 9.0
CAPRI | CAP680207 | EC001178 | EF000368 | 14 | 9.0
CAPRI | CAP680207 | EC001178 | EF000369 | 25 | 9.0
CAPRI | CAP680207 | EC001178 | EF000767 | EV004441 | 9.0
CAPRI | CAP680207 | EC001178 | EF001742 | 120 | 9.0
CAPRI | CAP680207 | EC001178 | EF001742 | -40 | 9.0
CAPRI | CAP680207 | EC001178 | EF001757 | Non | 9.0
CAPRI | CAP680207 | EC001178 | EF001760 | 11,8 | 9.0
CAPRI | CAP680207 | EC001178 | EF001761 | 32 | 9.0
CAPRI | CAP680207 | EC001178 | EF001774 | Oui | 9.0
CAPRI | CAP680207 | EC001178 | EF002504 | 15,8 | 9.0
CAPRI | CAP680207 | EC001178 | EF005114 | 16 | 9.0
CAPRI | CAP680207 | EC001178 | EF005474 | EV006422 | 9.0
CAPRI | CAP680207 | EC001178 | EF007834 | EV005899 | 9.0
CAPRI | CAP680207 | EC001178 | EF007952 | Non | 9.0
CAPRI | CAP680207 | EC001178 | EF008122 | EV000402 | 9.0
CAPRI | CAP680207 | EC001178 | EF022606 | EV004498 | 9.0
CAPRI | CAP680214 | EC001178 | EF000007 | EV000206 | 9.0
CAPRI | CAP680214 | EC001178 | EF000010 | EV000164 | 9.0
CAPRI | CAP680214 | EC001178 | EF000064 | EV004443 | 9.0
CAPRI | CAP680214 | EC001178 | EF000368 | 12 | 9.0
CAPRI | CAP680214 | EC001178 | EF000369 | 24 | 9.0
CAPRI | CAP680214 | EC001178 | EF000767 | EV004441 | 9.0
CAPRI | CAP680214 | EC001178 | EF001742 | 135 | 9.0
CAPRI | CAP680214 | EC001178 | EF001742 | -50 | 9.0
CAPRI | CAP680214 | EC001178 | EF001757 | Oui | 9.0
CAPRI | CAP680214 | EC001178 | EF001760 | 11,8 | 9.0
CAPRI | CAP680214 | EC001178 | EF001761 | 57 | 9.0
CAPRI | CAP680214 | EC001178 | EF001774 | Oui | 9.0
CAPRI | CAP680214 | EC001178 | EF002504 | 15,8 | 9.0
CAPRI | CAP680214 | EC001178 | EF005114 | 16 | 9.0
CAPRI | CAP680214 | EC001178 | EF005474 | EV006422 | 9.0
CAPRI | CAP680214 | EC001178 | EF007834 | EV005899 | 9.0
CAPRI | CAP680214 | EC001178 | EF007952 | Non | 9.0
CAPRI | CAP680214 | EC001178 | EF008122 | EV000914 | 9.0
CAPRI | CAP680214 | EC001178 | EF022606 | EV004498 | 9.0
CAPRI | CAP680217 | EC001178 | EF000007 | EV000206 | 9.0
CAPRI | CAP680217 | EC001178 | EF000010 | EV000164 | 9.0
CAPRI | CAP680217 | EC001178 | EF000064 | EV004443 | 9.0
CAPRI | CAP680217 | EC001178 | EF000368 | 14 | 9.0
CAPRI | CAP680217 | EC001178 | EF000369 | 27 | 9.0
CAPRI | CAP680217 | EC001178 | EF000767 | EV004441 | 9.0
CAPRI | CAP680217 | EC001178 | EF001742 | 120 | 9.0
CAPRI | CAP680217 | EC001178 | EF001742 | -40 | 9.0
CAPRI | CAP680217 | EC001178 | EF001757 | Non | 9.0
CAPRI | CAP680217 | EC001178 | EF001760 | 16,5 | 9.0
CAPRI | CAP680217 | EC001178 | EF001761 | 35 | 9.0
CAPRI | CAP680217 | EC001178 | EF001774 | Oui | 9.0
CAPRI | CAP680217 | EC001178 | EF002504 | 21,2 | 9.0
CAPRI | CAP680217 | EC001178 | EF005114 | 21 | 9.0
CAPRI | CAP680217 | EC001178 | EF005474 | EV006422 | 9.0
CAPRI | CAP680217 | EC001178 | EF007834 | EV005899 | 9.0
CAPRI | CAP680217 | EC001178 | EF007952 | Non | 9.0
CAPRI | CAP680217 | EC001178 | EF008122 | EV000402 | 9.0
CAPRI | CAP680217 | EC001178 | EF022606 | EV004498 | 9.0
CAPRI | CAP680227 | EC001178 | EF000007 | EV000206 | 9.0
CAPRI | CAP680227 | EC001178 | EF000010 | EV000164 | 9.0
CAPRI | CAP680227 | EC001178 | EF000064 | EV004443 | 9.0
CAPRI | CAP680227 | EC001178 | EF000368 | 14 | 9.0
CAPRI | CAP680227 | EC001178 | EF000369 | 30 | 9.0
CAPRI | CAP680227 | EC001178 | EF000767 | EV004441 | 9.0
CAPRI | CAP680227 | EC001178 | EF001742 | 120 | 9.0
CAPRI | CAP680227 | EC001178 | EF001742 | -40 | 9.0
CAPRI | CAP680227 | EC001178 | EF001757 | Non | 9.0
CAPRI | CAP680227 | EC001178 | EF001760 | 14,2 | 9.0
CAPRI | CAP680227 | EC001178 | EF001761 | 30 | 9.0
CAPRI | CAP680227 | EC001178 | EF001774 | Oui | 9.0
CAPRI | CAP680227 | EC001178 | EF002504 | 18,6 | 9.0
CAPRI | CAP680227 | EC001178 | EF005114 | 18 | 9.0
CAPRI | CAP680227 | EC001178 | EF005474 | EV006422 | 9.0
CAPRI | CAP680227 | EC001178 | EF007834 | EV005899 | 9.0
CAPRI | CAP680227 | EC001178 | EF007952 | Non | 9.0
CAPRI | CAP680227 | EC001178 | EF008122 | EV000402 | 9.0
CAPRI | CAP680227 | EC001178 | EF022606 | EV004498 | 9.0
CAPRI | CAP680254 | EC001178 | EF000007 | EV000206 | 9.0
CAPRI | CAP680254 | EC001178 | EF000010 | EV000164 | 9.0
CAPRI | CAP680254 | EC001178 | EF000064 | EV004443 | 9.0
CAPRI | CAP680254 | EC001178 | EF000368 | 12 | 9.0
CAPRI | CAP680254 | EC001178 | EF000369 | 29 | 9.0
CAPRI | CAP680254 | EC001178 | EF000767 | EV004441 | 9.0
CAPRI | CAP680254 | EC001178 | EF001742 | 135 | 9.0
CAPRI | CAP680254 | EC001178 | EF001742 | -50 | 9.0
CAPRI | CAP680254 | EC001178 | EF001757 | Oui | 9.0
CAPRI | CAP680254 | EC001178 | EF001760 | 21,7 | 9.0
CAPRI | CAP680254 | EC001178 | EF001761 | 62 | 9.0
CAPRI | CAP680254 | EC001178 | EF001774 | Oui | 9.0
CAPRI | CAP680254 | EC001178 | EF002504 | 28,5 | 9.0
CAPRI | CAP680254 | EC001178 | EF005114 | 28 | 9.0
CAPRI | CAP680254 | EC001178 | EF005474 | EV006422 | 9.0
CAPRI | CAP680254 | EC001178 | EF007834 | EV005900 | 9.0
CAPRI | CAP680254 | EC001178 | EF007952 | Non | 9.0
CAPRI | CAP680254 | EC001178 | EF008122 | EV000914 | 9.0
CAPRI | CAP680254 | EC001178 | EF022606 | EV004498 | 9.0
CAPRI | CAP680257 | EC001178 | EF000007 | EV000206 | 9.0
CAPRI | CAP680257 | EC001178 | EF000010 | EV000164 | 9.0
CAPRI | CAP680257 | EC001178 | EF000064 | EV004443 | 9.0
CAPRI | CAP680257 | EC001178 | EF000368 | 15 | 9.0
CAPRI | CAP680257 | EC001178 | EF000369 | 34 | 9.0
CAPRI | CAP680257 | EC001178 | EF000767 | EV004441 | 9.0
CAPRI | CAP680257 | EC001178 | EF001742 | 120 | 9.0
CAPRI | CAP680257 | EC001178 | EF001742 | -40 | 9.0
CAPRI | CAP680257 | EC001178 | EF001757 | Non | 9.0
CAPRI | CAP680257 | EC001178 | EF001760 | 21,7 | 9.0
CAPRI | CAP680257 | EC001178 | EF001761 | 39 | 9.0
CAPRI | CAP680257 | EC001178 | EF001774 | Oui | 9.0
CAPRI | CAP680257 | EC001178 | EF002504 | 28,5 | 9.0
CAPRI | CAP680257 | EC001178 | EF005114 | 28 | 9.0
CAPRI | CAP680257 | EC001178 | EF005474 | EV006422 | 9.0
CAPRI | CAP680257 | EC001178 | EF007834 | EV005900 | 9.0
CAPRI | CAP680257 | EC001178 | EF007952 | Non | 9.0
CAPRI | CAP680257 | EC001178 | EF008122 | EV000402 | 9.0
CAPRI | CAP680257 | EC001178 | EF022606 | EV004498 | 9.0
CAPRI | CAP680324 | EC001178 | EF000007 | EV000206 | 9.0
CAPRI | CAP680324 | EC001178 | EF000010 | EV000164 | 9.0
CAPRI | CAP680324 | EC001178 | EF000064 | EV004443 | 9.0
CAPRI | CAP680324 | EC001178 | EF000368 | 13 | 9.0
CAPRI | CAP680324 | EC001178 | EF000369 | 38 | 9.0
CAPRI | CAP680324 | EC001178 | EF000767 | EV004441 | 9.0
CAPRI | CAP680324 | EC001178 | EF001742 | 135 | 9.0
CAPRI | CAP680324 | EC001178 | EF001742 | -50 | 9.0
CAPRI | CAP680324 | EC001178 | EF001757 | Oui | 9.0
CAPRI | CAP680324 | EC001178 | EF001760 | 27,7 | 9.0
CAPRI | CAP680324 | EC001178 | EF001761 | 67 | 9.0
CAPRI | CAP680324 | EC001178 | EF001774 | Oui | 9.0
CAPRI | CAP680324 | EC001178 | EF002504 | 34,5 | 9.0
CAPRI | CAP680324 | EC001178 | EF005114 | 34 | 9.0
CAPRI | CAP680324 | EC001178 | EF005474 | EV006422 | 9.0
CAPRI | CAP680324 | EC001178 | EF007834 | EV005901 | 9.0
CAPRI | CAP680324 | EC001178 | EF007952 | Non | 9.0
CAPRI | CAP680324 | EC001178 | EF008122 | EV000914 | 9.0
CAPRI | CAP680324 | EC001178 | EF022606 | EV004498 | 9.0
CAPRI | CAP680327 | EC001178 | EF000007 | EV000206 | 9.0
CAPRI | CAP680327 | EC001178 | EF000010 | EV000164 | 9.0
CAPRI | CAP680327 | EC001178 | EF000064 | EV004443 | 9.0
CAPRI | CAP680327 | EC001178 | EF000368 | 16 | 9.0
CAPRI | CAP680327 | EC001178 | EF000369 | 41 | 9.0
CAPRI | CAP680327 | EC001178 | EF000767 | EV004441 | 9.0
CAPRI | CAP680327 | EC001178 | EF001742 | 120 | 9.0
CAPRI | CAP680327 | EC001178 | EF001742 | -40 | 9.0
CAPRI | CAP680327 | EC001178 | EF001757 | Non | 9.0
CAPRI | CAP680327 | EC001178 | EF001760 | 27,7 | 9.0
CAPRI | CAP680327 | EC001178 | EF001761 | 42 | 9.0
CAPRI | CAP680327 | EC001178 | EF001774 | Oui | 9.0
CAPRI | CAP680327 | EC001178 | EF002504 | 34,5 | 9.0
CAPRI | CAP680327 | EC001178 | EF005114 | 34 | 9.0
CAPRI | CAP680327 | EC001178 | EF005474 | EV006422 | 9.0
CAPRI | CAP680327 | EC001178 | EF007834 | EV005901 | 9.0
CAPRI | CAP680327 | EC001178 | EF007952 | Non | 9.0
CAPRI | CAP680327 | EC001178 | EF008122 | EV000402 | 9.0
CAPRI | CAP680327 | EC001178 | EF022606 | EV004498 | 9.0
CAPRI | CAP680404 | EC001178 | EF000007 | EV000206 | 9.0
CAPRI | CAP680404 | EC001178 | EF000010 | EV000164 | 9.0
CAPRI | CAP680404 | EC001178 | EF000064 | EV004443 | 9.0
CAPRI | CAP680404 | EC001178 | EF000368 | 15 | 9.0
CAPRI | CAP680404 | EC001178 | EF000369 | 50 | 9.0
CAPRI | CAP680404 | EC001178 | EF000767 | EV004441 | 9.0
CAPRI | CAP680404 | EC001178 | EF001742 | 135 | 9.0
CAPRI | CAP680404 | EC001178 | EF001742 | -50 | 9.0
CAPRI | CAP680404 | EC001178 | EF001757 | Oui | 9.0
CAPRI | CAP680404 | EC001178 | EF001760 | 35,2 | 9.0
CAPRI | CAP680404 | EC001178 | EF001761 | 79 | 9.0
CAPRI | CAP680404 | EC001178 | EF001774 | Oui | 9.0
CAPRI | CAP680404 | EC001178 | EF002504 | 42,5 | 9.0
CAPRI | CAP680404 | EC001178 | EF005114 | 42 | 9.0
CAPRI | CAP680404 | EC001178 | EF005474 | EV006422 | 9.0
CAPRI | CAP680404 | EC001178 | EF007834 | EV005902 | 9.0
CAPRI | CAP680404 | EC001178 | EF007952 | Non | 9.0
CAPRI | CAP680404 | EC001178 | EF008122 | EV000914 | 9.0
CAPRI | CAP680404 | EC001178 | EF022606 | EV004498 | 9.0
CAPRI | CAP680407 | EC001178 | EF000007 | EV000206 | 9.0
CAPRI | CAP680407 | EC001178 | EF000010 | EV000164 | 9.0
CAPRI | CAP680407 | EC001178 | EF000064 | EV004443 | 9.0
CAPRI | CAP680407 | EC001178 | EF000368 | 16 | 9.0
CAPRI | CAP680407 | EC001178 | EF000369 | 60 | 9.0
CAPRI | CAP680407 | EC001178 | EF000767 | EV004441 | 9.0
CAPRI | CAP680407 | EC001178 | EF001742 | 120 | 9.0
CAPRI | CAP680407 | EC001178 | EF001742 | -40 | 9.0
CAPRI | CAP680407 | EC001178 | EF001757 | Non | 9.0
CAPRI | CAP680407 | EC001178 | EF001760 | 35,2 | 9.0
CAPRI | CAP680407 | EC001178 | EF001761 | 44 | 9.0
CAPRI | CAP680407 | EC001178 | EF001774 | Oui | 9.0
CAPRI | CAP680407 | EC001178 | EF002504 | 42,5 | 9.0
CAPRI | CAP680407 | EC001178 | EF005114 | 42 | 9.0
CAPRI | CAP680407 | EC001178 | EF005474 | EV006422 | 9.0
CAPRI | CAP680407 | EC001178 | EF007834 | EV005902 | 9.0
CAPRI | CAP680407 | EC001178 | EF007952 | Non | 9.0
CAPRI | CAP680407 | EC001178 | EF008122 | EV000402 | 9.0
CAPRI | CAP680407 | EC001178 | EF022606 | EV004498 | 9.0
CAPRI | CAP680504 | EC001178 | EF000007 | EV000206 | 9.0
CAPRI | CAP680504 | EC001178 | EF000010 | EV000164 | 9.0
CAPRI | CAP680504 | EC001178 | EF000064 | EV004443 | 9.0
CAPRI | CAP680504 | EC001178 | EF000368 | 17 | 9.0
CAPRI | CAP680504 | EC001178 | EF000369 | 58 | 9.0
CAPRI | CAP680504 | EC001178 | EF000767 | EV004441 | 9.0
CAPRI | CAP680504 | EC001178 | EF001742 | 135 | 9.0
CAPRI | CAP680504 | EC001178 | EF001742 | -50 | 9.0
CAPRI | CAP680504 | EC001178 | EF001757 | Oui | 9.0
CAPRI | CAP680504 | EC001178 | EF001760 | 46,5 | 9.0
CAPRI | CAP680504 | EC001178 | EF001761 | 85 | 9.0
CAPRI | CAP680504 | EC001178 | EF001774 | Oui | 9.0
CAPRI | CAP680504 | EC001178 | EF002504 | 54,5 | 9.0
CAPRI | CAP680504 | EC001178 | EF005114 | 54 | 9.0
CAPRI | CAP680504 | EC001178 | EF005474 | EV006422 | 9.0
CAPRI | CAP680504 | EC001178 | EF007834 | EV005903 | 9.0
CAPRI | CAP680504 | EC001178 | EF007952 | Non | 9.0
CAPRI | CAP680504 | EC001178 | EF008122 | EV000914 | 9.0
CAPRI | CAP680504 | EC001178 | EF022606 | EV004498 | 9.0
CAPRI | CAP680507 | EC001178 | EF000007 | EV000206 | 9.0
CAPRI | CAP680507 | EC001178 | EF000010 | EV000164 | 9.0
CAPRI | CAP680507 | EC001178 | EF000064 | EV004443 | 9.0
CAPRI | CAP680507 | EC001178 | EF000368 | 16 | 9.0
CAPRI | CAP680507 | EC001178 | EF000369 | 73 | 9.0
CAPRI | CAP680507 | EC001178 | EF000767 | EV004441 | 9.0
CAPRI | CAP680507 | EC001178 | EF001742 | 120 | 9.0
CAPRI | CAP680507 | EC001178 | EF001742 | -40 | 9.0
CAPRI | CAP680507 | EC001178 | EF001757 | Non | 9.0
CAPRI | CAP680507 | EC001178 | EF001760 | 46,5 | 9.0
CAPRI | CAP680507 | EC001178 | EF001761 | 49 | 9.0
CAPRI | CAP680507 | EC001178 | EF001774 | Oui | 9.0
CAPRI | CAP680507 | EC001178 | EF002504 | 54,5 | 9.0
CAPRI | CAP680507 | EC001178 | EF005114 | 54 | 9.0
CAPRI | CAP680507 | EC001178 | EF005474 | EV006422 | 9.0
CAPRI | CAP680507 | EC001178 | EF007834 | EV005903 | 9.0
CAPRI | CAP680507 | EC001178 | EF007952 | Non | 9.0
CAPRI | CAP680507 | EC001178 | EF008122 | EV000402 | 9.0
CAPRI | CAP680507 | EC001178 | EF022606 | EV004498 | 9.0
CAPRI | CAP680634 | EC001178 | EF000007 | EV000206 | 9.0
CAPRI | CAP680634 | EC001178 | EF000010 | EV000164 | 9.0
CAPRI | CAP680634 | EC001178 | EF000064 | EV004443 | 9.0
CAPRI | CAP680634 | EC001178 | EF000368 | 16 | 9.0
CAPRI | CAP680634 | EC001178 | EF000369 | 70 | 9.0
CAPRI | CAP680634 | EC001178 | EF000767 | EV004441 | 9.0
CAPRI | CAP680634 | EC001178 | EF001742 | 135 | 9.0
CAPRI | CAP680634 | EC001178 | EF001742 | -50 | 9.0
CAPRI | CAP680634 | EC001178 | EF001757 | Oui | 9.0
CAPRI | CAP680634 | EC001178 | EF001760 | 46,5 | 9.0
CAPRI | CAP680634 | EC001178 | EF001761 | 84 | 9.0
CAPRI | CAP680634 | EC001178 | EF001774 | Oui | 9.0
CAPRI | CAP680634 | EC001178 | EF002504 | 54,5 | 9.0
CAPRI | CAP680634 | EC001178 | EF005114 | 54 | 9.0
CAPRI | CAP680634 | EC001178 | EF005474 | EV006422 | 9.0
CAPRI | CAP680634 | EC001178 | EF007834 | EV011973 | 9.0
CAPRI | CAP680634 | EC001178 | EF007952 | Non | 9.0
CAPRI | CAP680634 | EC001178 | EF008122 | EV000914 | 9.0
CAPRI | CAP680634 | EC001178 | EF022606 | EV004498 | 9.0
CAPRI | CAP680637 | EC001178 | EF000007 | EV000206 | 9.0
CAPRI | CAP680637 | EC001178 | EF000010 | EV000164 | 9.0
CAPRI | CAP680637 | EC001178 | EF000064 | EV004443 | 9.0
CAPRI | CAP680637 | EC001178 | EF000368 | 16 | 9.0
CAPRI | CAP680637 | EC001178 | EF000369 | 73 | 9.0
CAPRI | CAP680637 | EC001178 | EF000767 | EV004441 | 9.0
CAPRI | CAP680637 | EC001178 | EF001742 | 120 | 9.0
CAPRI | CAP680637 | EC001178 | EF001742 | -40 | 9.0
CAPRI | CAP680637 | EC001178 | EF001757 | Non | 9.0
CAPRI | CAP680637 | EC001178 | EF001760 | 46,5 | 9.0
CAPRI | CAP680637 | EC001178 | EF001761 | 49 | 9.0
CAPRI | CAP680637 | EC001178 | EF001774 | Oui | 9.0
CAPRI | CAP680637 | EC001178 | EF002504 | 54,5 | 9.0
CAPRI | CAP680637 | EC001178 | EF005114 | 54 | 9.0
CAPRI | CAP680637 | EC001178 | EF005474 | EV006422 | 9.0
CAPRI | CAP680637 | EC001178 | EF007834 | EV011973 | 9.0
CAPRI | CAP680637 | EC001178 | EF007952 | Non | 9.0
CAPRI | CAP680637 | EC001178 | EF008122 | EV000402 | 9.0
CAPRI | CAP680637 | EC001178 | EF022606 | EV004498 | 9.0
CAPRI | CAP680904 | EC001178 | EF000007 | EV000206 | 9.0
CAPRI | CAP680904 | EC001178 | EF000010 | EV000164 | 9.0
CAPRI | CAP680904 | EC001178 | EF000064 | EV004443 | 9.0
CAPRI | CAP680904 | EC001178 | EF000368 | 10 | 9.0
CAPRI | CAP680904 | EC001178 | EF000369 | 22 | 9.0
CAPRI | CAP680904 | EC001178 | EF000767 | EV004441 | 9.0
CAPRI | CAP680904 | EC001178 | EF001742 | 135 | 9.0
CAPRI | CAP680904 | EC001178 | EF001742 | -50 | 9.0
CAPRI | CAP680904 | EC001178 | EF001757 | Oui | 9.0
CAPRI | CAP680904 | EC001178 | EF001760 | 9,6 | 9.0
CAPRI | CAP680904 | EC001178 | EF001761 | 49 | 9.0
CAPRI | CAP680904 | EC001178 | EF001774 | Oui | 9.0
CAPRI | CAP680904 | EC001178 | EF002504 | 13 | 9.0
CAPRI | CAP680904 | EC001178 | EF005114 | 13 | 9.0
CAPRI | CAP680904 | EC001178 | EF005474 | EV006422 | 9.0
CAPRI | CAP680904 | EC001178 | EF007834 | EV004465 | 9.0
CAPRI | CAP680904 | EC001178 | EF007952 | Non | 9.0
CAPRI | CAP680904 | EC001178 | EF008122 | EV000914 | 9.0
CAPRI | CAP680904 | EC001178 | EF022606 | EV004498 | 9.0
CAPRI | CAP680907 | EC001178 | EF000007 | EV000206 | 9.0
CAPRI | CAP680907 | EC001178 | EF000010 | EV000164 | 9.0
CAPRI | CAP680907 | EC001178 | EF000064 | EV004443 | 9.0
CAPRI | CAP680907 | EC001178 | EF000368 | 10 | 9.0
CAPRI | CAP680907 | EC001178 | EF000369 | 18 | 9.0
CAPRI | CAP680907 | EC001178 | EF000767 | EV004441 | 9.0
CAPRI | CAP680907 | EC001178 | EF001742 | 120 | 9.0
CAPRI | CAP680907 | EC001178 | EF001742 | -40 | 9.0
CAPRI | CAP680907 | EC001178 | EF001757 | Non | 9.0
CAPRI | CAP680907 | EC001178 | EF001760 | 9,6 | 9.0
CAPRI | CAP680907 | EC001178 | EF001761 | 31 | 9.0
CAPRI | CAP680907 | EC001178 | EF001774 | Oui | 9.0
CAPRI | CAP680907 | EC001178 | EF002504 | 13 | 9.0
CAPRI | CAP680907 | EC001178 | EF005114 | 13 | 9.0
CAPRI | CAP680907 | EC001178 | EF005474 | EV006422 | 9.0
CAPRI | CAP680907 | EC001178 | EF007834 | EV004465 | 9.0
CAPRI | CAP680907 | EC001178 | EF007952 | Non | 9.0
CAPRI | CAP680907 | EC001178 | EF008122 | EV000402 | 9.0
CAPRI | CAP680907 | EC001178 | EF022606 | EV004498 | 9.0
CAPRI | CAP680937 | EC001178 | EF000007 | EV000206 | 9.0
CAPRI | CAP680937 | EC001178 | EF000010 | EV000164 | 9.0
CAPRI | CAP680937 | EC001178 | EF000064 | EV004443 | 9.0
CAPRI | CAP680937 | EC001178 | EF000368 | 10 | 9.0
CAPRI | CAP680937 | EC001178 | EF000369 | 21 | 9.0
CAPRI | CAP680937 | EC001178 | EF000767 | EV004441 | 9.0
CAPRI | CAP680937 | EC001178 | EF001742 | 120 | 9.0
CAPRI | CAP680937 | EC001178 | EF001742 | -40 | 9.0
CAPRI | CAP680937 | EC001178 | EF001757 | Non | 9.0
CAPRI | CAP680937 | EC001178 | EF001760 | 11,8 | 9.0
CAPRI | CAP680937 | EC001178 | EF001761 | 32 | 9.0
CAPRI | CAP680937 | EC001178 | EF001774 | Oui | 9.0
CAPRI | CAP680937 | EC001178 | EF002504 | 15,8 | 9.0
CAPRI | CAP680937 | EC001178 | EF005114 | 16 | 9.0
CAPRI | CAP680937 | EC001178 | EF005474 | EV006422 | 9.0
CAPRI | CAP680937 | EC001178 | EF007834 | EV004465 | 9.0
CAPRI | CAP680937 | EC001178 | EF007952 | Non | 9.0
CAPRI | CAP680937 | EC001178 | EF008122 | EV000402 | 9.0
CAPRI | CAP680937 | EC001178 | EF022606 | EV004498 | 9.0
CAPRI | CAP680984 | EC001178 | EF000007 | EV000206 | 9.0
CAPRI | CAP680984 | EC001178 | EF000010 | EV005918 | 9.0
CAPRI | CAP680984 | EC001178 | EF000064 | EV004443 | 9.0
CAPRI | CAP680984 | EC001178 | EF000368 | 10 | 9.0
CAPRI | CAP680984 | EC001178 | EF000767 | EV004441 | 9.0
CAPRI | CAP680984 | EC001178 | EF001742 | 135 | 9.0
CAPRI | CAP680984 | EC001178 | EF001742 | -50 | 9.0
CAPRI | CAP680984 | EC001178 | EF001757 | Oui | 9.0
CAPRI | CAP680984 | EC001178 | EF001760 | 9,6 | 9.0
CAPRI | CAP680984 | EC001178 | EF001761 | 58 | 9.0
CAPRI | CAP680984 | EC001178 | EF001774 | Oui | 9.0
CAPRI | CAP680984 | EC001178 | EF002504 | 13 | 9.0
CAPRI | CAP680984 | EC001178 | EF005114 | 16 | 9.0
CAPRI | CAP680984 | EC001178 | EF005474 | EV006422 | 9.0
CAPRI | CAP680984 | EC001178 | EF007834 | EV004465 | 9.0
CAPRI | CAP680984 | EC001178 | EF007952 | Non | 9.0
CAPRI | CAP680984 | EC001178 | EF008122 | EV000914 | 9.0
CAPRI | CAP680984 | EC001178 | EF022606 | EV004498 | 9.0
CAPRI | CAP681104 | EC001178 | EF000007 | EV000206 | 9.0
CAPRI | CAP681104 | EC001178 | EF000010 | EV000164 | 9.0
CAPRI | CAP681104 | EC001178 | EF000064 | EV004443 | 9.0
CAPRI | CAP681104 | EC001178 | EF000368 | 12 | 9.0
CAPRI | CAP681104 | EC001178 | EF000369 | 24 | 9.0
CAPRI | CAP681104 | EC001178 | EF000767 | EV004441 | 9.0
CAPRI | CAP681104 | EC001178 | EF001742 | 135 | 9.0
CAPRI | CAP681104 | EC001178 | EF001742 | -50 | 9.0
CAPRI | CAP681104 | EC001178 | EF001757 | Oui | 9.0
CAPRI | CAP681104 | EC001178 | EF001760 | 11,8 | 9.0
CAPRI | CAP681104 | EC001178 | EF001761 | 52 | 9.0
CAPRI | CAP681104 | EC001178 | EF001774 | Oui | 9.0
CAPRI | CAP681104 | EC001178 | EF002504 | 15,8 | 9.0
CAPRI | CAP681104 | EC001178 | EF005114 | 16 | 9.0
CAPRI | CAP681104 | EC001178 | EF005474 | EV006422 | 9.0
CAPRI | CAP681104 | EC001178 | EF007834 | EV004457 | 9.0
CAPRI | CAP681104 | EC001178 | EF007952 | Non | 9.0
CAPRI | CAP681104 | EC001178 | EF008122 | EV000914 | 9.0
CAPRI | CAP681104 | EC001178 | EF022606 | EV004498 | 9.0
CAPRI | CAP681107 | EC001178 | EF000007 | EV000206 | 9.0
CAPRI | CAP681107 | EC001178 | EF000010 | EV000164 | 9.0
CAPRI | CAP681107 | EC001178 | EF000064 | EV004443 | 9.0
CAPRI | CAP681107 | EC001178 | EF000368 | 10 | 9.0
CAPRI | CAP681107 | EC001178 | EF000369 | 22 | 9.0
CAPRI | CAP681107 | EC001178 | EF000767 | EV004441 | 9.0
CAPRI | CAP681107 | EC001178 | EF001742 | 120 | 9.0
CAPRI | CAP681107 | EC001178 | EF001742 | -40 | 9.0
CAPRI | CAP681107 | EC001178 | EF001757 | Non | 9.0
CAPRI | CAP681107 | EC001178 | EF001760 | 11,8 | 9.0
CAPRI | CAP681107 | EC001178 | EF001761 | 32 | 9.0
CAPRI | CAP681107 | EC001178 | EF001774 | Oui | 9.0
CAPRI | CAP681107 | EC001178 | EF002504 | 15,8 | 9.0
CAPRI | CAP681107 | EC001178 | EF005114 | 13 | 9.0
CAPRI | CAP681107 | EC001178 | EF005474 | EV006422 | 9.0
CAPRI | CAP681107 | EC001178 | EF007834 | EV004457 | 9.0
CAPRI | CAP681107 | EC001178 | EF007952 | Non | 9.0
CAPRI | CAP681107 | EC001178 | EF008122 | EV000402 | 9.0
CAPRI | CAP681107 | EC001178 | EF022606 | EV004498 | 9.0
CAPRI | CAP681127 | EC001178 | EF000007 | EV000206 | 9.0
CAPRI | CAP681127 | EC001178 | EF000010 | EV000164 | 9.0
CAPRI | CAP681127 | EC001178 | EF000064 | EV004443 | 9.0
CAPRI | CAP681127 | EC001178 | EF000368 | 10 | 9.0
CAPRI | CAP681127 | EC001178 | EF000369 | 22 | 9.0
CAPRI | CAP681127 | EC001178 | EF000767 | EV004441 | 9.0
CAPRI | CAP681127 | EC001178 | EF001742 | 120 | 9.0
CAPRI | CAP681127 | EC001178 | EF001742 | -40 | 9.0
CAPRI | CAP681127 | EC001178 | EF001757 | Non | 9.0
CAPRI | CAP681127 | EC001178 | EF001760 | 16,5 | 9.0
CAPRI | CAP681127 | EC001178 | EF001761 | 35 | 9.0
CAPRI | CAP681127 | EC001178 | EF001774 | Oui | 9.0
CAPRI | CAP681127 | EC001178 | EF002504 | 21,2 | 9.0
CAPRI | CAP681127 | EC001178 | EF005114 | 21 | 9.0
CAPRI | CAP681127 | EC001178 | EF005474 | EV006422 | 9.0
CAPRI | CAP681127 | EC001178 | EF007834 | EV004457 | 9.0
CAPRI | CAP681127 | EC001178 | EF007952 | Non | 9.0
CAPRI | CAP681127 | EC001178 | EF008122 | EV000402 | 9.0
CAPRI | CAP681127 | EC001178 | EF022606 | EV004498 | 9.0
CAPRI | CAP681157 | EC001178 | EF000007 | EV000206 | 9.0
CAPRI | CAP681157 | EC001178 | EF000010 | EV000164 | 9.0
CAPRI | CAP681157 | EC001178 | EF000064 | EV004443 | 9.0
CAPRI | CAP681157 | EC001178 | EF000368 | 10 | 9.0
CAPRI | CAP681157 | EC001178 | EF000369 | 22 | 9.0
CAPRI | CAP681157 | EC001178 | EF000767 | EV004441 | 9.0
CAPRI | CAP681157 | EC001178 | EF001742 | 120 | 9.0
CAPRI | CAP681157 | EC001178 | EF001742 | -40 | 9.0
CAPRI | CAP681157 | EC001178 | EF001757 | Non | 9.0
CAPRI | CAP681157 | EC001178 | EF001760 | 9,6 | 9.0
CAPRI | CAP681157 | EC001178 | EF001761 | 31 | 9.0
CAPRI | CAP681157 | EC001178 | EF001774 | Oui | 9.0
CAPRI | CAP681157 | EC001178 | EF002504 | 13 | 9.0
CAPRI | CAP681157 | EC001178 | EF005114 | 13 | 9.0
CAPRI | CAP681157 | EC001178 | EF005474 | EV006422 | 9.0
CAPRI | CAP681157 | EC001178 | EF007834 | EV004457 | 9.0
CAPRI | CAP681157 | EC001178 | EF007952 | Non | 9.0
CAPRI | CAP681157 | EC001178 | EF008122 | EV000402 | 9.0
CAPRI | CAP681157 | EC001178 | EF022606 | EV004498 | 9.0
CAPRI | CAP681184 | EC001178 | EF000007 | EV000206 | 9.0
CAPRI | CAP681184 | EC001178 | EF000010 | EV005918 | 9.0
CAPRI | CAP681184 | EC001178 | EF000064 | EV004443 | 9.0
CAPRI | CAP681184 | EC001178 | EF000368 | 12 | 9.0
CAPRI | CAP681184 | EC001178 | EF000767 | EV004441 | 9.0
CAPRI | CAP681184 | EC001178 | EF001742 | 135 | 9.0
CAPRI | CAP681184 | EC001178 | EF001742 | -50 | 9.0
CAPRI | CAP681184 | EC001178 | EF001757 | Oui | 9.0
CAPRI | CAP681184 | EC001178 | EF001760 | 11,8 | 9.0
CAPRI | CAP681184 | EC001178 | EF001761 | 62 | 9.0
CAPRI | CAP681184 | EC001178 | EF001774 | Oui | 9.0
CAPRI | CAP681184 | EC001178 | EF002504 | 15,8 | 9.0
CAPRI | CAP681184 | EC001178 | EF005114 | 16 | 9.0
CAPRI | CAP681184 | EC001178 | EF005474 | EV006422 | 9.0
CAPRI | CAP681184 | EC001178 | EF007834 | EV004457 | 9.0
CAPRI | CAP681184 | EC001178 | EF007952 | Non | 9.0
CAPRI | CAP681184 | EC001178 | EF008122 | EV000914 | 9.0
CAPRI | CAP681184 | EC001178 | EF022606 | EV004498 | 9.0
CAPRI | CAP681187 | EC001178 | EF000007 | EV000206 | 9.0
CAPRI | CAP681187 | EC001178 | EF000010 | EV005918 | 9.0
CAPRI | CAP681187 | EC001178 | EF000064 | EV004443 | 9.0
CAPRI | CAP681187 | EC001178 | EF000368 | 10 | 9.0
CAPRI | CAP681187 | EC001178 | EF000369 | 22 | 9.0
CAPRI | CAP681187 | EC001178 | EF000767 | EV004441 | 9.0
CAPRI | CAP681187 | EC001178 | EF001742 | 120 | 9.0
CAPRI | CAP681187 | EC001178 | EF001742 | -40 | 9.0
CAPRI | CAP681187 | EC001178 | EF001757 | Non | 9.0
CAPRI | CAP681187 | EC001178 | EF001760 | 11,8 | 9.0
CAPRI | CAP681187 | EC001178 | EF001761 | 33,2 | 9.0
CAPRI | CAP681187 | EC001178 | EF001774 | Oui | 9.0
CAPRI | CAP681187 | EC001178 | EF002504 | 15,8 | 9.0
CAPRI | CAP681187 | EC001178 | EF005114 | 16 | 9.0
CAPRI | CAP681187 | EC001178 | EF005474 | EV006422 | 9.0
CAPRI | CAP681187 | EC001178 | EF007834 | EV004457 | 9.0
CAPRI | CAP681187 | EC001178 | EF007952 | Non | 9.0
CAPRI | CAP681187 | EC001178 | EF008122 | EV000402 | 9.0
CAPRI | CAP681187 | EC001178 | EF022606 | EV004498 | 9.0
CAPRI | CAP681284 | EC001178 | EF000007 | EV000206 | 9.0
CAPRI | CAP681284 | EC001178 | EF000010 | EV005918 | 9.0
CAPRI | CAP681284 | EC001178 | EF000064 | EV004443 | 9.0
CAPRI | CAP681284 | EC001178 | EF000368 | 12 | 9.0
CAPRI | CAP681284 | EC001178 | EF000767 | EV004441 | 9.0
CAPRI | CAP681284 | EC001178 | EF001742 | 135 | 9.0
CAPRI | CAP681284 | EC001178 | EF001742 | -50 | 9.0
CAPRI | CAP681284 | EC001178 | EF001757 | Oui | 9.0
CAPRI | CAP681284 | EC001178 | EF001760 | 9,6 | 9.0
CAPRI | CAP681284 | EC001178 | EF001761 | 60 | 9.0
CAPRI | CAP681284 | EC001178 | EF001774 | Oui | 9.0
CAPRI | CAP681284 | EC001178 | EF002504 | 13 | 9.0
CAPRI | CAP681284 | EC001178 | EF005114 | 16 | 9.0
CAPRI | CAP681284 | EC001178 | EF005474 | EV006422 | 9.0
CAPRI | CAP681284 | EC001178 | EF007834 | EV005898 | 9.0
CAPRI | CAP681284 | EC001178 | EF007952 | Non | 9.0
CAPRI | CAP681284 | EC001178 | EF008122 | EV000914 | 9.0
CAPRI | CAP681284 | EC001178 | EF022606 | EV004498 | 9.0
CAPRI | CAP681307 | EC001178 | EF000007 | EV000206 | 9.0
CAPRI | CAP681307 | EC001178 | EF000010 | EV000164 | 9.0
CAPRI | CAP681307 | EC001178 | EF000064 | EV004443 | 9.0
CAPRI | CAP681307 | EC001178 | EF000368 | 10 | 9.0
CAPRI | CAP681307 | EC001178 | EF000369 | 30 | 9.0
CAPRI | CAP681307 | EC001178 | EF000767 | EV004441 | 9.0
CAPRI | CAP681307 | EC001178 | EF001742 | 120 | 9.0
CAPRI | CAP681307 | EC001178 | EF001742 | -40 | 9.0
CAPRI | CAP681307 | EC001178 | EF001757 | Non | 9.0
CAPRI | CAP681307 | EC001178 | EF001760 | 14,2 | 9.0
CAPRI | CAP681307 | EC001178 | EF001761 | 30 | 9.0
CAPRI | CAP681307 | EC001178 | EF001774 | Oui | 9.0
CAPRI | CAP681307 | EC001178 | EF002504 | 18,6 | 9.0
CAPRI | CAP681307 | EC001178 | EF005114 | 21 | 9.0
CAPRI | CAP681307 | EC001178 | EF005474 | EV006422 | 9.0
CAPRI | CAP681307 | EC001178 | EF007834 | EV004466 | 9.0
CAPRI | CAP681307 | EC001178 | EF007952 | Non | 9.0
CAPRI | CAP681307 | EC001178 | EF008122 | EV000402 | 9.0
CAPRI | CAP681307 | EC001178 | EF022606 | EV004498 | 9.0
CAPRI | CAP681327 | EC001178 | EF000007 | EV000206 | 9.0
CAPRI | CAP681327 | EC001178 | EF000010 | EV000164 | 9.0
CAPRI | CAP681327 | EC001178 | EF000064 | EV004443 | 9.0
CAPRI | CAP681327 | EC001178 | EF000368 | 10 | 9.0
CAPRI | CAP681327 | EC001178 | EF000369 | 30 | 9.0
CAPRI | CAP681327 | EC001178 | EF000767 | EV004441 | 9.0
CAPRI | CAP681327 | EC001178 | EF001742 | 120 | 9.0
CAPRI | CAP681327 | EC001178 | EF001742 | -40 | 9.0
CAPRI | CAP681327 | EC001178 | EF001757 | Non | 9.0
CAPRI | CAP681327 | EC001178 | EF001760 | 11,8 | 9.0
CAPRI | CAP681327 | EC001178 | EF001761 | 32 | 9.0
CAPRI | CAP681327 | EC001178 | EF001774 | Oui | 9.0
CAPRI | CAP681327 | EC001178 | EF002504 | 15,8 | 9.0
CAPRI | CAP681327 | EC001178 | EF005114 | 16 | 9.0
CAPRI | CAP681327 | EC001178 | EF005474 | EV006422 | 9.0
CAPRI | CAP681327 | EC001178 | EF007834 | EV004466 | 9.0
CAPRI | CAP681327 | EC001178 | EF007952 | Non | 9.0
CAPRI | CAP681327 | EC001178 | EF008122 | EV000402 | 9.0
CAPRI | CAP681327 | EC001178 | EF022606 | EV004498 | 9.0
CAPRI | CAP681337 | EC001178 | EF000007 | EV000206 | 9.0
CAPRI | CAP681337 | EC001178 | EF000010 | EV000164 | 9.0
CAPRI | CAP681337 | EC001178 | EF000064 | EV004443 | 9.0
CAPRI | CAP681337 | EC001178 | EF000368 | 10 | 9.0
CAPRI | CAP681337 | EC001178 | EF000369 | 27 | 9.0
CAPRI | CAP681337 | EC001178 | EF000767 | EV004441 | 9.0
CAPRI | CAP681337 | EC001178 | EF001742 | 120 | 9.0
CAPRI | CAP681337 | EC001178 | EF001742 | -40 | 9.0
CAPRI | CAP681337 | EC001178 | EF001757 | Non | 9.0
CAPRI | CAP681337 | EC001178 | EF001760 | 16,5 | 9.0
CAPRI | CAP681337 | EC001178 | EF001761 | 35 | 9.0
CAPRI | CAP681337 | EC001178 | EF001774 | Oui | 9.0
CAPRI | CAP681337 | EC001178 | EF002504 | 21,2 | 9.0
CAPRI | CAP681337 | EC001178 | EF005114 | 21 | 9.0
CAPRI | CAP681337 | EC001178 | EF005474 | EV006422 | 9.0
CAPRI | CAP681337 | EC001178 | EF007834 | EV004466 | 9.0
CAPRI | CAP681337 | EC001178 | EF007952 | Non | 9.0
CAPRI | CAP681337 | EC001178 | EF008122 | EV000402 | 9.0
CAPRI | CAP681337 | EC001178 | EF022606 | EV004498 | 9.0
CAPRI | CAP681357 | EC001178 | EF000007 | EV000206 | 9.0
CAPRI | CAP681357 | EC001178 | EF000010 | EV000164 | 9.0
CAPRI | CAP681357 | EC001178 | EF000064 | EV004443 | 9.0
CAPRI | CAP681357 | EC001178 | EF000368 | 10 | 9.0
CAPRI | CAP681357 | EC001178 | EF000369 | 27 | 9.0
CAPRI | CAP681357 | EC001178 | EF000767 | EV004441 | 9.0
CAPRI | CAP681357 | EC001178 | EF001742 | 120 | 9.0
CAPRI | CAP681357 | EC001178 | EF001742 | -40 | 9.0
CAPRI | CAP681357 | EC001178 | EF001757 | Non | 9.0
CAPRI | CAP681357 | EC001178 | EF001760 | 9,6 | 9.0
CAPRI | CAP681357 | EC001178 | EF001761 | 31 | 9.0
CAPRI | CAP681357 | EC001178 | EF001774 | Oui | 9.0
CAPRI | CAP681357 | EC001178 | EF002504 | 13 | 9.0
CAPRI | CAP681357 | EC001178 | EF005114 | 13 | 9.0
CAPRI | CAP681357 | EC001178 | EF005474 | EV006422 | 9.0
CAPRI | CAP681357 | EC001178 | EF007834 | EV004466 | 9.0
CAPRI | CAP681357 | EC001178 | EF007952 | Non | 9.0
CAPRI | CAP681357 | EC001178 | EF008122 | EV000402 | 9.0
CAPRI | CAP681357 | EC001178 | EF022606 | EV004498 | 9.0
CAPRI | CAP681387 | EC001178 | EF000007 | EV000206 | 9.0
CAPRI | CAP681387 | EC001178 | EF000010 | EV005918 | 9.0
CAPRI | CAP681387 | EC001178 | EF000064 | EV004443 | 9.0
CAPRI | CAP681387 | EC001178 | EF000368 | 11 | 9.0
CAPRI | CAP681387 | EC001178 | EF000369 | 30 | 9.0
CAPRI | CAP681387 | EC001178 | EF000767 | EV004441 | 9.0
CAPRI | CAP681387 | EC001178 | EF001742 | 120 | 9.0
CAPRI | CAP681387 | EC001178 | EF001742 | -40 | 9.0
CAPRI | CAP681387 | EC001178 | EF001757 | Non | 9.0
CAPRI | CAP681387 | EC001178 | EF001760 | 14,2 | 9.0
CAPRI | CAP681387 | EC001178 | EF001761 | 42 | 9.0
CAPRI | CAP681387 | EC001178 | EF001774 | Oui | 9.0
CAPRI | CAP681387 | EC001178 | EF002504 | 18,6 | 9.0
CAPRI | CAP681387 | EC001178 | EF005114 | 13 | 9.0
CAPRI | CAP681387 | EC001178 | EF005474 | EV006422 | 9.0
CAPRI | CAP681387 | EC001178 | EF007834 | EV004466 | 9.0
CAPRI | CAP681387 | EC001178 | EF007952 | Non | 9.0
CAPRI | CAP681387 | EC001178 | EF008122 | EV000402 | 9.0
CAPRI | CAP681387 | EC001178 | EF022606 | EV004498 | 9.0
CAPRI | CAP681504 | EC001178 | EF000007 | EV000206 | 9.0
CAPRI | CAP681504 | EC001178 | EF000010 | EV000164 | 9.0
CAPRI | CAP681504 | EC001178 | EF000064 | EV004443 | 9.0
CAPRI | CAP681504 | EC001178 | EF000368 | 10 | 9.0
CAPRI | CAP681504 | EC001178 | EF000369 | 24 | 9.0
CAPRI | CAP681504 | EC001178 | EF000767 | EV004441 | 9.0
CAPRI | CAP681504 | EC001178 | EF001742 | 135 | 9.0
CAPRI | CAP681504 | EC001178 | EF001742 | -50 | 9.0
CAPRI | CAP681504 | EC001178 | EF001757 | Oui | 9.0
CAPRI | CAP681504 | EC001178 | EF001760 | 16,5 | 9.0
CAPRI | CAP681504 | EC001178 | EF001761 | 55 | 9.0
CAPRI | CAP681504 | EC001178 | EF001774 | Oui | 9.0
CAPRI | CAP681504 | EC001178 | EF002504 | 21,2 | 9.0
CAPRI | CAP681504 | EC001178 | EF005114 | 21 | 9.0
CAPRI | CAP681504 | EC001178 | EF005474 | EV006422 | 9.0
CAPRI | CAP681504 | EC001178 | EF007834 | EV004466 | 9.0
CAPRI | CAP681504 | EC001178 | EF007952 | Non | 9.0
CAPRI | CAP681504 | EC001178 | EF008122 | EV000914 | 9.0
CAPRI | CAP681504 | EC001178 | EF022606 | EV004498 | 9.0
CAPRI | CAP681584 | EC001178 | EF000007 | EV000206 | 9.0
CAPRI | CAP681584 | EC001178 | EF000010 | EV005918 | 9.0
CAPRI | CAP681584 | EC001178 | EF000064 | EV004443 | 9.0
CAPRI | CAP681584 | EC001178 | EF000368 | 10 | 9.0
CAPRI | CAP681584 | EC001178 | EF000767 | EV004441 | 9.0
CAPRI | CAP681584 | EC001178 | EF001742 | 135 | 9.0
CAPRI | CAP681584 | EC001178 | EF001742 | -50 | 9.0
CAPRI | CAP681584 | EC001178 | EF001757 | Oui | 9.0
CAPRI | CAP681584 | EC001178 | EF001760 | 16,5 | 9.0
CAPRI | CAP681584 | EC001178 | EF001761 | 64 | 9.0
CAPRI | CAP681584 | EC001178 | EF001774 | Oui | 9.0
CAPRI | CAP681584 | EC001178 | EF002504 | 21,2 | 9.0
CAPRI | CAP681584 | EC001178 | EF005114 | 21 | 9.0
CAPRI | CAP681584 | EC001178 | EF005474 | EV006422 | 9.0
CAPRI | CAP681584 | EC001178 | EF007834 | EV004466 | 9.0
CAPRI | CAP681584 | EC001178 | EF007952 | Non | 9.0
CAPRI | CAP681584 | EC001178 | EF008122 | EV000914 | 9.0
CAPRI | CAP681584 | EC001178 | EF022606 | EV004498 | 9.0
CAPRI | CAP681604 | EC001178 | EF000007 | EV000206 | 9.0
CAPRI | CAP681604 | EC001178 | EF000010 | EV000164 | 9.0
CAPRI | CAP681604 | EC001178 | EF000064 | EV004443 | 9.0
CAPRI | CAP681604 | EC001178 | EF000368 | 13 | 9.0
CAPRI | CAP681604 | EC001178 | EF000369 | 29 | 9.0
CAPRI | CAP681604 | EC001178 | EF000767 | EV004441 | 9.0
CAPRI | CAP681604 | EC001178 | EF001742 | 135 | 9.0
CAPRI | CAP681604 | EC001178 | EF001742 | -50 | 9.0
CAPRI | CAP681604 | EC001178 | EF001757 | Oui | 9.0
CAPRI | CAP681604 | EC001178 | EF001760 | 16,5 | 9.0
CAPRI | CAP681604 | EC001178 | EF001761 | 58 | 9.0
CAPRI | CAP681604 | EC001178 | EF001774 | Oui | 9.0
CAPRI | CAP681604 | EC001178 | EF002504 | 21,2 | 9.0
CAPRI | CAP681604 | EC001178 | EF005114 | 21 | 9.0
CAPRI | CAP681604 | EC001178 | EF005474 | EV006422 | 9.0
CAPRI | CAP681604 | EC001178 | EF007834 | EV004458 | 9.0
CAPRI | CAP681604 | EC001178 | EF007952 | Non | 9.0
CAPRI | CAP681604 | EC001178 | EF008122 | EV000914 | 9.0
CAPRI | CAP681604 | EC001178 | EF022606 | EV004498 | 9.0
CAPRI | CAP681607 | EC001178 | EF000007 | EV000206 | 9.0
CAPRI | CAP681607 | EC001178 | EF000010 | EV000164 | 9.0
CAPRI | CAP681607 | EC001178 | EF000064 | EV004443 | 9.0
CAPRI | CAP681607 | EC001178 | EF000368 | 11 | 9.0
CAPRI | CAP681607 | EC001178 | EF000369 | 27 | 9.0
CAPRI | CAP681607 | EC001178 | EF000767 | EV004441 | 9.0
CAPRI | CAP681607 | EC001178 | EF001742 | 120 | 9.0
CAPRI | CAP681607 | EC001178 | EF001742 | -40 | 9.0
CAPRI | CAP681607 | EC001178 | EF001757 | Non | 9.0
CAPRI | CAP681607 | EC001178 | EF001760 | 16,5 | 9.0
CAPRI | CAP681607 | EC001178 | EF001761 | 35 | 9.0
CAPRI | CAP681607 | EC001178 | EF001774 | Oui | 9.0
CAPRI | CAP681607 | EC001178 | EF002504 | 21,2 | 9.0
CAPRI | CAP681607 | EC001178 | EF005114 | 21 | 9.0
CAPRI | CAP681607 | EC001178 | EF005474 | EV006422 | 9.0
CAPRI | CAP681607 | EC001178 | EF007834 | EV004458 | 9.0
CAPRI | CAP681607 | EC001178 | EF007952 | Non | 9.0
CAPRI | CAP681607 | EC001178 | EF008122 | EV000402 | 9.0
CAPRI | CAP681607 | EC001178 | EF022606 | EV004498 | 9.0
CAPRI | CAP681613 | EC000938 | EF001206 | Non | 9.0
CAPRI | CAP681613 | EC000938 | EF002169 | EV000149 | 9.0
CAPRI | CAP681613 | EC000938 | EF004663 | Non | 9.0
CAPRI | CAP681637 | EC001178 | EF000007 | EV000206 | 9.0
CAPRI | CAP681637 | EC001178 | EF000010 | EV000164 | 9.0
CAPRI | CAP681637 | EC001178 | EF000064 | EV004443 | 9.0
CAPRI | CAP681637 | EC001178 | EF000368 | 11 | 9.0
CAPRI | CAP681637 | EC001178 | EF000369 | 27 | 9.0
CAPRI | CAP681637 | EC001178 | EF000767 | EV004441 | 9.0
CAPRI | CAP681637 | EC001178 | EF001742 | 120 | 9.0
CAPRI | CAP681637 | EC001178 | EF001742 | -40 | 9.0
CAPRI | CAP681637 | EC001178 | EF001757 | Non | 9.0
CAPRI | CAP681637 | EC001178 | EF001760 | 11,8 | 9.0
CAPRI | CAP681637 | EC001178 | EF001761 | 32 | 9.0
CAPRI | CAP681637 | EC001178 | EF001774 | Oui | 9.0
CAPRI | CAP681637 | EC001178 | EF002504 | 15,8 | 9.0
CAPRI | CAP681637 | EC001178 | EF005114 | 21 | 9.0
CAPRI | CAP681637 | EC001178 | EF005474 | EV006422 | 9.0
CAPRI | CAP681637 | EC001178 | EF007834 | EV004458 | 9.0
CAPRI | CAP681637 | EC001178 | EF007952 | Non | 9.0
CAPRI | CAP681637 | EC001178 | EF008122 | EV000402 | 9.0
CAPRI | CAP681637 | EC001178 | EF022606 | EV004498 | 9.0
CAPRI | CAP681684 | EC001178 | EF000007 | EV000206 | 9.0
CAPRI | CAP681684 | EC001178 | EF000010 | EV005918 | 9.0
CAPRI | CAP681684 | EC001178 | EF000064 | EV004443 | 9.0
CAPRI | CAP681684 | EC001178 | EF000368 | 13 | 9.0
CAPRI | CAP681684 | EC001178 | EF000767 | EV004441 | 9.0
CAPRI | CAP681684 | EC001178 | EF001742 | 135 | 9.0
CAPRI | CAP681684 | EC001178 | EF001742 | -50 | 9.0
CAPRI | CAP681684 | EC001178 | EF001757 | Oui | 9.0
CAPRI | CAP681684 | EC001178 | EF001760 | 16,5 | 9.0
CAPRI | CAP681684 | EC001178 | EF001761 | 67 | 9.0
CAPRI | CAP681684 | EC001178 | EF001774 | Oui | 9.0
CAPRI | CAP681684 | EC001178 | EF002504 | 21,2 | 9.0
CAPRI | CAP681684 | EC001178 | EF005114 | 21 | 9.0
CAPRI | CAP681684 | EC001178 | EF005474 | EV006422 | 9.0
CAPRI | CAP681684 | EC001178 | EF007834 | EV004458 | 9.0
CAPRI | CAP681684 | EC001178 | EF007952 | Non | 9.0
CAPRI | CAP681684 | EC001178 | EF008122 | EV000914 | 9.0
CAPRI | CAP681684 | EC001178 | EF022606 | EV004498 | 9.0
CAPRI | CAP681687 | EC001178 | EF000007 | EV000206 | 9.0
CAPRI | CAP681687 | EC001178 | EF000010 | EV005918 | 9.0
CAPRI | CAP681687 | EC001178 | EF000064 | EV004443 | 9.0
CAPRI | CAP681687 | EC001178 | EF000368 | 11 | 9.0
CAPRI | CAP681687 | EC001178 | EF000369 | 27 | 9.0
CAPRI | CAP681687 | EC001178 | EF000767 | EV004441 | 9.0
CAPRI | CAP681687 | EC001178 | EF001742 | 120 | 9.0
CAPRI | CAP681687 | EC001178 | EF001742 | -40 | 9.0
CAPRI | CAP681687 | EC001178 | EF001757 | Non | 9.0
CAPRI | CAP681687 | EC001178 | EF001760 | 16,5 | 9.0
CAPRI | CAP681687 | EC001178 | EF001761 | 35,9 | 9.0
CAPRI | CAP681687 | EC001178 | EF001774 | Oui | 9.0
CAPRI | CAP681687 | EC001178 | EF002504 | 21,2 | 9.0
CAPRI | CAP681687 | EC001178 | EF005114 | 21 | 9.0
CAPRI | CAP681687 | EC001178 | EF005474 | EV006422 | 9.0
CAPRI | CAP681687 | EC001178 | EF007834 | EV004458 | 9.0
CAPRI | CAP681687 | EC001178 | EF007952 | Non | 9.0
CAPRI | CAP681687 | EC001178 | EF008122 | EV000402 | 9.0
CAPRI | CAP681687 | EC001178 | EF022606 | EV004498 | 9.0
CAPRI | CAP681784 | EC001178 | EF000007 | EV000206 | 9.0
CAPRI | CAP681784 | EC001178 | EF000010 | EV005918 | 9.0
CAPRI | CAP681784 | EC001178 | EF000064 | EV004443 | 9.0
CAPRI | CAP681784 | EC001178 | EF000368 | 12 | 9.0
CAPRI | CAP681784 | EC001178 | EF000767 | EV004441 | 9.0
CAPRI | CAP681784 | EC001178 | EF001742 | 135 | 9.0
CAPRI | CAP681784 | EC001178 | EF001742 | -50 | 9.0
CAPRI | CAP681784 | EC001178 | EF001757 | Oui | 9.0
CAPRI | CAP681784 | EC001178 | EF001760 | 9,6 | 9.0
CAPRI | CAP681784 | EC001178 | EF001761 | 62 | 9.0
CAPRI | CAP681784 | EC001178 | EF001774 | Oui | 9.0
CAPRI | CAP681784 | EC001178 | EF002504 | 13 | 9.0
CAPRI | CAP681784 | EC001178 | EF005114 | 13 | 9.0
CAPRI | CAP681784 | EC001178 | EF005474 | EV006422 | 9.0
CAPRI | CAP681784 | EC001178 | EF007834 | EV005898 | 9.0
CAPRI | CAP681784 | EC001178 | EF007952 | Non | 9.0
CAPRI | CAP681784 | EC001178 | EF008122 | EV000914 | 9.0
CAPRI | CAP681784 | EC001178 | EF022606 | EV004498 | 9.0
CAPRI | CAP682084 | EC001178 | EF000007 | EV000206 | 9.0
CAPRI | CAP682084 | EC001178 | EF000010 | EV005918 | 9.0
CAPRI | CAP682084 | EC001178 | EF000064 | EV004443 | 9.0
CAPRI | CAP682084 | EC001178 | EF000368 | 12 | 9.0
CAPRI | CAP682084 | EC001178 | EF000767 | EV004441 | 9.0
CAPRI | CAP682084 | EC001178 | EF001742 | 135 | 9.0
CAPRI | CAP682084 | EC001178 | EF001742 | -50 | 9.0
CAPRI | CAP682084 | EC001178 | EF001757 | Oui | 9.0
CAPRI | CAP682084 | EC001178 | EF001760 | 16,5 | 9.0
CAPRI | CAP682084 | EC001178 | EF001761 | 66 | 9.0
CAPRI | CAP682084 | EC001178 | EF001774 | Oui | 9.0
CAPRI | CAP682084 | EC001178 | EF002504 | 21,2 | 9.0
CAPRI | CAP682084 | EC001178 | EF005114 | 16 | 9.0
CAPRI | CAP682084 | EC001178 | EF005474 | EV006422 | 9.0
CAPRI | CAP682084 | EC001178 | EF007834 | EV005899 | 9.0
CAPRI | CAP682084 | EC001178 | EF007952 | Non | 9.0
CAPRI | CAP682084 | EC001178 | EF008122 | EV000914 | 9.0
CAPRI | CAP682084 | EC001178 | EF022606 | EV004498 | 9.0
CAPRI | CAP682104 | EC001178 | EF000007 | EV000206 | 9.0
CAPRI | CAP682104 | EC001178 | EF000010 | EV000164 | 9.0
CAPRI | CAP682104 | EC001178 | EF000064 | EV004443 | 9.0
CAPRI | CAP682104 | EC001178 | EF000368 | 14 | 9.0
CAPRI | CAP682104 | EC001178 | EF000369 | 35 | 9.0
CAPRI | CAP682104 | EC001178 | EF000767 | EV004441 | 9.0
CAPRI | CAP682104 | EC001178 | EF001742 | 135 | 9.0
CAPRI | CAP682104 | EC001178 | EF001742 | -50 | 9.0
CAPRI | CAP682104 | EC001178 | EF001757 | Oui | 9.0
CAPRI | CAP682104 | EC001178 | EF001760 | 21,7 | 9.0
CAPRI | CAP682104 | EC001178 | EF001761 | 64 | 9.0
CAPRI | CAP682104 | EC001178 | EF001774 | Oui | 9.0
CAPRI | CAP682104 | EC001178 | EF002504 | 28,5 | 9.0
CAPRI | CAP682104 | EC001178 | EF005114 | 28 | 9.0
CAPRI | CAP682104 | EC001178 | EF005474 | EV006422 | 9.0
CAPRI | CAP682104 | EC001178 | EF007834 | EV004459 | 9.0
CAPRI | CAP682104 | EC001178 | EF007952 | Non | 9.0
CAPRI | CAP682104 | EC001178 | EF008122 | EV000914 | 9.0
CAPRI | CAP682104 | EC001178 | EF022606 | EV004498 | 9.0
CAPRI | CAP682107 | EC001178 | EF000007 | EV000206 | 9.0
CAPRI | CAP682107 | EC001178 | EF000010 | EV000164 | 9.0
CAPRI | CAP682107 | EC001178 | EF000064 | EV004443 | 9.0
CAPRI | CAP682107 | EC001178 | EF000368 | 12 | 9.0
CAPRI | CAP682107 | EC001178 | EF000369 | 34 | 9.0
CAPRI | CAP682107 | EC001178 | EF000767 | EV004441 | 9.0
CAPRI | CAP682107 | EC001178 | EF001742 | 120 | 9.0
CAPRI | CAP682107 | EC001178 | EF001742 | -40 | 9.0
CAPRI | CAP682107 | EC001178 | EF001757 | Non | 9.0
CAPRI | CAP682107 | EC001178 | EF001760 | 21,7 | 9.0
CAPRI | CAP682107 | EC001178 | EF001761 | 39 | 9.0
CAPRI | CAP682107 | EC001178 | EF001774 | Oui | 9.0
CAPRI | CAP682107 | EC001178 | EF002504 | 28,5 | 9.0
CAPRI | CAP682107 | EC001178 | EF005114 | 28 | 9.0
CAPRI | CAP682107 | EC001178 | EF005474 | EV006422 | 9.0
CAPRI | CAP682107 | EC001178 | EF007834 | EV004459 | 9.0
CAPRI | CAP682107 | EC001178 | EF007952 | Non | 9.0
CAPRI | CAP682107 | EC001178 | EF008122 | EV000402 | 9.0
CAPRI | CAP682107 | EC001178 | EF022606 | EV004498 | 9.0
CAPRI | CAP682113 | EC000938 | EF001206 | Non | 9.0
CAPRI | CAP682113 | EC000938 | EF002169 | EV000149 | 9.0
CAPRI | CAP682113 | EC000938 | EF004663 | Non | 9.0
CAPRI | CAP682116 | EC000938 | EF001206 | Non | 9.0
CAPRI | CAP682116 | EC000938 | EF002169 | EV000149 | 9.0
CAPRI | CAP682116 | EC000938 | EF004663 | Non | 9.0
CAPRI | CAP682184 | EC001178 | EF000007 | EV000206 | 9.0
CAPRI | CAP682184 | EC001178 | EF000010 | EV005918 | 9.0
CAPRI | CAP682184 | EC001178 | EF000064 | EV004443 | 9.0
CAPRI | CAP682184 | EC001178 | EF000368 | 14 | 9.0
CAPRI | CAP682184 | EC001178 | EF000767 | EV004441 | 9.0
CAPRI | CAP682184 | EC001178 | EF001742 | 135 | 9.0
CAPRI | CAP682184 | EC001178 | EF001742 | -50 | 9.0
CAPRI | CAP682184 | EC001178 | EF001757 | Oui | 9.0
CAPRI | CAP682184 | EC001178 | EF001760 | 21,7 | 9.0
CAPRI | CAP682184 | EC001178 | EF001761 | 81 | 9.0
CAPRI | CAP682184 | EC001178 | EF001774 | Oui | 9.0
CAPRI | CAP682184 | EC001178 | EF002504 | 28,5 | 9.0
CAPRI | CAP682184 | EC001178 | EF005114 | 28 | 9.0
CAPRI | CAP682184 | EC001178 | EF005474 | EV006422 | 9.0
CAPRI | CAP682184 | EC001178 | EF007834 | EV004459 | 9.0
CAPRI | CAP682184 | EC001178 | EF007952 | Non | 9.0
CAPRI | CAP682184 | EC001178 | EF008122 | EV000914 | 9.0
CAPRI | CAP682184 | EC001178 | EF022606 | EV004498 | 9.0
CAPRI | CAP682187 | EC001178 | EF000007 | EV000206 | 9.0
CAPRI | CAP682187 | EC001178 | EF000010 | EV005918 | 9.0
CAPRI | CAP682187 | EC001178 | EF000064 | EV004443 | 9.0
CAPRI | CAP682187 | EC001178 | EF000368 | 12 | 9.0
CAPRI | CAP682187 | EC001178 | EF000369 | 34 | 9.0
CAPRI | CAP682187 | EC001178 | EF000767 | EV004441 | 9.0
CAPRI | CAP682187 | EC001178 | EF001742 | 120 | 9.0
CAPRI | CAP682187 | EC001178 | EF001742 | -40 | 9.0
CAPRI | CAP682187 | EC001178 | EF001757 | Non | 9.0
CAPRI | CAP682187 | EC001178 | EF001760 | 21,7 | 9.0
CAPRI | CAP682187 | EC001178 | EF001761 | 45 | 9.0
CAPRI | CAP682187 | EC001178 | EF001774 | Oui | 9.0
CAPRI | CAP682187 | EC001178 | EF002504 | 28,5 | 9.0
CAPRI | CAP682187 | EC001178 | EF005114 | 28 | 9.0
CAPRI | CAP682187 | EC001178 | EF005474 | EV006422 | 9.0
CAPRI | CAP682187 | EC001178 | EF007834 | EV004459 | 9.0
CAPRI | CAP682187 | EC001178 | EF007952 | Non | 9.0
CAPRI | CAP682187 | EC001178 | EF008122 | EV000402 | 9.0
CAPRI | CAP682187 | EC001178 | EF022606 | EV004498 | 9.0
CAPRI | CAP682584 | EC001178 | EF000007 | EV000206 | 9.0
CAPRI | CAP682584 | EC001178 | EF000010 | EV005918 | 9.0
CAPRI | CAP682584 | EC001178 | EF000064 | EV004443 | 9.0
CAPRI | CAP682584 | EC001178 | EF000368 | 12 | 9.0
CAPRI | CAP682584 | EC001178 | EF000767 | EV004441 | 9.0
CAPRI | CAP682584 | EC001178 | EF001742 | 135 | 9.0
CAPRI | CAP682584 | EC001178 | EF001742 | -50 | 9.0
CAPRI | CAP682584 | EC001178 | EF001757 | Oui | 9.0
CAPRI | CAP682584 | EC001178 | EF001760 | 21,7 | 9.0
CAPRI | CAP682584 | EC001178 | EF001761 | 79 | 9.0
CAPRI | CAP682584 | EC001178 | EF001774 | Oui | 9.0
CAPRI | CAP682584 | EC001178 | EF002504 | 28,5 | 9.0
CAPRI | CAP682584 | EC001178 | EF005114 | 28 | 9.0
CAPRI | CAP682584 | EC001178 | EF005474 | EV006422 | 9.0
CAPRI | CAP682584 | EC001178 | EF007834 | EV005900 | 9.0
CAPRI | CAP682584 | EC001178 | EF007952 | Non | 9.0
CAPRI | CAP682584 | EC001178 | EF008122 | EV000914 | 9.0
CAPRI | CAP682584 | EC001178 | EF022606 | EV004498 | 9.0
CAPRI | CAP682813 | EC000938 | EF001206 | Non | 9.0
CAPRI | CAP682813 | EC000938 | EF002169 | EV000149 | 9.0
CAPRI | CAP682813 | EC000938 | EF004663 | Non | 9.0
CAPRI | CAP682816 | EC000938 | EF001206 | Non | 9.0
CAPRI | CAP682816 | EC000938 | EF002169 | EV000149 | 9.0
CAPRI | CAP682816 | EC000938 | EF004663 | Non | 9.0
CAPRI | CAP682821 | EC000938 | EF001206 | Non | 9.0
CAPRI | CAP682821 | EC000938 | EF002169 | EV000149 | 9.0
CAPRI | CAP682821 | EC000938 | EF004663 | Non | 9.0
CAPRI | CAP682904 | EC001178 | EF000007 | EV000206 | 9.0
CAPRI | CAP682904 | EC001178 | EF000010 | EV000164 | 9.0
CAPRI | CAP682904 | EC001178 | EF000064 | EV004443 | 9.0
CAPRI | CAP682904 | EC001178 | EF000368 | 14 | 9.0
CAPRI | CAP682904 | EC001178 | EF000369 | 42 | 9.0
CAPRI | CAP682904 | EC001178 | EF000767 | EV004441 | 9.0
CAPRI | CAP682904 | EC001178 | EF001742 | 135 | 9.0
CAPRI | CAP682904 | EC001178 | EF001742 | -50 | 9.0
CAPRI | CAP682904 | EC001178 | EF001757 | Oui | 9.0
CAPRI | CAP682904 | EC001178 | EF001760 | 27,7 | 9.0
CAPRI | CAP682904 | EC001178 | EF001761 | 68 | 9.0
CAPRI | CAP682904 | EC001178 | EF001774 | Oui | 9.0
CAPRI | CAP682904 | EC001178 | EF002504 | 34,5 | 9.0
CAPRI | CAP682904 | EC001178 | EF005114 | 34 | 9.0
CAPRI | CAP682904 | EC001178 | EF005474 | EV006422 | 9.0
CAPRI | CAP682904 | EC001178 | EF007834 | EV004460 | 9.0
CAPRI | CAP682904 | EC001178 | EF007952 | Non | 9.0
CAPRI | CAP682904 | EC001178 | EF008122 | EV000914 | 9.0
CAPRI | CAP682904 | EC001178 | EF022606 | EV004498 | 9.0
CAPRI | CAP682907 | EC001178 | EF000007 | EV000206 | 9.0
CAPRI | CAP682907 | EC001178 | EF000010 | EV000164 | 9.0
CAPRI | CAP682907 | EC001178 | EF000064 | EV004443 | 9.0
CAPRI | CAP682907 | EC001178 | EF000368 | 12 | 9.0
CAPRI | CAP682907 | EC001178 | EF000369 | 43 | 9.0
CAPRI | CAP682907 | EC001178 | EF000767 | EV004441 | 9.0
CAPRI | CAP682907 | EC001178 | EF001742 | 120 | 9.0
CAPRI | CAP682907 | EC001178 | EF001742 | -40 | 9.0
CAPRI | CAP682907 | EC001178 | EF001757 | Non | 9.0
CAPRI | CAP682907 | EC001178 | EF001760 | 27,7 | 9.0
CAPRI | CAP682907 | EC001178 | EF001761 | 42 | 9.0
CAPRI | CAP682907 | EC001178 | EF001774 | Oui | 9.0
CAPRI | CAP682907 | EC001178 | EF002504 | 34,5 | 9.0
CAPRI | CAP682907 | EC001178 | EF005114 | 34 | 9.0
CAPRI | CAP682907 | EC001178 | EF005474 | EV006422 | 9.0
CAPRI | CAP682907 | EC001178 | EF007834 | EV004460 | 9.0
CAPRI | CAP682907 | EC001178 | EF007952 | Non | 9.0
CAPRI | CAP682907 | EC001178 | EF008122 | EV000402 | 9.0
CAPRI | CAP682907 | EC001178 | EF022606 | EV004498 | 9.0
CAPRI | CAP682984 | EC001178 | EF000007 | EV000206 | 9.0
CAPRI | CAP682984 | EC001178 | EF000010 | EV005918 | 9.0
CAPRI | CAP682984 | EC001178 | EF000064 | EV004443 | 9.0
CAPRI | CAP682984 | EC001178 | EF000368 | 14 | 9.0
CAPRI | CAP682984 | EC001178 | EF000767 | EV004441 | 9.0
CAPRI | CAP682984 | EC001178 | EF001742 | 135 | 9.0
CAPRI | CAP682984 | EC001178 | EF001742 | -50 | 9.0
CAPRI | CAP682984 | EC001178 | EF001757 | Oui | 9.0
CAPRI | CAP682984 | EC001178 | EF001760 | 27,7 | 9.0
CAPRI | CAP682984 | EC001178 | EF001761 | 89 | 9.0
CAPRI | CAP682984 | EC001178 | EF001774 | Oui | 9.0
CAPRI | CAP682984 | EC001178 | EF002504 | 34,5 | 9.0
CAPRI | CAP682984 | EC001178 | EF005114 | 34 | 9.0
CAPRI | CAP682984 | EC001178 | EF005474 | EV006422 | 9.0
CAPRI | CAP682984 | EC001178 | EF007834 | EV004460 | 9.0
CAPRI | CAP682984 | EC001178 | EF007952 | Non | 9.0
CAPRI | CAP682984 | EC001178 | EF008122 | EV000914 | 9.0
CAPRI | CAP682984 | EC001178 | EF022606 | EV004498 | 9.0
CAPRI | CAP682987 | EC001178 | EF000007 | EV000206 | 9.0
CAPRI | CAP682987 | EC001178 | EF000010 | EV005918 | 9.0
CAPRI | CAP682987 | EC001178 | EF000064 | EV004443 | 9.0
CAPRI | CAP682987 | EC001178 | EF000368 | 12 | 9.0
CAPRI | CAP682987 | EC001178 | EF000369 | 43 | 9.0
CAPRI | CAP682987 | EC001178 | EF000767 | EV004441 | 9.0
CAPRI | CAP682987 | EC001178 | EF001742 | 120 | 9.0
CAPRI | CAP682987 | EC001178 | EF001742 | -40 | 9.0
CAPRI | CAP682987 | EC001178 | EF001757 | Non | 9.0
CAPRI | CAP682987 | EC001178 | EF001760 | 27,7 | 9.0
CAPRI | CAP682987 | EC001178 | EF001761 | 52,8 | 9.0
CAPRI | CAP682987 | EC001178 | EF001774 | Oui | 9.0
CAPRI | CAP682987 | EC001178 | EF002504 | 34,5 | 9.0
CAPRI | CAP682987 | EC001178 | EF005114 | 34 | 9.0
CAPRI | CAP682987 | EC001178 | EF005474 | EV006422 | 9.0
CAPRI | CAP682987 | EC001178 | EF007834 | EV004465 | 9.0
CAPRI | CAP682987 | EC001178 | EF007952 | Non | 9.0
CAPRI | CAP682987 | EC001178 | EF008122 | EV000402 | 9.0
CAPRI | CAP682987 | EC001178 | EF022606 | EV004498 | 9.0
CAPRI | CAP683284 | EC001178 | EF000007 | EV000206 | 9.0
CAPRI | CAP683284 | EC001178 | EF000010 | EV005918 | 9.0
CAPRI | CAP683284 | EC001178 | EF000064 | EV004443 | 9.0
CAPRI | CAP683284 | EC001178 | EF000368 | 13 | 9.0
CAPRI | CAP683284 | EC001178 | EF000767 | EV004441 | 9.0
CAPRI | CAP683284 | EC001178 | EF001742 | 135 | 9.0
CAPRI | CAP683284 | EC001178 | EF001742 | -50 | 9.0
CAPRI | CAP683284 | EC001178 | EF001757 | Oui | 9.0
CAPRI | CAP683284 | EC001178 | EF001760 | 27,7 | 9.0
CAPRI | CAP683284 | EC001178 | EF001761 | 88 | 9.0
CAPRI | CAP683284 | EC001178 | EF001774 | Oui | 9.0
CAPRI | CAP683284 | EC001178 | EF002504 | 34,5 | 9.0
CAPRI | CAP683284 | EC001178 | EF005114 | 34 | 9.0
CAPRI | CAP683284 | EC001178 | EF005474 | EV006422 | 9.0
CAPRI | CAP683284 | EC001178 | EF007834 | EV005901 | 9.0
CAPRI | CAP683284 | EC001178 | EF007952 | Non | 9.0
CAPRI | CAP683284 | EC001178 | EF008122 | EV000914 | 9.0
CAPRI | CAP683284 | EC001178 | EF022606 | EV004498 | 9.0
CAPRI | CAP683428 | EC000938 | EF001206 | Non | 9.0
CAPRI | CAP683428 | EC000938 | EF002169 | EV000149 | 9.0
CAPRI | CAP683428 | EC000938 | EF004663 | Non | 9.0
CAPRI | CAP683604 | EC001178 | EF000007 | EV000206 | 9.0
CAPRI | CAP683604 | EC001178 | EF000010 | EV000164 | 9.0
CAPRI | CAP683604 | EC001178 | EF000064 | EV004443 | 9.0
CAPRI | CAP683604 | EC001178 | EF000368 | 17 | 9.0
CAPRI | CAP683604 | EC001178 | EF000369 | 58 | 9.0
CAPRI | CAP683604 | EC001178 | EF000767 | EV004441 | 9.0
CAPRI | CAP683604 | EC001178 | EF001742 | 135 | 9.0
CAPRI | CAP683604 | EC001178 | EF001742 | -50 | 9.0
CAPRI | CAP683604 | EC001178 | EF001757 | Oui | 9.0
CAPRI | CAP683604 | EC001178 | EF001760 | 35,2 | 9.0
CAPRI | CAP683604 | EC001178 | EF001761 | 81 | 9.0
CAPRI | CAP683604 | EC001178 | EF001774 | Oui | 9.0
CAPRI | CAP683604 | EC001178 | EF002504 | 42,5 | 9.0
CAPRI | CAP683604 | EC001178 | EF005114 | 42 | 9.0
CAPRI | CAP683604 | EC001178 | EF005474 | EV006422 | 9.0
CAPRI | CAP683604 | EC001178 | EF007834 | EV004461 | 9.0
CAPRI | CAP683604 | EC001178 | EF007952 | Non | 9.0
CAPRI | CAP683604 | EC001178 | EF008122 | EV000914 | 9.0
CAPRI | CAP683604 | EC001178 | EF022606 | EV004498 | 9.0
CAPRI | CAP683607 | EC001178 | EF000007 | EV000206 | 9.0
CAPRI | CAP683607 | EC001178 | EF000010 | EV000164 | 9.0
CAPRI | CAP683607 | EC001178 | EF000064 | EV004443 | 9.0
CAPRI | CAP683607 | EC001178 | EF000368 | 12 | 9.0
CAPRI | CAP683607 | EC001178 | EF000369 | 60 | 9.0
CAPRI | CAP683607 | EC001178 | EF000767 | EV004441 | 9.0
CAPRI | CAP683607 | EC001178 | EF001742 | 120 | 9.0
CAPRI | CAP683607 | EC001178 | EF001742 | -40 | 9.0
CAPRI | CAP683607 | EC001178 | EF001757 | Non | 9.0
CAPRI | CAP683607 | EC001178 | EF001760 | 35,2 | 9.0
CAPRI | CAP683607 | EC001178 | EF001761 | 44 | 9.0
CAPRI | CAP683607 | EC001178 | EF001774 | Oui | 9.0
CAPRI | CAP683607 | EC001178 | EF002504 | 42,5 | 9.0
CAPRI | CAP683607 | EC001178 | EF005114 | 42 | 9.0
CAPRI | CAP683607 | EC001178 | EF005474 | EV006422 | 9.0
CAPRI | CAP683607 | EC001178 | EF007834 | EV004461 | 9.0
CAPRI | CAP683607 | EC001178 | EF007952 | Non | 9.0
CAPRI | CAP683607 | EC001178 | EF008122 | EV000402 | 9.0
CAPRI | CAP683607 | EC001178 | EF022606 | EV004498 | 9.0
CAPRI | CAP683684 | EC001178 | EF000007 | EV000206 | 9.0
CAPRI | CAP683684 | EC001178 | EF000010 | EV005918 | 9.0
CAPRI | CAP683684 | EC001178 | EF000064 | EV004443 | 9.0
CAPRI | CAP683684 | EC001178 | EF000368 | 17 | 9.0
CAPRI | CAP683684 | EC001178 | EF000767 | EV004441 | 9.0
CAPRI | CAP683684 | EC001178 | EF001742 | 135 | 9.0
CAPRI | CAP683684 | EC001178 | EF001742 | -50 | 9.0
CAPRI | CAP683684 | EC001178 | EF001757 | Oui | 9.0
CAPRI | CAP683684 | EC001178 | EF001760 | 35,2 | 9.0
CAPRI | CAP683684 | EC001178 | EF001761 | 119 | 9.0
CAPRI | CAP683684 | EC001178 | EF001774 | Oui | 9.0
CAPRI | CAP683684 | EC001178 | EF002504 | 42,5 | 9.0
CAPRI | CAP683684 | EC001178 | EF005114 | 42 | 9.0
CAPRI | CAP683684 | EC001178 | EF005474 | EV006422 | 9.0
CAPRI | CAP683684 | EC001178 | EF007834 | EV004461 | 9.0
CAPRI | CAP683684 | EC001178 | EF007952 | Non | 9.0
CAPRI | CAP683684 | EC001178 | EF008122 | EV000914 | 9.0
CAPRI | CAP683684 | EC001178 | EF022606 | EV004498 | 9.0
CAPRI | CAP684084 | EC001178 | EF000007 | EV000206 | 9.0
CAPRI | CAP684084 | EC001178 | EF000010 | EV005918 | 9.0
CAPRI | CAP684084 | EC001178 | EF000064 | EV004443 | 9.0
CAPRI | CAP684084 | EC001178 | EF000368 | 15 | 9.0
CAPRI | CAP684084 | EC001178 | EF000767 | EV004441 | 9.0
CAPRI | CAP684084 | EC001178 | EF001742 | 135 | 9.0
CAPRI | CAP684084 | EC001178 | EF001742 | -50 | 9.0
CAPRI | CAP684084 | EC001178 | EF001757 | Oui | 9.0
CAPRI | CAP684084 | EC001178 | EF001760 | 35,2 | 9.0
CAPRI | CAP684084 | EC001178 | EF001761 | 117 | 9.0
CAPRI | CAP684084 | EC001178 | EF001774 | Oui | 9.0
CAPRI | CAP684084 | EC001178 | EF002504 | 42,5 | 9.0
CAPRI | CAP684084 | EC001178 | EF005114 | 42 | 9.0
CAPRI | CAP684084 | EC001178 | EF005474 | EV006422 | 9.0
CAPRI | CAP684084 | EC001178 | EF007834 | EV005902 | 9.0
CAPRI | CAP684084 | EC001178 | EF007952 | Non | 9.0
CAPRI | CAP684084 | EC001178 | EF008122 | EV000914 | 9.0
CAPRI | CAP684084 | EC001178 | EF022606 | EV004498 | 9.0
CAPRI | CAP684884 | EC001178 | EF000007 | EV000206 | 9.0
CAPRI | CAP684884 | EC001178 | EF000010 | EV005918 | 9.0
CAPRI | CAP684884 | EC001178 | EF000064 | EV004443 | 9.0
CAPRI | CAP684884 | EC001178 | EF000368 | 12 | 9.0
CAPRI | CAP684884 | EC001178 | EF000767 | EV004441 | 9.0
CAPRI | CAP684884 | EC001178 | EF001742 | 135 | 9.0
CAPRI | CAP684884 | EC001178 | EF001742 | -50 | 9.0
CAPRI | CAP684884 | EC001178 | EF001757 | Oui | 9.0
CAPRI | CAP684884 | EC001178 | EF001760 | 46,5 | 9.0
CAPRI | CAP684884 | EC001178 | EF001761 | 119 | 9.0
CAPRI | CAP684884 | EC001178 | EF001774 | Oui | 9.0
CAPRI | CAP684884 | EC001178 | EF002504 | 54,5 | 9.0
CAPRI | CAP684884 | EC001178 | EF005114 | 54 | 9.0
CAPRI | CAP684884 | EC001178 | EF005474 | EV006422 | 9.0
CAPRI | CAP684884 | EC001178 | EF007834 | EV004463 | 9.0
CAPRI | CAP684884 | EC001178 | EF007952 | Non | 9.0
CAPRI | CAP684884 | EC001178 | EF008122 | EV000914 | 9.0
CAPRI | CAP684884 | EC001178 | EF022606 | EV004498 | 9.0
CAPRI | CAP685084 | EC001178 | EF000007 | EV000206 | 9.0
CAPRI | CAP685084 | EC001178 | EF000010 | EV005918 | 9.0
CAPRI | CAP685084 | EC001178 | EF000064 | EV004443 | 9.0
CAPRI | CAP685084 | EC001178 | EF000368 | 17 | 9.0
CAPRI | CAP685084 | EC001178 | EF000767 | EV004441 | 9.0
CAPRI | CAP685084 | EC001178 | EF001742 | 135 | 9.0
CAPRI | CAP685084 | EC001178 | EF001742 | -50 | 9.0
CAPRI | CAP685084 | EC001178 | EF001757 | Oui | 9.0
CAPRI | CAP685084 | EC001178 | EF001760 | 46,5 | 9.0
CAPRI | CAP685084 | EC001178 | EF001761 | 124 | 9.0
CAPRI | CAP685084 | EC001178 | EF001774 | Oui | 9.0
CAPRI | CAP685084 | EC001178 | EF002504 | 54,5 | 9.0
CAPRI | CAP685084 | EC001178 | EF005114 | 54 | 9.0
CAPRI | CAP685084 | EC001178 | EF005474 | EV006422 | 9.0
CAPRI | CAP685084 | EC001178 | EF007834 | EV005903 | 9.0
CAPRI | CAP685084 | EC001178 | EF007952 | Non | 9.0
CAPRI | CAP685084 | EC001178 | EF008122 | EV000914 | 9.0
CAPRI | CAP685084 | EC001178 | EF022606 | EV004498 | 9.0
CAPRI | CAP686384 | EC001178 | EF000007 | EV000206 | 9.0
CAPRI | CAP686384 | EC001178 | EF000010 | EV005918 | 9.0
CAPRI | CAP686384 | EC001178 | EF000064 | EV004443 | 9.0
CAPRI | CAP686384 | EC001178 | EF000368 | 17 | 9.0
CAPRI | CAP686384 | EC001178 | EF000767 | EV004441 | 9.0
CAPRI | CAP686384 | EC001178 | EF001742 | 135 | 9.0
CAPRI | CAP686384 | EC001178 | EF001742 | -50 | 9.0
CAPRI | CAP686384 | EC001178 | EF001757 | Oui | 9.0
CAPRI | CAP686384 | EC001178 | EF001760 | 46,5 | 9.0
CAPRI | CAP686384 | EC001178 | EF001761 | 124 | 9.0
CAPRI | CAP686384 | EC001178 | EF001774 | Oui | 9.0
CAPRI | CAP686384 | EC001178 | EF002504 | 54,5 | 9.0
CAPRI | CAP686384 | EC001178 | EF005114 | 54 | 9.0
CAPRI | CAP686384 | EC001178 | EF005474 | EV006422 | 9.0
CAPRI | CAP686384 | EC001178 | EF007834 | EV011973 | 9.0
CAPRI | CAP686384 | EC001178 | EF007952 | Non | 9.0
CAPRI | CAP686384 | EC001178 | EF008122 | EV000914 | 9.0
CAPRI | CAP686384 | EC001178 | EF022606 | EV004498 | 9.0
CAPRI | CAP688007 | EC001176 | EF000007 | EV000206 | 9.0
CAPRI | CAP688007 | EC001176 | EF000010 | EV000164 | 9.0
CAPRI | CAP688007 | EC001176 | EF000064 | EV004443 | 9.0
CAPRI | CAP688007 | EC001176 | EF000369 | 52 mm | 9.0
CAPRI | CAP688007 | EC001176 | EF000767 | EV004440 | 9.0
CAPRI | CAP688007 | EC001176 | EF001742 | 120 °C | 9.0
CAPRI | CAP688007 | EC001176 | EF001742 | -40 °C | 9.0
CAPRI | CAP688007 | EC001176 | EF001757 | Non | 9.0
CAPRI | CAP688007 | EC001176 | EF001760 | 67,0 mm | 9.0
CAPRI | CAP688007 | EC001176 | EF001761 | 94 mm | 9.0
CAPRI | CAP688007 | EC001176 | EF001763 | Non | 9.0
CAPRI | CAP688007 | EC001176 | EF001765 | Non | 9.0
CAPRI | CAP688007 | EC001176 | EF001766 | Non | 9.0
CAPRI | CAP688007 | EC001176 | EF002169 | EV000402 | 9.0
CAPRI | CAP688007 | EC001176 | EF002504 | 80 mm | 9.0
CAPRI | CAP688007 | EC001176 | EF005114 | 80 mm | 9.0
CAPRI | CAP688007 | EC001176 | EF005474 | EV006421 | 9.0
CAPRI | CAP688007 | EC001176 | EF006243 | Non | 9.0
CAPRI | CAP688007 | EC001176 | EF007834 | EV00494 | 9.0
CAPRI | CAP688007 | EC001176 | EF008142 | Oui | 9.0
CAPRI | CAP688007 | EC001176 | EF022606 | EV000154 | 9.0
CAPRI | CAP688057 | EC001176 | EF000007 | EV000206 | 9.0
CAPRI | CAP688057 | EC001176 | EF000010 | EV005918 | 9.0
CAPRI | CAP688057 | EC001176 | EF000064 | EV004443 | 9.0
CAPRI | CAP688057 | EC001176 | EF000369 | 110 mm | 9.0
CAPRI | CAP688057 | EC001176 | EF000767 | EV004440 | 9.0
CAPRI | CAP688057 | EC001176 | EF001742 | 120 °C | 9.0
CAPRI | CAP688057 | EC001176 | EF001742 | -40 °C | 9.0
CAPRI | CAP688057 | EC001176 | EF001757 | Non | 9.0
CAPRI | CAP688057 | EC001176 | EF001760 | 67,0 mm | 9.0
CAPRI | CAP688057 | EC001176 | EF001761 | 137 mm | 9.0
CAPRI | CAP688057 | EC001176 | EF001763 | Non | 9.0
CAPRI | CAP688057 | EC001176 | EF001765 | Non | 9.0
CAPRI | CAP688057 | EC001176 | EF001766 | Non | 9.0
CAPRI | CAP688057 | EC001176 | EF002169 | EV000402 | 9.0
CAPRI | CAP688057 | EC001176 | EF002504 | 80 mm | 9.0
CAPRI | CAP688057 | EC001176 | EF005114 | 80 mm | 9.0
CAPRI | CAP688057 | EC001176 | EF005474 | EV006421 | 9.0
CAPRI | CAP688057 | EC001176 | EF006243 | Non | 9.0
CAPRI | CAP688057 | EC001176 | EF007834 | EV00494 | 9.0
CAPRI | CAP688057 | EC001176 | EF008142 | Oui | 9.0
CAPRI | CAP688057 | EC001176 | EF022606 | EV000154 | 9.0
CAPRI | CAP688147 | EC001178 | EF000007 | EV000206 | 9.0
CAPRI | CAP688147 | EC001178 | EF000010 | EV005918 | 9.0
CAPRI | CAP688147 | EC001178 | EF000064 | EV004443 | 9.0
CAPRI | CAP688147 | EC001178 | EF000368 | 11,5 | 9.0
CAPRI | CAP688147 | EC001178 | EF000369 | 21 | 9.0
CAPRI | CAP688147 | EC001178 | EF000767 | EV004441 | 9.0
CAPRI | CAP688147 | EC001178 | EF001742 | 120 | 9.0
CAPRI | CAP688147 | EC001178 | EF001742 | -40 | 9.0
CAPRI | CAP688147 | EC001178 | EF001757 | Non | 9.0
CAPRI | CAP688147 | EC001178 | EF001760 | 11,8 | 9.0
CAPRI | CAP688147 | EC001178 | EF001761 | 33,2 | 9.0
CAPRI | CAP688147 | EC001178 | EF001774 | Oui | 9.0
CAPRI | CAP688147 | EC001178 | EF002504 | 15,8 | 9.0
CAPRI | CAP688147 | EC001178 | EF005114 | 16 | 9.0
CAPRI | CAP688147 | EC001178 | EF005474 | EV006422 | 9.0
CAPRI | CAP688147 | EC001178 | EF007834 | EV005898 | 9.0
CAPRI | CAP688147 | EC001178 | EF007952 | Non | 9.0
CAPRI | CAP688147 | EC001178 | EF008122 | EV000402 | 9.0
CAPRI | CAP688147 | EC001178 | EF022606 | EV004498 | 9.0
CAPRI | CAP688157 | EC001178 | EF000007 | EV000206 | 9.0
CAPRI | CAP688157 | EC001178 | EF000010 | EV005918 | 9.0
CAPRI | CAP688157 | EC001178 | EF000064 | EV004443 | 9.0
CAPRI | CAP688157 | EC001178 | EF000368 | 13 | 9.0
CAPRI | CAP688157 | EC001178 | EF000369 | 25 | 9.0
CAPRI | CAP688157 | EC001178 | EF000767 | EV004441 | 9.0
CAPRI | CAP688157 | EC001178 | EF001742 | 120 | 9.0
CAPRI | CAP688157 | EC001178 | EF001742 | -40 | 9.0
CAPRI | CAP688157 | EC001178 | EF001757 | Non | 9.0
CAPRI | CAP688157 | EC001178 | EF001760 | 11,8 | 9.0
CAPRI | CAP688157 | EC001178 | EF001761 | 35,3 | 9.0
CAPRI | CAP688157 | EC001178 | EF001774 | Oui | 9.0
CAPRI | CAP688157 | EC001178 | EF002504 | 15,8 | 9.0
CAPRI | CAP688157 | EC001178 | EF005114 | 16 | 9.0
CAPRI | CAP688157 | EC001178 | EF005474 | EV006422 | 9.0
CAPRI | CAP688157 | EC001178 | EF007834 | EV005899 | 9.0
CAPRI | CAP688157 | EC001178 | EF007952 | Non | 9.0
CAPRI | CAP688157 | EC001178 | EF008122 | EV000402 | 9.0
CAPRI | CAP688157 | EC001178 | EF022606 | EV004498 | 9.0
CAPRI | CAP688207 | EC001178 | EF000007 | EV000206 | 9.0
CAPRI | CAP688207 | EC001178 | EF000010 | EV005918 | 9.0
CAPRI | CAP688207 | EC001178 | EF000064 | EV004443 | 9.0
CAPRI | CAP688207 | EC001178 | EF000368 | 13 | 9.0
CAPRI | CAP688207 | EC001178 | EF000369 | 27 | 9.0
CAPRI | CAP688207 | EC001178 | EF000767 | EV004441 | 9.0
CAPRI | CAP688207 | EC001178 | EF001742 | 120 | 9.0
CAPRI | CAP688207 | EC001178 | EF001742 | -40 | 9.0
CAPRI | CAP688207 | EC001178 | EF001757 | Non | 9.0
CAPRI | CAP688207 | EC001178 | EF001760 | 16,5 | 9.0
CAPRI | CAP688207 | EC001178 | EF001761 | 35,9 | 9.0
CAPRI | CAP688207 | EC001178 | EF001774 | Oui | 9.0
CAPRI | CAP688207 | EC001178 | EF002504 | 21,2 | 9.0
CAPRI | CAP688207 | EC001178 | EF005114 | 16 | 9.0
CAPRI | CAP688207 | EC001178 | EF005474 | EV006422 | 9.0
CAPRI | CAP688207 | EC001178 | EF007834 | EV005899 | 9.0
CAPRI | CAP688207 | EC001178 | EF007952 | Non | 9.0
CAPRI | CAP688207 | EC001178 | EF008122 | EV000402 | 9.0
CAPRI | CAP688207 | EC001178 | EF022606 | EV004498 | 9.0
CAPRI | CAP688257 | EC001178 | EF000007 | EV000206 | 9.0
CAPRI | CAP688257 | EC001178 | EF000010 | EV005918 | 9.0
CAPRI | CAP688257 | EC001178 | EF000064 | EV004443 | 9.0
CAPRI | CAP688257 | EC001178 | EF000368 | 15 | 9.0
CAPRI | CAP688257 | EC001178 | EF000369 | 34 | 9.0
CAPRI | CAP688257 | EC001178 | EF000767 | EV004441 | 9.0
CAPRI | CAP688257 | EC001178 | EF001742 | 120 | 9.0
CAPRI | CAP688257 | EC001178 | EF001742 | -40 | 9.0
CAPRI | CAP688257 | EC001178 | EF001757 | Non | 9.0
CAPRI | CAP688257 | EC001178 | EF001760 | 21,7 | 9.0
CAPRI | CAP688257 | EC001178 | EF001761 | 45 | 9.0
CAPRI | CAP688257 | EC001178 | EF001774 | Oui | 9.0
CAPRI | CAP688257 | EC001178 | EF002504 | 28,5 | 9.0
CAPRI | CAP688257 | EC001178 | EF005114 | 28 | 9.0
CAPRI | CAP688257 | EC001178 | EF005474 | EV006422 | 9.0
CAPRI | CAP688257 | EC001178 | EF007834 | EV005900 | 9.0
CAPRI | CAP688257 | EC001178 | EF007952 | Non | 9.0
CAPRI | CAP688257 | EC001178 | EF008122 | EV000402 | 9.0
CAPRI | CAP688257 | EC001178 | EF022606 | EV004498 | 9.0
CAPRI | CAP688327 | EC001178 | EF000007 | EV000206 | 9.0
CAPRI | CAP688327 | EC001178 | EF000010 | EV005918 | 9.0
CAPRI | CAP688327 | EC001178 | EF000064 | EV004443 | 9.0
CAPRI | CAP688327 | EC001178 | EF000368 | 16 | 9.0
CAPRI | CAP688327 | EC001178 | EF000369 | 41 | 9.0
CAPRI | CAP688327 | EC001178 | EF000767 | EV004441 | 9.0
CAPRI | CAP688327 | EC001178 | EF001742 | 120 | 9.0
CAPRI | CAP688327 | EC001178 | EF001742 | -40 | 9.0
CAPRI | CAP688327 | EC001178 | EF001757 | Non | 9.0
CAPRI | CAP688327 | EC001178 | EF001760 | 27,7 | 9.0
CAPRI | CAP688327 | EC001178 | EF001761 | 52,8 | 9.0
CAPRI | CAP688327 | EC001178 | EF001774 | Oui | 9.0
CAPRI | CAP688327 | EC001178 | EF002504 | 34,5 | 9.0
CAPRI | CAP688327 | EC001178 | EF005114 | 34 | 9.0
CAPRI | CAP688327 | EC001178 | EF005474 | EV006422 | 9.0
CAPRI | CAP688327 | EC001178 | EF007834 | EV005901 | 9.0
CAPRI | CAP688327 | EC001178 | EF007952 | Non | 9.0
CAPRI | CAP688327 | EC001178 | EF008122 | EV000402 | 9.0
CAPRI | CAP688327 | EC001178 | EF022606 | EV004498 | 9.0
CAPRI | CAP689147 | EC001178 | EF000007 | EV000206 | 9.0
CAPRI | CAP689147 | EC001178 | EF000010 | EV005917 | 9.0
CAPRI | CAP689147 | EC001178 | EF000064 | EV004443 | 9.0
CAPRI | CAP689147 | EC001178 | EF000368 | 12 | 9.0
CAPRI | CAP689147 | EC001178 | EF000767 | EV004441 | 9.0
CAPRI | CAP689147 | EC001178 | EF001742 | 135 | 9.0
CAPRI | CAP689147 | EC001178 | EF001742 | -50 | 9.0
CAPRI | CAP689147 | EC001178 | EF001757 | Oui | 9.0
CAPRI | CAP689147 | EC001178 | EF001760 | 11,9 | 9.0
CAPRI | CAP689147 | EC001178 | EF001761 | 69 | 9.0
CAPRI | CAP689147 | EC001178 | EF001774 | Oui | 9.0
CAPRI | CAP689147 | EC001178 | EF002504 | 15,8 | 9.0
CAPRI | CAP689147 | EC001178 | EF005114 | 16 | 9.0
CAPRI | CAP689147 | EC001178 | EF005474 | EV006422 | 9.0
CAPRI | CAP689147 | EC001178 | EF007834 | EV005898 | 9.0
CAPRI | CAP689147 | EC001178 | EF007952 | Non | 9.0
CAPRI | CAP689147 | EC001178 | EF008122 | EV000914 | 9.0
CAPRI | CAP689147 | EC001178 | EF022606 | EV004498 | 9.0
CAPRI | CAP689157 | EC001178 | EF000007 | EV000206 | 9.0
CAPRI | CAP689157 | EC001178 | EF000010 | EV005917 | 9.0
CAPRI | CAP689157 | EC001178 | EF000064 | EV004443 | 9.0
CAPRI | CAP689157 | EC001178 | EF000368 | 12 | 9.0
CAPRI | CAP689157 | EC001178 | EF000767 | EV004441 | 9.0
CAPRI | CAP689157 | EC001178 | EF001742 | 135 | 9.0
CAPRI | CAP689157 | EC001178 | EF001742 | -50 | 9.0
CAPRI | CAP689157 | EC001178 | EF001757 | Oui | 9.0
CAPRI | CAP689157 | EC001178 | EF001760 | 11,9 | 9.0
CAPRI | CAP689157 | EC001178 | EF001761 | 69 | 9.0
CAPRI | CAP689157 | EC001178 | EF001774 | Oui | 9.0
CAPRI | CAP689157 | EC001178 | EF002504 | 15,8 | 9.0
CAPRI | CAP689157 | EC001178 | EF005114 | 16 | 9.0
CAPRI | CAP689157 | EC001178 | EF005474 | EV006422 | 9.0
CAPRI | CAP689157 | EC001178 | EF007834 | EV005899 | 9.0
CAPRI | CAP689157 | EC001178 | EF007952 | Non | 9.0
CAPRI | CAP689157 | EC001178 | EF008122 | EV000914 | 9.0
CAPRI | CAP689157 | EC001178 | EF022606 | EV004498 | 9.0
CAPRI | CAP689207 | EC001178 | EF000007 | EV000206 | 9.0
CAPRI | CAP689207 | EC001178 | EF000010 | EV005917 | 9.0
CAPRI | CAP689207 | EC001178 | EF000064 | EV004443 | 9.0
CAPRI | CAP689207 | EC001178 | EF000368 | 12 | 9.0
CAPRI | CAP689207 | EC001178 | EF000767 | EV004441 | 9.0
CAPRI | CAP689207 | EC001178 | EF001742 | 135 | 9.0
CAPRI | CAP689207 | EC001178 | EF001742 | -50 | 9.0
CAPRI | CAP689207 | EC001178 | EF001757 | Oui | 9.0
CAPRI | CAP689207 | EC001178 | EF001760 | 21,2 | 9.0
CAPRI | CAP689207 | EC001178 | EF001761 | 76 | 9.0
CAPRI | CAP689207 | EC001178 | EF001774 | Oui | 9.0
CAPRI | CAP689207 | EC001178 | EF002504 | 16 | 9.0
CAPRI | CAP689207 | EC001178 | EF005114 | 21 | 9.0
CAPRI | CAP689207 | EC001178 | EF005474 | EV006422 | 9.0
CAPRI | CAP689207 | EC001178 | EF007834 | EV005899 | 9.0
CAPRI | CAP689207 | EC001178 | EF007952 | Non | 9.0
CAPRI | CAP689207 | EC001178 | EF008122 | EV000914 | 9.0
CAPRI | CAP689207 | EC001178 | EF022606 | EV004498 | 9.0
CAPRI | CAP689257 | EC001178 | EF000007 | EV000206 | 9.0
CAPRI | CAP689257 | EC001178 | EF000010 | EV005917 | 9.0
CAPRI | CAP689257 | EC001178 | EF000064 | EV004443 | 9.0
CAPRI | CAP689257 | EC001178 | EF000368 | 12 | 9.0
CAPRI | CAP689257 | EC001178 | EF000767 | EV004441 | 9.0
CAPRI | CAP689257 | EC001178 | EF001742 | 135 | 9.0
CAPRI | CAP689257 | EC001178 | EF001742 | -50 | 9.0
CAPRI | CAP689257 | EC001178 | EF001757 | Oui | 9.0
CAPRI | CAP689257 | EC001178 | EF001760 | 22,2 | 9.0
CAPRI | CAP689257 | EC001178 | EF001761 | 90 | 9.0
CAPRI | CAP689257 | EC001178 | EF001774 | Oui | 9.0
CAPRI | CAP689257 | EC001178 | EF002504 | 28,5 | 9.0
CAPRI | CAP689257 | EC001178 | EF005114 | 28 | 9.0
CAPRI | CAP689257 | EC001178 | EF005474 | EV006422 | 9.0
CAPRI | CAP689257 | EC001178 | EF007834 | EV005900 | 9.0
CAPRI | CAP689257 | EC001178 | EF007952 | Non | 9.0
CAPRI | CAP689257 | EC001178 | EF008122 | EV000914 | 9.0
CAPRI | CAP689257 | EC001178 | EF022606 | EV004498 | 9.0
CAPRI | CAP689327 | EC001178 | EF000007 | EV000206 | 9.0
CAPRI | CAP689327 | EC001178 | EF000010 | EV005917 | 9.0
CAPRI | CAP689327 | EC001178 | EF000064 | EV004443 | 9.0
CAPRI | CAP689327 | EC001178 | EF000368 | 13 | 9.0
CAPRI | CAP689327 | EC001178 | EF000767 | EV004441 | 9.0
CAPRI | CAP689327 | EC001178 | EF001742 | 135 | 9.0
CAPRI | CAP689327 | EC001178 | EF001742 | -50 | 9.0
CAPRI | CAP689327 | EC001178 | EF001757 | Oui | 9.0
CAPRI | CAP689327 | EC001178 | EF001760 | 27,9 | 9.0
CAPRI | CAP689327 | EC001178 | EF001761 | 98 | 9.0
CAPRI | CAP689327 | EC001178 | EF001774 | Oui | 9.0
CAPRI | CAP689327 | EC001178 | EF002504 | 34,5 | 9.0
CAPRI | CAP689327 | EC001178 | EF005114 | 34 | 9.0
CAPRI | CAP689327 | EC001178 | EF005474 | EV006422 | 9.0
CAPRI | CAP689327 | EC001178 | EF007834 | EV005901 | 9.0
CAPRI | CAP689327 | EC001178 | EF007952 | Non | 9.0
CAPRI | CAP689327 | EC001178 | EF008122 | EV000914 | 9.0
CAPRI | CAP689327 | EC001178 | EF022606 | EV004498 | 9.0
CAPRI | CAP689407 | EC001178 | EF000007 | EV000206 | 9.0
CAPRI | CAP689407 | EC001178 | EF000010 | EV005917 | 9.0
CAPRI | CAP689407 | EC001178 | EF000064 | EV004443 | 9.0
CAPRI | CAP689407 | EC001178 | EF000368 | 15 | 9.0
CAPRI | CAP689407 | EC001178 | EF000767 | EV004441 | 9.0
CAPRI | CAP689407 | EC001178 | EF001742 | 135 | 9.0
CAPRI | CAP689407 | EC001178 | EF001742 | -50 | 9.0
CAPRI | CAP689407 | EC001178 | EF001757 | Oui | 9.0
CAPRI | CAP689407 | EC001178 | EF001760 | 35,2 | 9.0
CAPRI | CAP689407 | EC001178 | EF001761 | 115 | 9.0
CAPRI | CAP689407 | EC001178 | EF001774 | Oui | 9.0
CAPRI | CAP689407 | EC001178 | EF002504 | 42,5 | 9.0
CAPRI | CAP689407 | EC001178 | EF005114 | 42 | 9.0
CAPRI | CAP689407 | EC001178 | EF005474 | EV006422 | 9.0
CAPRI | CAP689407 | EC001178 | EF007834 | EV005902 | 9.0
CAPRI | CAP689407 | EC001178 | EF007952 | Non | 9.0
CAPRI | CAP689407 | EC001178 | EF008122 | EV000914 | 9.0
CAPRI | CAP689407 | EC001178 | EF022606 | EV004498 | 9.0
CAPRI | CAP689507 | EC001178 | EF000007 | EV000206 | 9.0
CAPRI | CAP689507 | EC001178 | EF000010 | EV005917 | 9.0
CAPRI | CAP689507 | EC001178 | EF000064 | EV004443 | 9.0
CAPRI | CAP689507 | EC001178 | EF000368 | 17 | 9.0
CAPRI | CAP689507 | EC001178 | EF000767 | EV004441 | 9.0
CAPRI | CAP689507 | EC001178 | EF001742 | 135 | 9.0
CAPRI | CAP689507 | EC001178 | EF001742 | -50 | 9.0
CAPRI | CAP689507 | EC001178 | EF001757 | Oui | 9.0
CAPRI | CAP689507 | EC001178 | EF001760 | 46,9 | 9.0
CAPRI | CAP689507 | EC001178 | EF001761 | 137 | 9.0
CAPRI | CAP689507 | EC001178 | EF001774 | Oui | 9.0
CAPRI | CAP689507 | EC001178 | EF002504 | 54,5 | 9.0
CAPRI | CAP689507 | EC001178 | EF005114 | 54 | 9.0
CAPRI | CAP689507 | EC001178 | EF005474 | EV006422 | 9.0
CAPRI | CAP689507 | EC001178 | EF007834 | EV005903 | 9.0
CAPRI | CAP689507 | EC001178 | EF007952 | Non | 9.0
CAPRI | CAP689507 | EC001178 | EF008122 | EV000914 | 9.0
CAPRI | CAP689507 | EC001178 | EF022606 | EV004498 | 9.0
CAPRI | CAP689637 | EC001178 | EF000007 | EV000206 | 9.0
CAPRI | CAP689637 | EC001178 | EF000010 | EV005917 | 9.0
CAPRI | CAP689637 | EC001178 | EF000064 | EV004443 | 9.0
CAPRI | CAP689637 | EC001178 | EF000368 | 17 | 9.0
CAPRI | CAP689637 | EC001178 | EF000767 | EV004441 | 9.0
CAPRI | CAP689637 | EC001178 | EF001742 | 135 | 9.0
CAPRI | CAP689637 | EC001178 | EF001742 | -50 | 9.0
CAPRI | CAP689637 | EC001178 | EF001757 | Oui | 9.0
CAPRI | CAP689637 | EC001178 | EF001760 | 46,9 | 9.0
CAPRI | CAP689637 | EC001178 | EF001761 | 137 | 9.0
CAPRI | CAP689637 | EC001178 | EF001774 | Oui | 9.0
CAPRI | CAP689637 | EC001178 | EF002504 | 54,5 | 9.0
CAPRI | CAP689637 | EC001178 | EF005114 | 54 | 9.0
CAPRI | CAP689637 | EC001178 | EF005474 | EV006422 | 9.0
CAPRI | CAP689637 | EC001178 | EF007834 | EV011973 | 9.0
CAPRI | CAP689637 | EC001178 | EF007952 | Non | 9.0
CAPRI | CAP689637 | EC001178 | EF008122 | EV000914 | 9.0
CAPRI | CAP689637 | EC001178 | EF022606 | EV004498 | 9.0
CAPRI | CAP689907 | EC001176 | EF000007 | EV000206 | 9.0
CAPRI | CAP689907 | EC001176 | EF000010 | EV000164 | 9.0
CAPRI | CAP689907 | EC001176 | EF000064 | EV004443 | 9.0
CAPRI | CAP689907 | EC001176 | EF000369 | 52 mm | 9.0
CAPRI | CAP689907 | EC001176 | EF000767 | EV004440 | 9.0
CAPRI | CAP689907 | EC001176 | EF001742 | 120 °C | 9.0
CAPRI | CAP689907 | EC001176 | EF001742 | -40 °C | 9.0
CAPRI | CAP689907 | EC001176 | EF001757 | Non | 9.0
CAPRI | CAP689907 | EC001176 | EF001760 | 91,5 mm | 9.0
CAPRI | CAP689907 | EC001176 | EF001761 | 126 mm | 9.0
CAPRI | CAP689907 | EC001176 | EF001763 | Non | 9.0
CAPRI | CAP689907 | EC001176 | EF001765 | Non | 9.0
CAPRI | CAP689907 | EC001176 | EF001766 | Non | 9.0
CAPRI | CAP689907 | EC001176 | EF002169 | EV000402 | 9.0
CAPRI | CAP689907 | EC001176 | EF002504 | 106 mm | 9.0
CAPRI | CAP689907 | EC001176 | EF005114 | 106 mm | 9.0
CAPRI | CAP689907 | EC001176 | EF005474 | EV006421 | 9.0
CAPRI | CAP689907 | EC001176 | EF006243 | Non | 9.0
CAPRI | CAP689907 | EC001176 | EF007834 | EV00494 | 9.0
CAPRI | CAP689907 | EC001176 | EF008142 | Oui | 9.0
CAPRI | CAP689907 | EC001176 | EF022606 | EV000154 | 9.0
CAPRI | CAP689957 | EC001176 | EF000007 | EV000206 | 9.0
CAPRI | CAP689957 | EC001176 | EF000010 | EV005918 | 9.0
CAPRI | CAP689957 | EC001176 | EF000064 | EV004443 | 9.0
CAPRI | CAP689957 | EC001176 | EF000369 | 144 mm | 9.0
CAPRI | CAP689957 | EC001176 | EF000767 | EV004440 | 9.0
CAPRI | CAP689957 | EC001176 | EF001742 | 120 °C | 9.0
CAPRI | CAP689957 | EC001176 | EF001742 | -40 °C | 9.0
CAPRI | CAP689957 | EC001176 | EF001757 | Non | 9.0
CAPRI | CAP689957 | EC001176 | EF001760 | 91,5 mm | 9.0
CAPRI | CAP689957 | EC001176 | EF001761 | 167 mm | 9.0
CAPRI | CAP689957 | EC001176 | EF001763 | Non | 9.0
CAPRI | CAP689957 | EC001176 | EF001765 | Non | 9.0
CAPRI | CAP689957 | EC001176 | EF001766 | Non | 9.0
CAPRI | CAP689957 | EC001176 | EF002169 | EV000402 | 9.0
CAPRI | CAP689957 | EC001176 | EF002504 | 106 mm | 9.0
CAPRI | CAP689957 | EC001176 | EF005114 | 106 mm | 9.0
CAPRI | CAP689957 | EC001176 | EF005474 | EV006421 | 9.0
CAPRI | CAP689957 | EC001176 | EF006243 | Non | 9.0
CAPRI | CAP689957 | EC001176 | EF007834 | EV00494 | 9.0
CAPRI | CAP689957 | EC001176 | EF008142 | Oui | 9.0
CAPRI | CAP689957 | EC001176 | EF022606 | EV000154 | 9.0
CAPRI | CAP690907 | EC001178 | EF000007 | EV000206 | 9.0
CAPRI | CAP690907 | EC001178 | EF000010 | EV000164 | 9.0
CAPRI | CAP690907 | EC001178 | EF000064 | EV004443 | 9.0
CAPRI | CAP690907 | EC001178 | EF000368 | 11 | 9.0
CAPRI | CAP690907 | EC001178 | EF000369 | 23 | 9.0
CAPRI | CAP690907 | EC001178 | EF000767 | EV004441 | 9.0
CAPRI | CAP690907 | EC001178 | EF001742 | 135 | 9.0
CAPRI | CAP690907 | EC001178 | EF001742 | -50 | 9.0
CAPRI | CAP690907 | EC001178 | EF001757 | Non | 9.0
CAPRI | CAP690907 | EC001178 | EF001760 | 9,6 | 9.0
CAPRI | CAP690907 | EC001178 | EF001761 | 37 | 9.0
CAPRI | CAP690907 | EC001178 | EF001774 | Oui | 9.0
CAPRI | CAP690907 | EC001178 | EF002504 | 13 | 9.0
CAPRI | CAP690907 | EC001178 | EF005114 | 13 | 9.0
CAPRI | CAP690907 | EC001178 | EF005474 | EV014666 | 9.0
CAPRI | CAP690907 | EC001178 | EF007834 | EV004465 | 9.0
CAPRI | CAP690907 | EC001178 | EF007952 | Non | 9.0
CAPRI | CAP690907 | EC001178 | EF008122 | EV000402 | 9.0
CAPRI | CAP690907 | EC001178 | EF022606 | EV004499 | 9.0
CAPRI | CAP690987 | EC001178 | EF000007 | EV000206 | 9.0
CAPRI | CAP690987 | EC001178 | EF000010 | EV005918 | 9.0
CAPRI | CAP690987 | EC001178 | EF000064 | EV004443 | 9.0
CAPRI | CAP690987 | EC001178 | EF000368 | 10 | 9.0
CAPRI | CAP690987 | EC001178 | EF000767 | EV004441 | 9.0
CAPRI | CAP690987 | EC001178 | EF001742 | 135 | 9.0
CAPRI | CAP690987 | EC001178 | EF001742 | -50 | 9.0
CAPRI | CAP690987 | EC001178 | EF001757 | Non | 9.0
CAPRI | CAP690987 | EC001178 | EF001760 | 9,6 | 9.0
CAPRI | CAP690987 | EC001178 | EF001761 | 46 | 9.0
CAPRI | CAP690987 | EC001178 | EF001774 | Oui | 9.0
CAPRI | CAP690987 | EC001178 | EF002504 | 13 | 9.0
CAPRI | CAP690987 | EC001178 | EF005114 | 13 | 9.0
CAPRI | CAP690987 | EC001178 | EF005474 | EV014666 | 9.0
CAPRI | CAP690987 | EC001178 | EF007834 | EV004465 | 9.0
CAPRI | CAP690987 | EC001178 | EF007952 | Non | 9.0
CAPRI | CAP690987 | EC001178 | EF008122 | EV000402 | 9.0
CAPRI | CAP690987 | EC001178 | EF022606 | EV004499 | 9.0
CAPRI | CAP691107 | EC001178 | EF000007 | EV000206 | 9.0
CAPRI | CAP691107 | EC001178 | EF000010 | EV000164 | 9.0
CAPRI | CAP691107 | EC001178 | EF000064 | EV004443 | 9.0
CAPRI | CAP691107 | EC001178 | EF000368 | 10 | 9.0
CAPRI | CAP691107 | EC001178 | EF000369 | 28 | 9.0
CAPRI | CAP691107 | EC001178 | EF000767 | EV004441 | 9.0
CAPRI | CAP691107 | EC001178 | EF001742 | 135 | 9.0
CAPRI | CAP691107 | EC001178 | EF001742 | -50 | 9.0
CAPRI | CAP691107 | EC001178 | EF001757 | Non | 9.0
CAPRI | CAP691107 | EC001178 | EF001760 | 11,8 | 9.0
CAPRI | CAP691107 | EC001178 | EF001761 | 40 | 9.0
CAPRI | CAP691107 | EC001178 | EF001774 | Oui | 9.0
CAPRI | CAP691107 | EC001178 | EF002504 | 15,8 | 9.0
CAPRI | CAP691107 | EC001178 | EF005114 | 16 | 9.0
CAPRI | CAP691107 | EC001178 | EF005474 | EV014666 | 9.0
CAPRI | CAP691107 | EC001178 | EF007834 | EV004457 | 9.0
CAPRI | CAP691107 | EC001178 | EF007952 | Non | 9.0
CAPRI | CAP691107 | EC001178 | EF008122 | EV000402 | 9.0
CAPRI | CAP691107 | EC001178 | EF022606 | EV004499 | 9.0
CAPRI | CAP691187 | EC001178 | EF000007 | EV000206 | 9.0
CAPRI | CAP691187 | EC001178 | EF000010 | EV005918 | 9.0
CAPRI | CAP691187 | EC001178 | EF000064 | EV004443 | 9.0
CAPRI | CAP691187 | EC001178 | EF000368 | 10 | 9.0
CAPRI | CAP691187 | EC001178 | EF000767 | EV004441 | 9.0
CAPRI | CAP691187 | EC001178 | EF001742 | 135 | 9.0
CAPRI | CAP691187 | EC001178 | EF001742 | -50 | 9.0
CAPRI | CAP691187 | EC001178 | EF001757 | Non | 9.0
CAPRI | CAP691187 | EC001178 | EF001760 | 11,8 | 9.0
CAPRI | CAP691187 | EC001178 | EF001761 | 49 | 9.0
CAPRI | CAP691187 | EC001178 | EF001774 | Oui | 9.0
CAPRI | CAP691187 | EC001178 | EF002504 | 15,8 | 9.0
CAPRI | CAP691187 | EC001178 | EF005114 | 16 | 9.0
CAPRI | CAP691187 | EC001178 | EF005474 | EV014666 | 9.0
CAPRI | CAP691187 | EC001178 | EF007834 | EV004457 | 9.0
CAPRI | CAP691187 | EC001178 | EF007952 | Non | 9.0
CAPRI | CAP691187 | EC001178 | EF008122 | EV000402 | 9.0
CAPRI | CAP691187 | EC001178 | EF022606 | EV004499 | 9.0
CAPRI | CAP691207 | EC001178 | EF000007 | EV000206 | 9.0
CAPRI | CAP691207 | EC001178 | EF000010 | EV000164 | 9.0
CAPRI | CAP691207 | EC001178 | EF000064 | EV004443 | 9.0
CAPRI | CAP691207 | EC001178 | EF000767 | EV004441 | 9.0
CAPRI | CAP691207 | EC001178 | EF001742 | 135 | 9.0
CAPRI | CAP691207 | EC001178 | EF001742 | -50 | 9.0
CAPRI | CAP691207 | EC001178 | EF001757 | Non | 9.0
CAPRI | CAP691207 | EC001178 | EF001760 | 11,8 | 9.0
CAPRI | CAP691207 | EC001178 | EF001774 | Oui | 9.0
CAPRI | CAP691207 | EC001178 | EF002504 | 15,8 | 9.0
CAPRI | CAP691207 | EC001178 | EF005114 | 16 | 9.0
CAPRI | CAP691207 | EC001178 | EF005474 | EV014666 | 9.0
CAPRI | CAP691207 | EC001178 | EF007834 | EV004466 | 9.0
CAPRI | CAP691207 | EC001178 | EF007952 | Non | 9.0
CAPRI | CAP691207 | EC001178 | EF008122 | EV000402 | 9.0
CAPRI | CAP691207 | EC001178 | EF022606 | EV004499 | 9.0
CAPRI | CAP691607 | EC001178 | EF000007 | EV000206 | 9.0
CAPRI | CAP691607 | EC001178 | EF000010 | EV000164 | 9.0
CAPRI | CAP691607 | EC001178 | EF000064 | EV004443 | 9.0
CAPRI | CAP691607 | EC001178 | EF000368 | 11 | 9.0
CAPRI | CAP691607 | EC001178 | EF000369 | 30 | 9.0
CAPRI | CAP691607 | EC001178 | EF000767 | EV004441 | 9.0
CAPRI | CAP691607 | EC001178 | EF001742 | 135 | 9.0
CAPRI | CAP691607 | EC001178 | EF001742 | -50 | 9.0
CAPRI | CAP691607 | EC001178 | EF001757 | Non | 9.0
CAPRI | CAP691607 | EC001178 | EF001760 | 16,5 | 9.0
CAPRI | CAP691607 | EC001178 | EF001761 | 41 | 9.0
CAPRI | CAP691607 | EC001178 | EF001774 | Oui | 9.0
CAPRI | CAP691607 | EC001178 | EF002504 | 21,2 | 9.0
CAPRI | CAP691607 | EC001178 | EF005114 | 21 | 9.0
CAPRI | CAP691607 | EC001178 | EF005474 | EV014666 | 9.0
CAPRI | CAP691607 | EC001178 | EF007834 | EV004458 | 9.0
CAPRI | CAP691607 | EC001178 | EF007952 | Non | 9.0
CAPRI | CAP691607 | EC001178 | EF008122 | EV000402 | 9.0
CAPRI | CAP691607 | EC001178 | EF022606 | EV004499 | 9.0
CAPRI | CAP691687 | EC001178 | EF000007 | EV000206 | 9.0
CAPRI | CAP691687 | EC001178 | EF000010 | EV005918 | 9.0
CAPRI | CAP691687 | EC001178 | EF000064 | EV004443 | 9.0
CAPRI | CAP691687 | EC001178 | EF000368 | 11 | 9.0
CAPRI | CAP691687 | EC001178 | EF000767 | EV004441 | 9.0
CAPRI | CAP691687 | EC001178 | EF001742 | 135 | 9.0
CAPRI | CAP691687 | EC001178 | EF001742 | -50 | 9.0
CAPRI | CAP691687 | EC001178 | EF001757 | Non | 9.0
CAPRI | CAP691687 | EC001178 | EF001760 | 16,5 | 9.0
CAPRI | CAP691687 | EC001178 | EF001761 | 54 | 9.0
CAPRI | CAP691687 | EC001178 | EF001774 | Oui | 9.0
CAPRI | CAP691687 | EC001178 | EF002504 | 21,2 | 9.0
CAPRI | CAP691687 | EC001178 | EF005114 | 21 | 9.0
CAPRI | CAP691687 | EC001178 | EF005474 | EV014666 | 9.0
CAPRI | CAP691687 | EC001178 | EF007834 | EV004458 | 9.0
CAPRI | CAP691687 | EC001178 | EF007952 | Non | 9.0
CAPRI | CAP691687 | EC001178 | EF008122 | EV000402 | 9.0
CAPRI | CAP691687 | EC001178 | EF022606 | EV004499 | 9.0
CAPRI | CAP691717 | EC001178 | EF000007 | EV000206 | 9.0
CAPRI | CAP691717 | EC001178 | EF000010 | EV000164 | 9.0
CAPRI | CAP691717 | EC001178 | EF000064 | EV004443 | 9.0
CAPRI | CAP691717 | EC001178 | EF000368 | 11 | 9.0
CAPRI | CAP691717 | EC001178 | EF000369 | 22 | 9.0
CAPRI | CAP691717 | EC001178 | EF000767 | EV004441 | 9.0
CAPRI | CAP691717 | EC001178 | EF001742 | 135 | 9.0
CAPRI | CAP691717 | EC001178 | EF001742 | -50 | 9.0
CAPRI | CAP691717 | EC001178 | EF001757 | Non | 9.0
CAPRI | CAP691717 | EC001178 | EF001760 | 9,6 | 9.0
CAPRI | CAP691717 | EC001178 | EF001761 | 37 | 9.0
CAPRI | CAP691717 | EC001178 | EF001774 | Oui | 9.0
CAPRI | CAP691717 | EC001178 | EF002504 | 13 | 9.0
CAPRI | CAP691717 | EC001178 | EF005114 | 13 | 9.0
CAPRI | CAP691717 | EC001178 | EF005474 | EV014666 | 9.0
CAPRI | CAP691717 | EC001178 | EF007834 | EV005898 | 9.0
CAPRI | CAP691717 | EC001178 | EF007952 | Non | 9.0
CAPRI | CAP691717 | EC001178 | EF008122 | EV000402 | 9.0
CAPRI | CAP691717 | EC001178 | EF022606 | EV004499 | 9.0
CAPRI | CAP691727 | EC001178 | EF000007 | EV000206 | 9.0
CAPRI | CAP691727 | EC001178 | EF000010 | EV005918 | 9.0
CAPRI | CAP691727 | EC001178 | EF000064 | EV004443 | 9.0
CAPRI | CAP691727 | EC001178 | EF000368 | 11 | 9.0
CAPRI | CAP691727 | EC001178 | EF000767 | EV004441 | 9.0
CAPRI | CAP691727 | EC001178 | EF001742 | 135 | 9.0
CAPRI | CAP691727 | EC001178 | EF001742 | -50 | 9.0
CAPRI | CAP691727 | EC001178 | EF001757 | Non | 9.0
CAPRI | CAP691727 | EC001178 | EF001760 | 9,6 | 9.0
CAPRI | CAP691727 | EC001178 | EF001761 | 46 | 9.0
CAPRI | CAP691727 | EC001178 | EF001774 | Oui | 9.0
CAPRI | CAP691727 | EC001178 | EF002504 | 13 | 9.0
CAPRI | CAP691727 | EC001178 | EF005114 | 13 | 9.0
CAPRI | CAP691727 | EC001178 | EF005474 | EV014666 | 9.0
CAPRI | CAP691727 | EC001178 | EF007834 | EV005898 | 9.0
CAPRI | CAP691727 | EC001178 | EF007952 | Non | 9.0
CAPRI | CAP691727 | EC001178 | EF008122 | EV000402 | 9.0
CAPRI | CAP691727 | EC001178 | EF022606 | EV004499 | 9.0
CAPRI | CAP691817 | EC001178 | EF000007 | EV000206 | 9.0
CAPRI | CAP691817 | EC001178 | EF000010 | EV000164 | 9.0
CAPRI | CAP691817 | EC001178 | EF000064 | EV004443 | 9.0
CAPRI | CAP691817 | EC001178 | EF000368 | 11 | 9.0
CAPRI | CAP691817 | EC001178 | EF000369 | 28 | 9.0
CAPRI | CAP691817 | EC001178 | EF000767 | EV004441 | 9.0
CAPRI | CAP691817 | EC001178 | EF001742 | 135 | 9.0
CAPRI | CAP691817 | EC001178 | EF001742 | -50 | 9.0
CAPRI | CAP691817 | EC001178 | EF001757 | Non | 9.0
CAPRI | CAP691817 | EC001178 | EF001760 | 11,8 | 9.0
CAPRI | CAP691817 | EC001178 | EF001761 | 41 | 9.0
CAPRI | CAP691817 | EC001178 | EF001774 | Oui | 9.0
CAPRI | CAP691817 | EC001178 | EF002504 | 15,8 | 9.0
CAPRI | CAP691817 | EC001178 | EF005114 | 16 | 9.0
CAPRI | CAP691817 | EC001178 | EF005474 | EV014666 | 9.0
CAPRI | CAP691817 | EC001178 | EF007834 | EV005898 | 9.0
CAPRI | CAP691817 | EC001178 | EF007952 | Non | 9.0
CAPRI | CAP691817 | EC001178 | EF008122 | EV000402 | 9.0
CAPRI | CAP691817 | EC001178 | EF022606 | EV004499 | 9.0
CAPRI | CAP691827 | EC001178 | EF000007 | EV000206 | 9.0
CAPRI | CAP691827 | EC001178 | EF000010 | EV005918 | 9.0
CAPRI | CAP691827 | EC001178 | EF000064 | EV004443 | 9.0
CAPRI | CAP691827 | EC001178 | EF000368 | 11 | 9.0
CAPRI | CAP691827 | EC001178 | EF000767 | EV004441 | 9.0
CAPRI | CAP691827 | EC001178 | EF001742 | 135 | 9.0
CAPRI | CAP691827 | EC001178 | EF001742 | -50 | 9.0
CAPRI | CAP691827 | EC001178 | EF001757 | Non | 9.0
CAPRI | CAP691827 | EC001178 | EF001760 | 11,8 | 9.0
CAPRI | CAP691827 | EC001178 | EF001761 | 39 | 9.0
CAPRI | CAP691827 | EC001178 | EF001774 | Oui | 9.0
CAPRI | CAP691827 | EC001178 | EF002504 | 15,8 | 9.0
CAPRI | CAP691827 | EC001178 | EF005114 | 16 | 9.0
CAPRI | CAP691827 | EC001178 | EF005474 | EV014666 | 9.0
CAPRI | CAP691827 | EC001178 | EF007834 | EV005898 | 9.0
CAPRI | CAP691827 | EC001178 | EF007952 | Non | 9.0
CAPRI | CAP691827 | EC001178 | EF008122 | EV000402 | 9.0
CAPRI | CAP691827 | EC001178 | EF022606 | EV004499 | 9.0
CAPRI | CAP691917 | EC001178 | EF000007 | EV000206 | 9.0
CAPRI | CAP691917 | EC001178 | EF000010 | EV000164 | 9.0
CAPRI | CAP691917 | EC001178 | EF000064 | EV004443 | 9.0
CAPRI | CAP691917 | EC001178 | EF000368 | 14 | 9.0
CAPRI | CAP691917 | EC001178 | EF000369 | 28 | 9.0
CAPRI | CAP691917 | EC001178 | EF000767 | EV004441 | 9.0
CAPRI | CAP691917 | EC001178 | EF001742 | 135 | 9.0
CAPRI | CAP691917 | EC001178 | EF001742 | -50 | 9.0
CAPRI | CAP691917 | EC001178 | EF001757 | Non | 9.0
CAPRI | CAP691917 | EC001178 | EF001760 | 11,8 | 9.0
CAPRI | CAP691917 | EC001178 | EF001761 | 44 | 9.0
CAPRI | CAP691917 | EC001178 | EF001774 | Oui | 9.0
CAPRI | CAP691917 | EC001178 | EF002504 | 15,8 | 9.0
CAPRI | CAP691917 | EC001178 | EF005114 | 16 | 9.0
CAPRI | CAP691917 | EC001178 | EF005474 | EV014666 | 9.0
CAPRI | CAP691917 | EC001178 | EF007834 | EV005899 | 9.0
CAPRI | CAP691917 | EC001178 | EF007952 | Non | 9.0
CAPRI | CAP691917 | EC001178 | EF008122 | EV000402 | 9.0
CAPRI | CAP691917 | EC001178 | EF022606 | EV004499 | 9.0
CAPRI | CAP691927 | EC001178 | EF000007 | EV000206 | 9.0
CAPRI | CAP691927 | EC001178 | EF000010 | EV005918 | 9.0
CAPRI | CAP691927 | EC001178 | EF000064 | EV004443 | 9.0
CAPRI | CAP691927 | EC001178 | EF000368 | 13 | 9.0
CAPRI | CAP691927 | EC001178 | EF000767 | EV004441 | 9.0
CAPRI | CAP691927 | EC001178 | EF001742 | 135 | 9.0
CAPRI | CAP691927 | EC001178 | EF001742 | -50 | 9.0
CAPRI | CAP691927 | EC001178 | EF001757 | Non | 9.0
CAPRI | CAP691927 | EC001178 | EF001760 | 11,8 | 9.0
CAPRI | CAP691927 | EC001178 | EF001761 | 51 | 9.0
CAPRI | CAP691927 | EC001178 | EF001774 | Oui | 9.0
CAPRI | CAP691927 | EC001178 | EF002504 | 15,8 | 9.0
CAPRI | CAP691927 | EC001178 | EF005114 | 16 | 9.0
CAPRI | CAP691927 | EC001178 | EF005474 | EV014666 | 9.0
CAPRI | CAP691927 | EC001178 | EF007834 | EV005899 | 9.0
CAPRI | CAP691927 | EC001178 | EF007952 | Non | 9.0
CAPRI | CAP691927 | EC001178 | EF008122 | EV000402 | 9.0
CAPRI | CAP691927 | EC001178 | EF022606 | EV004499 | 9.0
CAPRI | CAP692017 | EC001178 | EF000007 | EV000206 | 9.0
CAPRI | CAP692017 | EC001178 | EF000010 | EV000164 | 9.0
CAPRI | CAP692017 | EC001178 | EF000064 | EV004443 | 9.0
CAPRI | CAP692017 | EC001178 | EF000368 | 14 | 9.0
CAPRI | CAP692017 | EC001178 | EF000369 | 30 | 9.0
CAPRI | CAP692017 | EC001178 | EF000767 | EV004441 | 9.0
CAPRI | CAP692017 | EC001178 | EF001742 | 135 | 9.0
CAPRI | CAP692017 | EC001178 | EF001742 | -50 | 9.0
CAPRI | CAP692017 | EC001178 | EF001757 | Non | 9.0
CAPRI | CAP692017 | EC001178 | EF001760 | 16,5 | 9.0
CAPRI | CAP692017 | EC001178 | EF001761 | 44 | 9.0
CAPRI | CAP692017 | EC001178 | EF001774 | Oui | 9.0
CAPRI | CAP692017 | EC001178 | EF002504 | 21,2 | 9.0
CAPRI | CAP692017 | EC001178 | EF005114 | 21 | 9.0
CAPRI | CAP692017 | EC001178 | EF005474 | EV014666 | 9.0
CAPRI | CAP692017 | EC001178 | EF007834 | EV005899 | 9.0
CAPRI | CAP692017 | EC001178 | EF007952 | Non | 9.0
CAPRI | CAP692017 | EC001178 | EF008122 | EV000402 | 9.0
CAPRI | CAP692017 | EC001178 | EF022606 | EV004499 | 9.0
CAPRI | CAP692027 | EC001178 | EF000007 | EV000206 | 9.0
CAPRI | CAP692027 | EC001178 | EF000010 | EV005918 | 9.0
CAPRI | CAP692027 | EC001178 | EF000064 | EV004443 | 9.0
CAPRI | CAP692027 | EC001178 | EF000368 | 13 | 9.0
CAPRI | CAP692027 | EC001178 | EF000767 | EV004441 | 9.0
CAPRI | CAP692027 | EC001178 | EF001742 | 135 | 9.0
CAPRI | CAP692027 | EC001178 | EF001742 | -50 | 9.0
CAPRI | CAP692027 | EC001178 | EF001757 | Non | 9.0
CAPRI | CAP692027 | EC001178 | EF001760 | 16,5 | 9.0
CAPRI | CAP692027 | EC001178 | EF001761 | 53 | 9.0
CAPRI | CAP692027 | EC001178 | EF001774 | Oui | 9.0
CAPRI | CAP692027 | EC001178 | EF002504 | 21,2 | 9.0
CAPRI | CAP692027 | EC001178 | EF005114 | 21 | 9.0
CAPRI | CAP692027 | EC001178 | EF005474 | EV014666 | 9.0
CAPRI | CAP692027 | EC001178 | EF007834 | EV005899 | 9.0
CAPRI | CAP692027 | EC001178 | EF007952 | Non | 9.0
CAPRI | CAP692027 | EC001178 | EF008122 | EV000402 | 9.0
CAPRI | CAP692027 | EC001178 | EF022606 | EV004499 | 9.0
CAPRI | CAP692107 | EC001178 | EF000007 | EV000206 | 9.0
CAPRI | CAP692107 | EC001178 | EF000010 | EV000164 | 9.0
CAPRI | CAP692107 | EC001178 | EF000064 | EV004443 | 9.0
CAPRI | CAP692107 | EC001178 | EF000368 | 12 | 9.0
CAPRI | CAP692107 | EC001178 | EF000369 | 42 | 9.0
CAPRI | CAP692107 | EC001178 | EF000767 | EV004441 | 9.0
CAPRI | CAP692107 | EC001178 | EF001742 | 135 | 9.0
CAPRI | CAP692107 | EC001178 | EF001742 | -50 | 9.0
CAPRI | CAP692107 | EC001178 | EF001757 | Non | 9.0
CAPRI | CAP692107 | EC001178 | EF001760 | 21,7 | 9.0
CAPRI | CAP692107 | EC001178 | EF001761 | 46 | 9.0
CAPRI | CAP692107 | EC001178 | EF001774 | Oui | 9.0
CAPRI | CAP692107 | EC001178 | EF002504 | 28,5 | 9.0
CAPRI | CAP692107 | EC001178 | EF005114 | 28 | 9.0
CAPRI | CAP692107 | EC001178 | EF005474 | EV014666 | 9.0
CAPRI | CAP692107 | EC001178 | EF007834 | EV004459 | 9.0
CAPRI | CAP692107 | EC001178 | EF007952 | Non | 9.0
CAPRI | CAP692107 | EC001178 | EF008122 | EV000402 | 9.0
CAPRI | CAP692107 | EC001178 | EF022606 | EV004499 | 9.0
CAPRI | CAP692187 | EC001178 | EF000007 | EV000206 | 9.0
CAPRI | CAP692187 | EC001178 | EF000010 | EV005918 | 9.0
CAPRI | CAP692187 | EC001178 | EF000064 | EV004443 | 9.0
CAPRI | CAP692187 | EC001178 | EF000368 | 12 | 9.0
CAPRI | CAP692187 | EC001178 | EF000767 | EV004441 | 9.0
CAPRI | CAP692187 | EC001178 | EF001742 | 135 | 9.0
CAPRI | CAP692187 | EC001178 | EF001742 | -50 | 9.0
CAPRI | CAP692187 | EC001178 | EF001757 | Non | 9.0
CAPRI | CAP692187 | EC001178 | EF001760 | 21,7 | 9.0
CAPRI | CAP692187 | EC001178 | EF001761 | 66 | 9.0
CAPRI | CAP692187 | EC001178 | EF001774 | Oui | 9.0
CAPRI | CAP692187 | EC001178 | EF002504 | 28,5 | 9.0
CAPRI | CAP692187 | EC001178 | EF005114 | 28 | 9.0
CAPRI | CAP692187 | EC001178 | EF005474 | EV014666 | 9.0
CAPRI | CAP692187 | EC001178 | EF007834 | EV004459 | 9.0
CAPRI | CAP692187 | EC001178 | EF007952 | Non | 9.0
CAPRI | CAP692187 | EC001178 | EF008122 | EV000402 | 9.0
CAPRI | CAP692187 | EC001178 | EF022606 | EV004499 | 9.0
CAPRI | CAP692517 | EC001178 | EF000007 | EV000206 | 9.0
CAPRI | CAP692517 | EC001178 | EF000010 | EV000164 | 9.0
CAPRI | CAP692517 | EC001178 | EF000064 | EV004443 | 9.0
CAPRI | CAP692517 | EC001178 | EF000368 | 15 | 9.0
CAPRI | CAP692517 | EC001178 | EF000369 | 42 | 9.0
CAPRI | CAP692517 | EC001178 | EF000767 | EV004441 | 9.0
CAPRI | CAP692517 | EC001178 | EF001742 | 135 | 9.0
CAPRI | CAP692517 | EC001178 | EF001742 | -50 | 9.0
CAPRI | CAP692517 | EC001178 | EF001757 | Non | 9.0
CAPRI | CAP692517 | EC001178 | EF001760 | 21,7 | 9.0
CAPRI | CAP692517 | EC001178 | EF001761 | 50 | 9.0
CAPRI | CAP692517 | EC001178 | EF001774 | Oui | 9.0
CAPRI | CAP692517 | EC001178 | EF002504 | 28,5 | 9.0
CAPRI | CAP692517 | EC001178 | EF005114 | 28 | 9.0
CAPRI | CAP692517 | EC001178 | EF005474 | EV014666 | 9.0
CAPRI | CAP692517 | EC001178 | EF007834 | EV005900 | 9.0
CAPRI | CAP692517 | EC001178 | EF007952 | Non | 9.0
CAPRI | CAP692517 | EC001178 | EF008122 | EV000402 | 9.0
CAPRI | CAP692517 | EC001178 | EF022606 | EV004499 | 9.0
CAPRI | CAP692527 | EC001178 | EF000007 | EV000206 | 9.0
CAPRI | CAP692527 | EC001178 | EF000010 | EV005918 | 9.0
CAPRI | CAP692527 | EC001178 | EF000064 | EV004443 | 9.0
CAPRI | CAP692527 | EC001178 | EF000368 | 15 | 9.0
CAPRI | CAP692527 | EC001178 | EF000767 | EV004441 | 9.0
CAPRI | CAP692527 | EC001178 | EF001742 | 135 | 9.0
CAPRI | CAP692527 | EC001178 | EF001742 | -50 | 9.0
CAPRI | CAP692527 | EC001178 | EF001757 | Non | 9.0
CAPRI | CAP692527 | EC001178 | EF001760 | 21,7 | 9.0
CAPRI | CAP692527 | EC001178 | EF001761 | 66 | 9.0
CAPRI | CAP692527 | EC001178 | EF001774 | Oui | 9.0
CAPRI | CAP692527 | EC001178 | EF002504 | 28,5 | 9.0
CAPRI | CAP692527 | EC001178 | EF005114 | 28 | 9.0
CAPRI | CAP692527 | EC001178 | EF005474 | EV014666 | 9.0
CAPRI | CAP692527 | EC001178 | EF007834 | EV005900 | 9.0
CAPRI | CAP692527 | EC001178 | EF007952 | Non | 9.0
CAPRI | CAP692527 | EC001178 | EF008122 | EV000402 | 9.0
CAPRI | CAP692527 | EC001178 | EF022606 | EV004499 | 9.0
CAPRI | CAP692907 | EC001178 | EF000007 | EV000206 | 9.0
CAPRI | CAP692907 | EC001178 | EF000010 | EV000164 | 9.0
CAPRI | CAP692907 | EC001178 | EF000064 | EV004443 | 9.0
CAPRI | CAP692907 | EC001178 | EF000368 | 12 | 9.0
CAPRI | CAP692907 | EC001178 | EF000369 | 49 | 9.0
CAPRI | CAP692907 | EC001178 | EF000767 | EV004441 | 9.0
CAPRI | CAP692907 | EC001178 | EF001742 | 135 | 9.0
CAPRI | CAP692907 | EC001178 | EF001742 | -50 | 9.0
CAPRI | CAP692907 | EC001178 | EF001757 | Non | 9.0
CAPRI | CAP692907 | EC001178 | EF001760 | 27,7 | 9.0
CAPRI | CAP692907 | EC001178 | EF001761 | 49 | 9.0
CAPRI | CAP692907 | EC001178 | EF001774 | Oui | 9.0
CAPRI | CAP692907 | EC001178 | EF002504 | 34,5 | 9.0
CAPRI | CAP692907 | EC001178 | EF005114 | 34 | 9.0
CAPRI | CAP692907 | EC001178 | EF005474 | EV014666 | 9.0
CAPRI | CAP692907 | EC001178 | EF007834 | EV004460 | 9.0
CAPRI | CAP692907 | EC001178 | EF007952 | Non | 9.0
CAPRI | CAP692907 | EC001178 | EF008122 | EV000402 | 9.0
CAPRI | CAP692907 | EC001178 | EF022606 | EV004499 | 9.0
CAPRI | CAP692987 | EC001178 | EF000007 | EV000206 | 9.0
CAPRI | CAP692987 | EC001178 | EF000010 | EV005918 | 9.0
CAPRI | CAP692987 | EC001178 | EF000064 | EV004443 | 9.0
CAPRI | CAP692987 | EC001178 | EF000368 | 12 | 9.0
CAPRI | CAP692987 | EC001178 | EF000767 | EV004441 | 9.0
CAPRI | CAP692987 | EC001178 | EF001742 | 135 | 9.0
CAPRI | CAP692987 | EC001178 | EF001742 | -50 | 9.0
CAPRI | CAP692987 | EC001178 | EF001757 | Non | 9.0
CAPRI | CAP692987 | EC001178 | EF001760 | 27,7 | 9.0
CAPRI | CAP692987 | EC001178 | EF001761 | 75 | 9.0
CAPRI | CAP692987 | EC001178 | EF001774 | Oui | 9.0
CAPRI | CAP692987 | EC001178 | EF002504 | 34,5 | 9.0
CAPRI | CAP692987 | EC001178 | EF005114 | 34 | 9.0
CAPRI | CAP692987 | EC001178 | EF005474 | EV014666 | 9.0
CAPRI | CAP692987 | EC001178 | EF007834 | EV004460 | 9.0
CAPRI | CAP692987 | EC001178 | EF007952 | Non | 9.0
CAPRI | CAP692987 | EC001178 | EF008122 | EV000402 | 9.0
CAPRI | CAP692987 | EC001178 | EF022606 | EV004499 | 9.0
CAPRI | CAP693217 | EC001178 | EF000007 | EV000206 | 9.0
CAPRI | CAP693217 | EC001178 | EF000010 | EV000164 | 9.0
CAPRI | CAP693217 | EC001178 | EF000064 | EV004443 | 9.0
CAPRI | CAP693217 | EC001178 | EF000368 | 16 | 9.0
CAPRI | CAP693217 | EC001178 | EF000369 | 49 | 9.0
CAPRI | CAP693217 | EC001178 | EF000767 | EV004441 | 9.0
CAPRI | CAP693217 | EC001178 | EF001742 | 135 | 9.0
CAPRI | CAP693217 | EC001178 | EF001742 | -50 | 9.0
CAPRI | CAP693217 | EC001178 | EF001757 | Non | 9.0
CAPRI | CAP693217 | EC001178 | EF001760 | 27,7 | 9.0
CAPRI | CAP693217 | EC001178 | EF001761 | 53 | 9.0
CAPRI | CAP693217 | EC001178 | EF001774 | Oui | 9.0
CAPRI | CAP693217 | EC001178 | EF002504 | 34,5 | 9.0
CAPRI | CAP693217 | EC001178 | EF005114 | 34 | 9.0
CAPRI | CAP693217 | EC001178 | EF005474 | EV014666 | 9.0
CAPRI | CAP693217 | EC001178 | EF007834 | EV005901 | 9.0
CAPRI | CAP693217 | EC001178 | EF007952 | Non | 9.0
CAPRI | CAP693217 | EC001178 | EF008122 | EV000402 | 9.0
CAPRI | CAP693217 | EC001178 | EF022606 | EV004499 | 9.0
CAPRI | CAP693227 | EC001178 | EF000007 | EV000206 | 9.0
CAPRI | CAP693227 | EC001178 | EF000010 | EV005918 | 9.0
CAPRI | CAP693227 | EC001178 | EF000064 | EV004443 | 9.0
CAPRI | CAP693227 | EC001178 | EF000368 | 16 | 9.0
CAPRI | CAP693227 | EC001178 | EF000767 | EV004441 | 9.0
CAPRI | CAP693227 | EC001178 | EF001742 | 135 | 9.0
CAPRI | CAP693227 | EC001178 | EF001742 | -50 | 9.0
CAPRI | CAP693227 | EC001178 | EF001757 | Non | 9.0
CAPRI | CAP693227 | EC001178 | EF001760 | 27,7 | 9.0
CAPRI | CAP693227 | EC001178 | EF001761 | 75 | 9.0
CAPRI | CAP693227 | EC001178 | EF001774 | Oui | 9.0
CAPRI | CAP693227 | EC001178 | EF002504 | 34,5 | 9.0
CAPRI | CAP693227 | EC001178 | EF005114 | 34 | 9.0
CAPRI | CAP693227 | EC001178 | EF005474 | EV014666 | 9.0
CAPRI | CAP693227 | EC001178 | EF007834 | EV005901 | 9.0
CAPRI | CAP693227 | EC001178 | EF007952 | Non | 9.0
CAPRI | CAP693227 | EC001178 | EF008122 | EV000402 | 9.0
CAPRI | CAP693227 | EC001178 | EF022606 | EV004499 | 9.0
CAPRI | CAP693607 | EC001178 | EF000007 | EV000206 | 9.0
CAPRI | CAP693607 | EC001178 | EF000010 | EV000164 | 9.0
CAPRI | CAP693607 | EC001178 | EF000064 | EV004443 | 9.0
CAPRI | CAP693607 | EC001178 | EF000368 | 12 | 9.0
CAPRI | CAP693607 | EC001178 | EF000369 | 60 | 9.0
CAPRI | CAP693607 | EC001178 | EF000767 | EV004441 | 9.0
CAPRI | CAP693607 | EC001178 | EF001742 | 135 | 9.0
CAPRI | CAP693607 | EC001178 | EF001742 | -50 | 9.0
CAPRI | CAP693607 | EC001178 | EF001757 | Non | 9.0
CAPRI | CAP693607 | EC001178 | EF001760 | 35,2 | 9.0
CAPRI | CAP693607 | EC001178 | EF001761 | 56 | 9.0
CAPRI | CAP693607 | EC001178 | EF001774 | Oui | 9.0
CAPRI | CAP693607 | EC001178 | EF002504 | 42,5 | 9.0
CAPRI | CAP693607 | EC001178 | EF005114 | 42 | 9.0
CAPRI | CAP693607 | EC001178 | EF005474 | EV014666 | 9.0
CAPRI | CAP693607 | EC001178 | EF007834 | EV004461 | 9.0
CAPRI | CAP693607 | EC001178 | EF007952 | Non | 9.0
CAPRI | CAP693607 | EC001178 | EF008122 | EV000402 | 9.0
CAPRI | CAP693607 | EC001178 | EF022606 | EV004499 | 9.0
CAPRI | CAP693687 | EC001178 | EF000007 | EV000206 | 9.0
CAPRI | CAP693687 | EC001178 | EF000010 | EV005918 | 9.0
CAPRI | CAP693687 | EC001178 | EF000064 | EV004443 | 9.0
CAPRI | CAP693687 | EC001178 | EF000368 | 12 | 9.0
CAPRI | CAP693687 | EC001178 | EF000767 | EV004441 | 9.0
CAPRI | CAP693687 | EC001178 | EF001742 | 135 | 9.0
CAPRI | CAP693687 | EC001178 | EF001742 | -50 | 9.0
CAPRI | CAP693687 | EC001178 | EF001757 | Non | 9.0
CAPRI | CAP693687 | EC001178 | EF001760 | 35,2 | 9.0
CAPRI | CAP693687 | EC001178 | EF001761 | 99 | 9.0
CAPRI | CAP693687 | EC001178 | EF001774 | Oui | 9.0
CAPRI | CAP693687 | EC001178 | EF002504 | 42,5 | 9.0
CAPRI | CAP693687 | EC001178 | EF005114 | 42 | 9.0
CAPRI | CAP693687 | EC001178 | EF005474 | EV014666 | 9.0
CAPRI | CAP693687 | EC001178 | EF007834 | EV004461 | 9.0
CAPRI | CAP693687 | EC001178 | EF007952 | Non | 9.0
CAPRI | CAP693687 | EC001178 | EF008122 | EV000402 | 9.0
CAPRI | CAP693687 | EC001178 | EF022606 | EV004499 | 9.0
CAPRI | CAP694017 | EC001178 | EF000007 | EV000206 | 9.0
CAPRI | CAP694017 | EC001178 | EF000010 | EV000164 | 9.0
CAPRI | CAP694017 | EC001178 | EF000064 | EV004443 | 9.0
CAPRI | CAP694017 | EC001178 | EF000368 | 16 | 9.0
CAPRI | CAP694017 | EC001178 | EF000369 | 60 | 9.0
CAPRI | CAP694017 | EC001178 | EF000767 | EV004441 | 9.0
CAPRI | CAP694017 | EC001178 | EF001742 | 135 | 9.0
CAPRI | CAP694017 | EC001178 | EF001742 | -50 | 9.0
CAPRI | CAP694017 | EC001178 | EF001757 | Non | 9.0
CAPRI | CAP694017 | EC001178 | EF001760 | 35,2 | 9.0
CAPRI | CAP694017 | EC001178 | EF001761 | 61 | 9.0
CAPRI | CAP694017 | EC001178 | EF001774 | Oui | 9.0
CAPRI | CAP694017 | EC001178 | EF002504 | 42,5 | 9.0
CAPRI | CAP694017 | EC001178 | EF005114 | 42 | 9.0
CAPRI | CAP694017 | EC001178 | EF005474 | EV014666 | 9.0
CAPRI | CAP694017 | EC001178 | EF007834 | EV005902 | 9.0
CAPRI | CAP694017 | EC001178 | EF007952 | Non | 9.0
CAPRI | CAP694017 | EC001178 | EF008122 | EV000402 | 9.0
CAPRI | CAP694017 | EC001178 | EF022606 | EV004499 | 9.0
CAPRI | CAP694027 | EC001178 | EF000007 | EV000206 | 9.0
CAPRI | CAP694027 | EC001178 | EF000010 | EV005918 | 9.0
CAPRI | CAP694027 | EC001178 | EF000064 | EV004443 | 9.0
CAPRI | CAP694027 | EC001178 | EF000368 | 16 | 9.0
CAPRI | CAP694027 | EC001178 | EF000767 | EV004441 | 9.0
CAPRI | CAP694027 | EC001178 | EF001742 | 135 | 9.0
CAPRI | CAP694027 | EC001178 | EF001742 | -50 | 9.0
CAPRI | CAP694027 | EC001178 | EF001757 | Non | 9.0
CAPRI | CAP694027 | EC001178 | EF001760 | 35,2 | 9.0
CAPRI | CAP694027 | EC001178 | EF001761 | 98 | 9.0
CAPRI | CAP694027 | EC001178 | EF001774 | Oui | 9.0
CAPRI | CAP694027 | EC001178 | EF002504 | 42,5 | 9.0
CAPRI | CAP694027 | EC001178 | EF005114 | 42 | 9.0
CAPRI | CAP694027 | EC001178 | EF005474 | EV014666 | 9.0
CAPRI | CAP694027 | EC001178 | EF007834 | EV005902 | 9.0
CAPRI | CAP694027 | EC001178 | EF007952 | Non | 9.0
CAPRI | CAP694027 | EC001178 | EF008122 | EV000402 | 9.0
CAPRI | CAP694027 | EC001178 | EF022606 | EV004499 | 9.0
CAPRI | CAP694807 | EC001178 | EF000007 | EV000206 | 9.0
CAPRI | CAP694807 | EC001178 | EF000010 | EV000164 | 9.0
CAPRI | CAP694807 | EC001178 | EF000064 | EV004443 | 9.0
CAPRI | CAP694807 | EC001178 | EF000368 | 12 | 9.0
CAPRI | CAP694807 | EC001178 | EF000369 | 73 | 9.0
CAPRI | CAP694807 | EC001178 | EF000767 | EV004441 | 9.0
CAPRI | CAP694807 | EC001178 | EF001742 | 135 | 9.0
CAPRI | CAP694807 | EC001178 | EF001742 | -50 | 9.0
CAPRI | CAP694807 | EC001178 | EF001757 | Non | 9.0
CAPRI | CAP694807 | EC001178 | EF001760 | 46,5 | 9.0
CAPRI | CAP694807 | EC001178 | EF001761 | 61 | 9.0
CAPRI | CAP694807 | EC001178 | EF001774 | Oui | 9.0
CAPRI | CAP694807 | EC001178 | EF002504 | 54,5 | 9.0
CAPRI | CAP694807 | EC001178 | EF005114 | 54 | 9.0
CAPRI | CAP694807 | EC001178 | EF005474 | EV014666 | 9.0
CAPRI | CAP694807 | EC001178 | EF007834 | EV004463 | 9.0
CAPRI | CAP694807 | EC001178 | EF007952 | Non | 9.0
CAPRI | CAP694807 | EC001178 | EF008122 | EV000402 | 9.0
CAPRI | CAP694807 | EC001178 | EF022606 | EV004499 | 9.0
CAPRI | CAP694887 | EC001178 | EF000007 | EV000206 | 9.0
CAPRI | CAP694887 | EC001178 | EF000010 | EV005918 | 9.0
CAPRI | CAP694887 | EC001178 | EF000064 | EV004443 | 9.0
CAPRI | CAP694887 | EC001178 | EF000368 | 15 | 9.0
CAPRI | CAP694887 | EC001178 | EF000767 | EV004441 | 9.0
CAPRI | CAP694887 | EC001178 | EF001742 | 135 | 9.0
CAPRI | CAP694887 | EC001178 | EF001742 | -50 | 9.0
CAPRI | CAP694887 | EC001178 | EF001757 | Non | 9.0
CAPRI | CAP694887 | EC001178 | EF001760 | 46,5 | 9.0
CAPRI | CAP694887 | EC001178 | EF001761 | 104 | 9.0
CAPRI | CAP694887 | EC001178 | EF001774 | Oui | 9.0
CAPRI | CAP694887 | EC001178 | EF002504 | 54,5 | 9.0
CAPRI | CAP694887 | EC001178 | EF005114 | 54 | 9.0
CAPRI | CAP694887 | EC001178 | EF005474 | EV014666 | 9.0
CAPRI | CAP694887 | EC001178 | EF007834 | EV004463 | 9.0
CAPRI | CAP694887 | EC001178 | EF007952 | Non | 9.0
CAPRI | CAP694887 | EC001178 | EF008122 | EV000402 | 9.0
CAPRI | CAP694887 | EC001178 | EF022606 | EV004499 | 9.0
CAPRI | CAP695017 | EC001178 | EF000007 | EV000206 | 9.0
CAPRI | CAP695017 | EC001178 | EF000010 | EV000164 | 9.0
CAPRI | CAP695017 | EC001178 | EF000064 | EV004443 | 9.0
CAPRI | CAP695017 | EC001178 | EF000368 | 12 | 9.0
CAPRI | CAP695017 | EC001178 | EF000369 | 73 | 9.0
CAPRI | CAP695017 | EC001178 | EF000767 | EV004441 | 9.0
CAPRI | CAP695017 | EC001178 | EF001742 | 135 | 9.0
CAPRI | CAP695017 | EC001178 | EF001742 | -50 | 9.0
CAPRI | CAP695017 | EC001178 | EF001757 | Non | 9.0
CAPRI | CAP695017 | EC001178 | EF001760 | 46,5 | 9.0
CAPRI | CAP695017 | EC001178 | EF001761 | 65 | 9.0
CAPRI | CAP695017 | EC001178 | EF001774 | Oui | 9.0
CAPRI | CAP695017 | EC001178 | EF002504 | 54,5 | 9.0
CAPRI | CAP695017 | EC001178 | EF005114 | 54 | 9.0
CAPRI | CAP695017 | EC001178 | EF005474 | EV014666 | 9.0
CAPRI | CAP695017 | EC001178 | EF007834 | EV005903 | 9.0
CAPRI | CAP695017 | EC001178 | EF007952 | Non | 9.0
CAPRI | CAP695017 | EC001178 | EF008122 | EV000402 | 9.0
CAPRI | CAP695017 | EC001178 | EF022606 | EV004499 | 9.0
CAPRI | CAP695027 | EC001178 | EF000007 | EV000206 | 9.0
CAPRI | CAP695027 | EC001178 | EF000010 | EV005918 | 9.0
CAPRI | CAP695027 | EC001178 | EF000064 | EV004443 | 9.0
CAPRI | CAP695027 | EC001178 | EF000368 | 16 | 9.0
CAPRI | CAP695027 | EC001178 | EF000767 | EV004441 | 9.0
CAPRI | CAP695027 | EC001178 | EF001742 | 135 | 9.0
CAPRI | CAP695027 | EC001178 | EF001742 | -50 | 9.0
CAPRI | CAP695027 | EC001178 | EF001757 | Non | 9.0
CAPRI | CAP695027 | EC001178 | EF001760 | 46,5 | 9.0
CAPRI | CAP695027 | EC001178 | EF001761 | 104 | 9.0
CAPRI | CAP695027 | EC001178 | EF001774 | Oui | 9.0
CAPRI | CAP695027 | EC001178 | EF002504 | 54,5 | 9.0
CAPRI | CAP695027 | EC001178 | EF005114 | 54 | 9.0
CAPRI | CAP695027 | EC001178 | EF005474 | EV014666 | 9.0
CAPRI | CAP695027 | EC001178 | EF007834 | EV005903 | 9.0
CAPRI | CAP695027 | EC001178 | EF007952 | Non | 9.0
CAPRI | CAP695027 | EC001178 | EF008122 | EV000402 | 9.0
CAPRI | CAP695027 | EC001178 | EF022606 | EV004499 | 9.0
CAPRI | CAP710083 | EC002601 | EF000003 | EV000383 | 9.0
CAPRI | CAP710083 | EC002601 | EF000007 | EV000236 | 9.0
CAPRI | CAP710083 | EC002601 | EF000008 | 67 | 9.0
CAPRI | CAP710083 | EC002601 | EF000010 | EV002646 | 9.0
CAPRI | CAP710083 | EC002601 | EF000051 | EV000167 | 9.0
CAPRI | CAP710083 | EC002601 | EF000551 | 44 | 9.0
CAPRI | CAP710083 | EC002601 | EF000767 | EV009799 | 9.0
CAPRI | CAP710083 | EC002601 | EF001438 | 44 | 9.0
CAPRI | CAP710083 | EC002601 | EF002169 | EV000139 | 9.0
CAPRI | CAP710083 | EC002601 | EF004508 | EV000766 | 9.0
CAPRI | CAP710083 | EC002601 | EF005457 | 60 | 9.0
CAPRI | CAP710083 | EC002601 | EF009206 | Non | 9.0
CAPRI | CAP710083 | EC002601 | EF009763 | Oui | 9.0
CAPRI | CAP710099 | EC002601 | EF000003 | EV000383 | 9.0
CAPRI | CAP710099 | EC002601 | EF000007 | EV000236 | 9.0
CAPRI | CAP710099 | EC002601 | EF000008 | 67 | 9.0
CAPRI | CAP710099 | EC002601 | EF000010 | EV002646 | 9.0
CAPRI | CAP710099 | EC002601 | EF000051 | EV000167 | 9.0
CAPRI | CAP710099 | EC002601 | EF000551 | 64 | 9.0
CAPRI | CAP710099 | EC002601 | EF000767 | EV009799 | 9.0
CAPRI | CAP710099 | EC002601 | EF001438 | 64 | 9.0
CAPRI | CAP710099 | EC002601 | EF002169 | EV000139 | 9.0
CAPRI | CAP710099 | EC002601 | EF004508 | EV000766 | 9.0
CAPRI | CAP710099 | EC002601 | EF005457 | 40 | 9.0
CAPRI | CAP710099 | EC002601 | EF009206 | Non | 9.0
CAPRI | CAP710099 | EC002601 | EF009763 | Oui | 9.0
CAPRI | CAP710129 | EC002601 | EF000003 | EV006123 | 9.0
CAPRI | CAP710129 | EC002601 | EF000007 | EV000202 | 9.0
CAPRI | CAP710129 | EC002601 | EF000010 | EV002646 | 9.0
CAPRI | CAP710129 | EC002601 | EF000051 | EV000382 | 9.0
CAPRI | CAP710129 | EC002601 | EF000551 | 85 | 9.0
CAPRI | CAP710129 | EC002601 | EF000767 | EV009799 | 9.0
CAPRI | CAP710129 | EC002601 | EF002169 | EV000139 | 9.0
CAPRI | CAP710192 | EC000092 | EF000139 | EV000154 | 9.0
CAPRI | CAP710192 | EC000092 | EF000178 | 100 | 9.0
CAPRI | CAP710192 | EC000092 | EF002169 | EV000179 | 9.0
CAPRI | CAP710193 | EC000092 | EF000139 | EV000154 | 9.0
CAPRI | CAP710193 | EC000092 | EF000178 | 120 | 9.0
CAPRI | CAP710193 | EC000092 | EF002169 | EV000179 | 9.0
CAPRI | CAP710194 | EC000092 | EF000139 | EV000154 | 9.0
CAPRI | CAP710194 | EC000092 | EF000178 | 130 | 9.0
CAPRI | CAP710194 | EC000092 | EF002169 | EV000179 | 9.0
CAPRI | CAP710199 | EC000092 | EF000139 | EV000154 | 9.0
CAPRI | CAP710199 | EC000092 | EF000178 | 145 | 9.0
CAPRI | CAP710199 | EC000092 | EF002169 | EV000179 | 9.0
CAPRI | CAP713001 | EC002601 | EF000003 | EV007386 | 9.0
CAPRI | CAP713001 | EC002601 | EF000007 | EV000270 | 9.0
CAPRI | CAP713001 | EC002601 | EF000051 | EV000382 | 9.0
CAPRI | CAP713001 | EC002601 | EF000767 | EV010159 | 9.0
CAPRI | CAP713001 | EC002601 | EF001438 | 241 | 9.0
CAPRI | CAP713001 | EC002601 | EF002169 | EV000139 | 9.0
CAPRI | CAP713001 | EC002601 | EF003593 | 32 | 9.0
CAPRI | CAP713001 | EC002601 | EF004586 | EV007115 | 9.0
CAPRI | CAP713001 | EC002601 | EF005457 | 85 | 9.0
CAPRI | CAP713001 | EC002601 | EF005496 | EV000154 | 9.0
CAPRI | CAP713001 | EC002601 | EF009206 | Non | 9.0
CAPRI | CAP713001 | EC002601 | EF009763 | Oui | 9.0
CAPRI | CAP713005 | EC002601 | EF000003 | EV007386 | 9.0
CAPRI | CAP713005 | EC002601 | EF000007 | EV000270 | 9.0
CAPRI | CAP713005 | EC002601 | EF000051 | EV000382 | 9.0
CAPRI | CAP713005 | EC002601 | EF000767 | EV010159 | 9.0
CAPRI | CAP713005 | EC002601 | EF001438 | 241 | 9.0
CAPRI | CAP713005 | EC002601 | EF002169 | EV000139 | 9.0
CAPRI | CAP713005 | EC002601 | EF003593 | 32 | 9.0
CAPRI | CAP713005 | EC002601 | EF004586 | EV007115 | 9.0
CAPRI | CAP713005 | EC002601 | EF005457 | 85 | 9.0
CAPRI | CAP713005 | EC002601 | EF005496 | EV000154 | 9.0
CAPRI | CAP713005 | EC002601 | EF009206 | Non | 9.0
CAPRI | CAP713005 | EC002601 | EF009763 | Oui | 9.0
CAPRI | CAP713032 | EC002601 | EF000007 | EV000236 | 9.0
CAPRI | CAP713032 | EC002601 | EF000008 | 86 | 9.0
CAPRI | CAP713032 | EC002601 | EF000010 | EV002646 | 9.0
CAPRI | CAP713032 | EC002601 | EF000025 | No | 9.0
CAPRI | CAP713032 | EC002601 | EF000051 | EV000167 | 9.0
CAPRI | CAP713032 | EC002601 | EF000767 | EV009799 | 9.0
CAPRI | CAP713032 | EC002601 | EF001438 | 86 | 9.0
CAPRI | CAP713032 | EC002601 | EF002169 | EV000139 | 9.0
CAPRI | CAP713032 | EC002601 | EF003593 | 4 | 9.0
CAPRI | CAP713032 | EC002601 | EF004902 | No | 9.0
CAPRI | CAP713321 | EC002601 | EF000003 | EV007386 | 9.0
CAPRI | CAP713321 | EC002601 | EF000007 | EV000270 | 9.0
CAPRI | CAP713321 | EC002601 | EF000051 | EV000382 | 9.0
CAPRI | CAP713321 | EC002601 | EF000767 | EV010159 | 9.0
CAPRI | CAP713321 | EC002601 | EF001438 | 241 | 9.0
CAPRI | CAP713321 | EC002601 | EF002169 | EV000139 | 9.0
CAPRI | CAP713321 | EC002601 | EF003593 | 32 | 9.0
CAPRI | CAP713321 | EC002601 | EF004586 | EV007115 | 9.0
CAPRI | CAP713321 | EC002601 | EF005457 | 85 | 9.0
CAPRI | CAP713321 | EC002601 | EF005496 | EV000154 | 9.0
CAPRI | CAP713321 | EC002601 | EF009206 | Non | 9.0
CAPRI | CAP713321 | EC002601 | EF009763 | Oui | 9.0
CAPRI | CAP713325 | EC002601 | EF000003 | EV007386 | 9.0
CAPRI | CAP713325 | EC002601 | EF000007 | EV000270 | 9.0
CAPRI | CAP713325 | EC002601 | EF000008 | 241 | 9.0
CAPRI | CAP713325 | EC002601 | EF000051 | EV000382 | 9.0
CAPRI | CAP713325 | EC002601 | EF000767 | EV010159 | 9.0
CAPRI | CAP713325 | EC002601 | EF001438 | 241 | 9.0
CAPRI | CAP713325 | EC002601 | EF002169 | EV000139 | 9.0
CAPRI | CAP713325 | EC002601 | EF003593 | 32 | 9.0
CAPRI | CAP713325 | EC002601 | EF004586 | EV007115 | 9.0
CAPRI | CAP713325 | EC002601 | EF005457 | 85 | 9.0
CAPRI | CAP713325 | EC002601 | EF005496 | EV000154 | 9.0
CAPRI | CAP713325 | EC002601 | EF009206 | non | 9.0
CAPRI | CAP713325 | EC002601 | EF009763 | oui | 9.0
CAPRI | CAP713560 | EC002601 | EF000007 | EV000236 | 9.0
CAPRI | CAP713560 | EC002601 | EF000008 | 86 | 9.0
CAPRI | CAP713560 | EC002601 | EF000010 | EV002646 | 9.0
CAPRI | CAP713560 | EC002601 | EF000025 | Non | 9.0
CAPRI | CAP713560 | EC002601 | EF000051 | EV000167 | 9.0
CAPRI | CAP713560 | EC002601 | EF000767 | EV009799 | 9.0
CAPRI | CAP713560 | EC002601 | EF001438 | 86 | 9.0
CAPRI | CAP713560 | EC002601 | EF002169 | EV000139 | 9.0
CAPRI | CAP713560 | EC002601 | EF003593 | 4 | 9.0
CAPRI | CAP713560 | EC002601 | EF004902 | Non | 9.0
CAPRI | CAP713562 | EC002601 | EF000007 | EV000236 | 9.0
CAPRI | CAP713562 | EC002601 | EF000008 | 86 | 9.0
CAPRI | CAP713562 | EC002601 | EF000010 | EV002646 | 9.0
CAPRI | CAP713562 | EC002601 | EF000025 | No | 9.0
CAPRI | CAP713562 | EC002601 | EF000051 | EV000167 | 9.0
CAPRI | CAP713562 | EC002601 | EF000767 | EV009799 | 9.0
CAPRI | CAP713562 | EC002601 | EF001438 | 86 | 9.0
CAPRI | CAP713562 | EC002601 | EF002169 | EV000139 | 9.0
CAPRI | CAP713562 | EC002601 | EF003593 | 4 | 9.0
CAPRI | CAP713562 | EC002601 | EF004902 | No | 9.0
CAPRI | CAP713564 | EC002601 | EF000007 | EV000236 | 9.0
CAPRI | CAP713564 | EC002601 | EF000008 | 71 | 9.0
CAPRI | CAP713564 | EC002601 | EF000010 | EV002646 | 9.0
CAPRI | CAP713564 | EC002601 | EF000025 | No | 9.0
CAPRI | CAP713564 | EC002601 | EF000051 | EV000220 | 9.0
CAPRI | CAP713564 | EC002601 | EF000767 | EV009799 | 9.0
CAPRI | CAP713564 | EC002601 | EF001438 | 140 | 9.0
CAPRI | CAP713564 | EC002601 | EF002169 | EV000139 | 9.0
CAPRI | CAP713564 | EC002601 | EF003593 | 6 | 9.0
CAPRI | CAP713564 | EC002601 | EF004902 | No | 9.0
CAPRI | CAP713564 | EC002601 | EF005474 | EV006405 | 9.0
CAPRI | CAP713641 | EC002601 | EF000003 | EV007386 | 9.0
CAPRI | CAP713641 | EC002601 | EF000007 | EV000270 | 9.0
CAPRI | CAP713641 | EC002601 | EF000008 | 200 | 9.0
CAPRI | CAP713641 | EC002601 | EF000010 | EV000154 | 9.0
CAPRI | CAP713641 | EC002601 | EF000025 | Non | 9.0
CAPRI | CAP713641 | EC002601 | EF000051 | EV000382 | 9.0
CAPRI | CAP713641 | EC002601 | EF000767 | EV010159 | 9.0
CAPRI | CAP713641 | EC002601 | EF001438 | 241 | 9.0
CAPRI | CAP713641 | EC002601 | EF002169 | EV000139 | 9.0
CAPRI | CAP713641 | EC002601 | EF003593 | 32 | 9.0
CAPRI | CAP713641 | EC002601 | EF004586 | EV007115 | 9.0
CAPRI | CAP713641 | EC002601 | EF004902 | Non | 9.0
CAPRI | CAP713641 | EC002601 | EF005457 | 85 | 9.0
CAPRI | CAP713641 | EC002601 | EF005474 | EV006418 | 9.0
CAPRI | CAP713641 | EC002601 | EF005496 | EV000154 | 9.0
CAPRI | CAP713641 | EC002601 | EF009206 | Non | 9.0
CAPRI | CAP713641 | EC002601 | EF009763 | Oui | 9.0
CAPRI | CAP713645 | EC002601 | EF000003 | EV007386 | 9.0
CAPRI | CAP713645 | EC002601 | EF000007 | EV000270 | 9.0
CAPRI | CAP713645 | EC002601 | EF000008 | 241 | 9.0
CAPRI | CAP713645 | EC002601 | EF000051 | EV000382 | 9.0
CAPRI | CAP713645 | EC002601 | EF000767 | EV010159 | 9.0
CAPRI | CAP713645 | EC002601 | EF001438 | 241 | 9.0
CAPRI | CAP713645 | EC002601 | EF002169 | EV000139 | 9.0
CAPRI | CAP713645 | EC002601 | EF003593 | 64 | 9.0
CAPRI | CAP713645 | EC002601 | EF004586 | EV007115 | 9.0
CAPRI | CAP713645 | EC002601 | EF005457 | 85 | 9.0
CAPRI | CAP713645 | EC002601 | EF005496 | EV000154 | 9.0
CAPRI | CAP713645 | EC002601 | EF009206 | non | 9.0
CAPRI | CAP713645 | EC002601 | EF009763 | oui | 9.0
CAPRI | CAP715000 | EC002601 | EF000003 | EV007386 | 9.0
CAPRI | CAP715000 | EC002601 | EF000007 | EV000202 | 9.0
CAPRI | CAP715000 | EC002601 | EF000051 | EV000167 | 9.0
CAPRI | CAP715000 | EC002601 | EF000551 | 67 | 9.0
CAPRI | CAP715000 | EC002601 | EF000767 | EV003721 | 9.0
CAPRI | CAP715000 | EC002601 | EF002169 | EV000139 | 9.0
CAPRI | CAP715000 | EC002601 | EF004586 | EV000115 | 9.0
CAPRI | CAP715000 | EC002601 | EF009212 | EV000494 | 9.0
CAPRI | CAP715001 | EC002601 | EF000003 | EV007386 | 9.0
CAPRI | CAP715001 | EC002601 | EF000007 | EV000202 | 9.0
CAPRI | CAP715001 | EC002601 | EF000051 | EV000167 | 9.0
CAPRI | CAP715001 | EC002601 | EF000551 | 67 | 9.0
CAPRI | CAP715001 | EC002601 | EF000767 | EV003721 | 9.0
CAPRI | CAP715001 | EC002601 | EF002169 | EV000139 | 9.0
CAPRI | CAP715001 | EC002601 | EF004586 | EV000115 | 9.0
CAPRI | CAP715001 | EC002601 | EF009212 | EV000494 | 9.0
CAPRI | CAP715081 | EC002601 | EF000003 | EV000383 | 9.0
CAPRI | CAP715081 | EC002601 | EF000007 | EV000236 | 9.0
CAPRI | CAP715081 | EC002601 | EF000010 | EV002646 | 9.0
CAPRI | CAP715081 | EC002601 | EF000051 | EV000167 | 9.0
CAPRI | CAP715081 | EC002601 | EF000767 | EV009799 | 9.0
CAPRI | CAP715081 | EC002601 | EF002169 | EV000139 | 9.0
CAPRI | CAP715081 | EC002601 | EF004508 | EV000766 | 9.0
CAPRI | CAP715081 | EC002601 | EF009206 | Non | 9.0
CAPRI | CAP715081 | EC002601 | EF009763 | oui | 9.0
CAPRI | CAP715082 | EC002601 | EF000003 | EV000383 | 9.0
CAPRI | CAP715082 | EC002601 | EF000007 | EV000236 | 9.0
CAPRI | CAP715082 | EC002601 | EF000010 | EV002646 | 9.0
CAPRI | CAP715082 | EC002601 | EF000051 | EV000167 | 9.0
CAPRI | CAP715082 | EC002601 | EF000767 | EV009799 | 9.0
CAPRI | CAP715082 | EC002601 | EF002169 | EV000139 | 9.0
CAPRI | CAP715082 | EC002601 | EF004508 | EV000766 | 9.0
CAPRI | CAP715082 | EC002601 | EF009206 | Non | 9.0
CAPRI | CAP715082 | EC002601 | EF009763 | oui | 9.0
CAPRI | CAP715819 | EC002601 | EF000003 | EV000383 | 9.0
CAPRI | CAP715819 | EC002601 | EF000007 | EV000236 | 9.0
CAPRI | CAP715819 | EC002601 | EF000008 | 67 | 9.0
CAPRI | CAP715819 | EC002601 | EF000010 | EV002646 | 9.0
CAPRI | CAP715819 | EC002601 | EF000025 | Non | 9.0
CAPRI | CAP715819 | EC002601 | EF000051 | EV000167 | 9.0
CAPRI | CAP715819 | EC002601 | EF000551 | 67 | 9.0
CAPRI | CAP715819 | EC002601 | EF000767 | EV009799 | 9.0
CAPRI | CAP715819 | EC002601 | EF001438 | 67 | 9.0
CAPRI | CAP715819 | EC002601 | EF002169 | EV000139 | 9.0
CAPRI | CAP715819 | EC002601 | EF003593 | 4 | 9.0
CAPRI | CAP715819 | EC002601 | EF004508 | EV000766 | 9.0
CAPRI | CAP715819 | EC002601 | EF004902 | Non | 9.0
CAPRI | CAP715819 | EC002601 | EF005457 | 55 | 9.0
CAPRI | CAP715819 | EC002601 | EF005474 | EV006405 | 9.0
CAPRI | CAP715819 | EC002601 | EF009208 | Oui | 9.0
CAPRI | CAP715819 | EC002601 | EF009763 | Non | 9.0
CAPRI | CAP715859 | EC002601 | EF000003 | EV000383 | 9.0
CAPRI | CAP715859 | EC002601 | EF000007 | EV000236 | 9.0
CAPRI | CAP715859 | EC002601 | EF000008 | 67 | 9.0
CAPRI | CAP715859 | EC002601 | EF000010 | EV002646 | 9.0
CAPRI | CAP715859 | EC002601 | EF000025 | Non | 9.0
CAPRI | CAP715859 | EC002601 | EF000051 | EV000167 | 9.0
CAPRI | CAP715859 | EC002601 | EF000551 | 67 | 9.0
CAPRI | CAP715859 | EC002601 | EF000767 | EV009799 | 9.0
CAPRI | CAP715859 | EC002601 | EF001438 | 67 | 9.0
CAPRI | CAP715859 | EC002601 | EF002169 | EV000139 | 9.0
CAPRI | CAP715859 | EC002601 | EF003593 | 4 | 9.0
CAPRI | CAP715859 | EC002601 | EF004508 | EV000766 | 9.0
CAPRI | CAP715859 | EC002601 | EF004902 | Non | 9.0
CAPRI | CAP715859 | EC002601 | EF005457 | 55 | 9.0
CAPRI | CAP715859 | EC002601 | EF005474 | EV006405 | 9.0
CAPRI | CAP715859 | EC002601 | EF009208 | Oui | 9.0
CAPRI | CAP715859 | EC002601 | EF009763 | Non | 9.0
CAPRI | CAP715879 | EC002601 | EF000003 | EV000383 | 9.0
CAPRI | CAP715879 | EC002601 | EF000007 | EV000236 | 9.0
CAPRI | CAP715879 | EC002601 | EF000008 | 265 | 9.0
CAPRI | CAP715879 | EC002601 | EF000010 | EV002646 | 9.0
CAPRI | CAP715879 | EC002601 | EF000025 | Non | 9.0
CAPRI | CAP715879 | EC002601 | EF000051 | EV000167 | 9.0
CAPRI | CAP715879 | EC002601 | EF000767 | EV009799 | 9.0
CAPRI | CAP715879 | EC002601 | EF001438 | 300 | 9.0
CAPRI | CAP715879 | EC002601 | EF002169 | EV000139 | 9.0
CAPRI | CAP715879 | EC002601 | EF003593 | 2 | 9.0
CAPRI | CAP715879 | EC002601 | EF004508 | EV000766 | 9.0
CAPRI | CAP715879 | EC002601 | EF004902 | Non | 9.0
CAPRI | CAP715879 | EC002601 | EF005474 | EV006405 | 9.0
CAPRI | CAP715879 | EC002601 | EF009206 | Non | 9.0
CAPRI | CAP715879 | EC002601 | EF009763 | oui | 9.0
CAPRI | CAP723040 | EC002601 | EF000003 | EV000383 | 9.0
CAPRI | CAP723040 | EC002601 | EF000007 | EV000236 | 9.0
CAPRI | CAP723040 | EC002601 | EF000008 | 67 | 9.0
CAPRI | CAP723040 | EC002601 | EF000010 | EV002646 | 9.0
CAPRI | CAP723040 | EC002601 | EF000051 | EV000167 | 9.0
CAPRI | CAP723040 | EC002601 | EF000551 | 67 | 9.0
CAPRI | CAP723040 | EC002601 | EF000767 | EV009799 | 9.0
CAPRI | CAP723040 | EC002601 | EF001438 | 67 | 9.0
CAPRI | CAP723040 | EC002601 | EF002169 | EV000139 | 9.0
CAPRI | CAP723040 | EC002601 | EF004508 | EV000766 | 9.0
CAPRI | CAP723040 | EC002601 | EF005457 | 40 | 9.0
CAPRI | CAP723040 | EC002601 | EF009206 | oui | 9.0
CAPRI | CAP723040 | EC002601 | EF009763 | non | 9.0
CAPRI | CAP723043 | EC002601 | EF000003 | EV000383 | 9.0
CAPRI | CAP723043 | EC002601 | EF000007 | EV000236 | 9.0
CAPRI | CAP723043 | EC002601 | EF000008 | 67 | 9.0
CAPRI | CAP723043 | EC002601 | EF000010 | EV002646 | 9.0
CAPRI | CAP723043 | EC002601 | EF000051 | EV000167 | 9.0
CAPRI | CAP723043 | EC002601 | EF000551 | 67 | 9.0
CAPRI | CAP723043 | EC002601 | EF000767 | EV009799 | 9.0
CAPRI | CAP723043 | EC002601 | EF001438 | 67 | 9.0
CAPRI | CAP723043 | EC002601 | EF002169 | EV000139 | 9.0
CAPRI | CAP723043 | EC002601 | EF004508 | EV000766 | 9.0
CAPRI | CAP723043 | EC002601 | EF005457 | 40 | 9.0
CAPRI | CAP723043 | EC002601 | EF009206 | oui | 9.0
CAPRI | CAP723043 | EC002601 | EF009763 | non | 9.0
CAPRI | CAP723049 | EC002601 | EF000003 | EV000383 | 9.0
CAPRI | CAP723049 | EC002601 | EF000007 | EV000236 | 9.0
CAPRI | CAP723049 | EC002601 | EF000008 | 67 | 9.0
CAPRI | CAP723049 | EC002601 | EF000010 | EV002646 | 9.0
CAPRI | CAP723049 | EC002601 | EF000051 | EV000167 | 9.0
CAPRI | CAP723049 | EC002601 | EF000551 | 67 | 9.0
CAPRI | CAP723049 | EC002601 | EF000767 | EV009799 | 9.0
CAPRI | CAP723049 | EC002601 | EF001438 | 67 | 9.0
CAPRI | CAP723049 | EC002601 | EF002169 | EV000139 | 9.0
CAPRI | CAP723049 | EC002601 | EF004508 | EV000766 | 9.0
CAPRI | CAP723049 | EC002601 | EF005457 | 40 | 9.0
CAPRI | CAP723049 | EC002601 | EF009206 | oui | 9.0
CAPRI | CAP723049 | EC002601 | EF009763 | non | 9.0
CAPRI | CAP723050 | EC002601 | EF000003 | EV000383 | 9.0
CAPRI | CAP723050 | EC002601 | EF000007 | EV000236 | 9.0
CAPRI | CAP723050 | EC002601 | EF000008 | 67 | 9.0
CAPRI | CAP723050 | EC002601 | EF000010 | EV002646 | 9.0
CAPRI | CAP723050 | EC002601 | EF000051 | EV000220 | 9.0
CAPRI | CAP723050 | EC002601 | EF000551 | 67 | 9.0
CAPRI | CAP723050 | EC002601 | EF000767 | EV009799 | 9.0
CAPRI | CAP723050 | EC002601 | EF001438 | 67 | 9.0
CAPRI | CAP723050 | EC002601 | EF002169 | EV000139 | 9.0
CAPRI | CAP723050 | EC002601 | EF004508 | EV000766 | 9.0
CAPRI | CAP723050 | EC002601 | EF005457 | 50 | 9.0
CAPRI | CAP723050 | EC002601 | EF009206 | oui | 9.0
CAPRI | CAP723050 | EC002601 | EF009763 | non | 9.0
CAPRI | CAP723200 | EC002601 | EF000003 | EV000383 | 9.0
CAPRI | CAP723200 | EC002601 | EF000007 | EV000236 | 9.0
CAPRI | CAP723200 | EC002601 | EF000008 | 67 | 9.0
CAPRI | CAP723200 | EC002601 | EF000010 | EV003602 | 9.0
CAPRI | CAP723200 | EC002601 | EF000051 | EV000220 | 9.0
CAPRI | CAP723200 | EC002601 | EF000551 | 67 | 9.0
CAPRI | CAP723200 | EC002601 | EF000767 | EV009799 | 9.0
CAPRI | CAP723200 | EC002601 | EF001438 | 145 | 9.0
CAPRI | CAP723200 | EC002601 | EF002169 | EV000139 | 9.0
CAPRI | CAP723200 | EC002601 | EF004508 | EV000766 | 9.0
CAPRI | CAP723200 | EC002601 | EF005457 | 40 | 9.0
CAPRI | CAP723200 | EC002601 | EF009206 | oui | 9.0
CAPRI | CAP723200 | EC002601 | EF009763 | non | 9.0
CAPRI | CAP723300 | EC002601 | EF000003 | EV000383 | 9.0
CAPRI | CAP723300 | EC002601 | EF000007 | EV000236 | 9.0
CAPRI | CAP723300 | EC002601 | EF000008 | 67 | 9.0
CAPRI | CAP723300 | EC002601 | EF000010 | EV000093 | 9.0
CAPRI | CAP723300 | EC002601 | EF000051 | EV000167 | 9.0
CAPRI | CAP723300 | EC002601 | EF000551 | 67 | 9.0
CAPRI | CAP723300 | EC002601 | EF000767 | EV009799 | 9.0
CAPRI | CAP723300 | EC002601 | EF001438 | 215 | 9.0
CAPRI | CAP723300 | EC002601 | EF002169 | EV000139 | 9.0
CAPRI | CAP723300 | EC002601 | EF004508 | EV000766 | 9.0
CAPRI | CAP723300 | EC002601 | EF005457 | 40 | 9.0
CAPRI | CAP723300 | EC002601 | EF009206 | oui | 9.0
CAPRI | CAP723300 | EC002601 | EF009763 | non | 9.0
CAPRI | CAP723550 | EC002601 | EF000003 | EV000383 | 9.0
CAPRI | CAP723550 | EC002601 | EF000007 | EV000236 | 9.0
CAPRI | CAP723550 | EC002601 | EF000008 | 67 | 9.0
CAPRI | CAP723550 | EC002601 | EF000010 | EV002646 | 9.0
CAPRI | CAP723550 | EC002601 | EF000051 | EV000167 | 9.0
CAPRI | CAP723550 | EC002601 | EF000551 | 67 | 9.0
CAPRI | CAP723550 | EC002601 | EF000767 | EV009799 | 9.0
CAPRI | CAP723550 | EC002601 | EF001438 | 67 | 9.0
CAPRI | CAP723550 | EC002601 | EF002169 | EV000139 | 9.0
CAPRI | CAP723550 | EC002601 | EF004508 | EV000766 | 9.0
CAPRI | CAP723550 | EC002601 | EF005457 | 50 | 9.0
CAPRI | CAP723550 | EC002601 | EF009206 | oui | 9.0
CAPRI | CAP723550 | EC002601 | EF009763 | non | 9.0
CAPRI | CAP723552 | EC002601 | EF000003 | EV000383 | 9.0
CAPRI | CAP723552 | EC002601 | EF000007 | EV000236 | 9.0
CAPRI | CAP723552 | EC002601 | EF000008 | 67 | 9.0
CAPRI | CAP723552 | EC002601 | EF000010 | EV002646 | 9.0
CAPRI | CAP723552 | EC002601 | EF000051 | EV000167 | 9.0
CAPRI | CAP723552 | EC002601 | EF000551 | 67 | 9.0
CAPRI | CAP723552 | EC002601 | EF000767 | EV009799 | 9.0
CAPRI | CAP723552 | EC002601 | EF001438 | 67 | 9.0
CAPRI | CAP723552 | EC002601 | EF002169 | EV000139 | 9.0
CAPRI | CAP723552 | EC002601 | EF004508 | EV000766 | 9.0
CAPRI | CAP723552 | EC002601 | EF005457 | 50 | 9.0
CAPRI | CAP723552 | EC002601 | EF009206 | oui | 9.0
CAPRI | CAP723552 | EC002601 | EF009763 | non | 9.0
CAPRI | CAP723554 | EC002601 | EF000003 | EV000383 | 9.0
CAPRI | CAP723554 | EC002601 | EF000007 | EV000236 | 9.0
CAPRI | CAP723554 | EC002601 | EF000008 | 67 | 9.0
CAPRI | CAP723554 | EC002601 | EF000010 | EV002646 | 9.0
CAPRI | CAP723554 | EC002601 | EF000051 | EV000167 | 9.0
CAPRI | CAP723554 | EC002601 | EF000551 | 67 | 9.0
CAPRI | CAP723554 | EC002601 | EF000767 | EV009799 | 9.0
CAPRI | CAP723554 | EC002601 | EF001438 | 67 | 9.0
CAPRI | CAP723554 | EC002601 | EF002169 | EV000139 | 9.0
CAPRI | CAP723554 | EC002601 | EF004508 | EV000766 | 9.0
CAPRI | CAP723554 | EC002601 | EF005457 | 50 | 9.0
CAPRI | CAP723554 | EC002601 | EF009206 | oui | 9.0
CAPRI | CAP723554 | EC002601 | EF009763 | non | 9.0
CAPRI | CAP723650 | EC002601 | EF000003 | EV000383 | 9.0
CAPRI | CAP723650 | EC002601 | EF000007 | EV000236 | 9.0
CAPRI | CAP723650 | EC002601 | EF000008 | 67 | 9.0
CAPRI | CAP723650 | EC002601 | EF000010 | EV002646 | 9.0
CAPRI | CAP723650 | EC002601 | EF000051 | EV000167 | 9.0
CAPRI | CAP723650 | EC002601 | EF000551 | 67 | 9.0
CAPRI | CAP723650 | EC002601 | EF000767 | EV009799 | 9.0
CAPRI | CAP723650 | EC002601 | EF001438 | 67 | 9.0
CAPRI | CAP723650 | EC002601 | EF002169 | EV000139 | 9.0
CAPRI | CAP723650 | EC002601 | EF004508 | EV000766 | 9.0
CAPRI | CAP723650 | EC002601 | EF005457 | 50 | 9.0
CAPRI | CAP723650 | EC002601 | EF009206 | oui | 9.0
CAPRI | CAP723650 | EC002601 | EF009763 | non | 9.0
CAPRI | CAP723652 | EC002601 | EF000003 | EV000383 | 9.0
CAPRI | CAP723652 | EC002601 | EF000007 | EV000236 | 9.0
CAPRI | CAP723652 | EC002601 | EF000008 | 67 | 9.0
CAPRI | CAP723652 | EC002601 | EF000010 | EV002646 | 9.0
CAPRI | CAP723652 | EC002601 | EF000051 | EV000167 | 9.0
CAPRI | CAP723652 | EC002601 | EF000551 | 67 | 9.0
CAPRI | CAP723652 | EC002601 | EF000767 | EV009799 | 9.0
CAPRI | CAP723652 | EC002601 | EF001438 | 67 | 9.0
CAPRI | CAP723652 | EC002601 | EF002169 | EV000139 | 9.0
CAPRI | CAP723652 | EC002601 | EF004508 | EV000766 | 9.0
CAPRI | CAP723652 | EC002601 | EF005457 | 50 | 9.0
CAPRI | CAP723652 | EC002601 | EF009206 | oui | 9.0
CAPRI | CAP723652 | EC002601 | EF009763 | non | 9.0
CAPRI | CAP731001 | EC004044 | EF000321 | EV020339 | 9.0
CAPRI | CAP731002 | EC000490 | EF000215 | EV009611 | 9.0
CAPRI | CAP731003 | EC004044 | EF000321 | EV020339 | 9.0
CAPRI | CAP731004 | EC004044 | EF000321 | EV020339 | 9.0
CAPRI | CAP731029 | EC002601 | EF000007 | EV000236 | 9.0
CAPRI | CAP731029 | EC002601 | EF000008 | 71 | 9.0
CAPRI | CAP731029 | EC002601 | EF000010 | EV002646 | 9.0
CAPRI | CAP731029 | EC002601 | EF000025 | Non | 9.0
CAPRI | CAP731029 | EC002601 | EF000051 | EV000220 | 9.0
CAPRI | CAP731029 | EC002601 | EF000767 | EV009799 | 9.0
CAPRI | CAP731029 | EC002601 | EF001438 | 140 | 9.0
CAPRI | CAP731029 | EC002601 | EF002169 | EV000139 | 9.0
CAPRI | CAP731029 | EC002601 | EF003593 | 6 | 9.0
CAPRI | CAP731029 | EC002601 | EF004902 | Non | 9.0
CAPRI | CAP731029 | EC002601 | EF005474 | EV006405 | 9.0
CAPRI | CAP731030 | EC000519 | EF001257 | EV000154 | 9.0
CAPRI | CAP731030 | EC000519 | EF002169 | EV000139 | 9.0
CAPRI | CAP731030 | EC000519 | EF003654 | Oui | 9.0
CAPRI | CAP731039 | EC002601 | EF000007 | EV000236 | 9.0
CAPRI | CAP731039 | EC002601 | EF000008 | 21 | 9.0
CAPRI | CAP731039 | EC002601 | EF000010 | EV002646 | 9.0
CAPRI | CAP731039 | EC002601 | EF000025 | Non | 9.0
CAPRI | CAP731039 | EC002601 | EF000051 | EV000220 | 9.0
CAPRI | CAP731039 | EC002601 | EF000767 | EV009799 | 9.0
CAPRI | CAP731039 | EC002601 | EF001438 | 40 | 9.0
CAPRI | CAP731039 | EC002601 | EF003593 | 8 | 9.0
CAPRI | CAP731039 | EC002601 | EF004902 | Non | 9.0
CAPRI | CAP731039 | EC002601 | EF005474 | EV006405 | 9.0
CAPRI | CAP731040 | EC002601 | EF000003 | EV000383 | 9.0
CAPRI | CAP731040 | EC002601 | EF000007 | EV000236 | 9.0
CAPRI | CAP731040 | EC002601 | EF000008 | 67 | 9.0
CAPRI | CAP731040 | EC002601 | EF000010 | EV002646 | 9.0
CAPRI | CAP731040 | EC002601 | EF000051 | EV000167 | 9.0
CAPRI | CAP731040 | EC002601 | EF000551 | 67 | 9.0
CAPRI | CAP731040 | EC002601 | EF000767 | EV009799 | 9.0
CAPRI | CAP731040 | EC002601 | EF001438 | 67 | 9.0
CAPRI | CAP731040 | EC002601 | EF002169 | EV000139 | 9.0
CAPRI | CAP731040 | EC002601 | EF004508 | EV000766 | 9.0
CAPRI | CAP731040 | EC002601 | EF005457 | 40 | 9.0
CAPRI | CAP731040 | EC002601 | EF009206 | Non | 9.0
CAPRI | CAP731040 | EC002601 | EF009763 | Oui | 9.0
CAPRI | CAP731050 | EC000519 | EF001257 | EV000154 | 9.0
CAPRI | CAP731050 | EC000519 | EF002169 | EV000139 | 9.0
CAPRI | CAP731050 | EC000519 | EF003654 | Oui | 9.0
CAPRI | CAP731055 | EC002601 | EF000003 | EV000383 | 9.0
CAPRI | CAP731055 | EC002601 | EF000007 | EV000236 | 9.0
CAPRI | CAP731055 | EC002601 | EF000008 | 67 | 9.0
CAPRI | CAP731055 | EC002601 | EF000010 | EV002646 | 9.0
CAPRI | CAP731055 | EC002601 | EF000051 | EV000167 | 9.0
CAPRI | CAP731055 | EC002601 | EF000551 | 67 | 9.0
CAPRI | CAP731055 | EC002601 | EF000767 | EV009799 | 9.0
CAPRI | CAP731055 | EC002601 | EF001438 | 67 | 9.0
CAPRI | CAP731055 | EC002601 | EF002169 | EV000139 | 9.0
CAPRI | CAP731055 | EC002601 | EF004508 | EV000766 | 9.0
CAPRI | CAP731055 | EC002601 | EF005457 | 55 | 9.0
CAPRI | CAP731055 | EC002601 | EF009206 | Non | 9.0
CAPRI | CAP731055 | EC002601 | EF009763 | Oui | 9.0
CAPRI | CAP731060 | EC000519 | EF001257 | EV000154 | 9.0
CAPRI | CAP731060 | EC000519 | EF002169 | EV000139 | 9.0
CAPRI | CAP731060 | EC000519 | EF003654 | Oui | 9.0
CAPRI | CAP731240 | EC002601 | EF000003 | EV000383 | 9.0
CAPRI | CAP731240 | EC002601 | EF000007 | EV000236 | 9.0
CAPRI | CAP731240 | EC002601 | EF000008 | 67 | 9.0
CAPRI | CAP731240 | EC002601 | EF000010 | EV003602 | 9.0
CAPRI | CAP731240 | EC002601 | EF000051 | EV000220 | 9.0
CAPRI | CAP731240 | EC002601 | EF000551 | 67 | 9.0
CAPRI | CAP731240 | EC002601 | EF000767 | EV009799 | 9.0
CAPRI | CAP731240 | EC002601 | EF001438 | 145 | 9.0
CAPRI | CAP731240 | EC002601 | EF002169 | EV000139 | 9.0
CAPRI | CAP731240 | EC002601 | EF004508 | EV000766 | 9.0
CAPRI | CAP731240 | EC002601 | EF005457 | 40 | 9.0
CAPRI | CAP731240 | EC002601 | EF009206 | Non | 9.0
CAPRI | CAP731240 | EC002601 | EF009763 | Oui | 9.0
CAPRI | CAP731250 | EC002601 | EF000007 | EV000236 | 9.0
CAPRI | CAP731250 | EC002601 | EF000008 | 67 | 9.0
CAPRI | CAP731250 | EC002601 | EF000010 | EV002646 | 9.0
CAPRI | CAP731250 | EC002601 | EF000025 | No | 9.0
CAPRI | CAP731250 | EC002601 | EF000051 | EV000167 | 9.0
CAPRI | CAP731250 | EC002601 | EF000767 | EV009799 | 9.0
CAPRI | CAP731250 | EC002601 | EF001438 | 40 | 9.0
CAPRI | CAP731250 | EC002601 | EF002169 | EV000139 | 9.0
CAPRI | CAP731250 | EC002601 | EF003593 | 4 | 9.0
CAPRI | CAP731250 | EC002601 | EF004902 | No | 9.0
CAPRI | CAP731250 | EC002601 | EF005474 | EV006405 | 9.0
CAPRI | CAP731340 | EC002601 | EF000003 | EV000383 | 9.0
CAPRI | CAP731340 | EC002601 | EF000007 | EV000236 | 9.0
CAPRI | CAP731340 | EC002601 | EF000008 | 67 | 9.0
CAPRI | CAP731340 | EC002601 | EF000010 | EV000093 | 9.0
CAPRI | CAP731340 | EC002601 | EF000051 | EV000167 | 9.0
CAPRI | CAP731340 | EC002601 | EF000551 | 67 | 9.0
CAPRI | CAP731340 | EC002601 | EF000767 | EV009799 | 9.0
CAPRI | CAP731340 | EC002601 | EF001438 | 215 | 9.0
CAPRI | CAP731340 | EC002601 | EF002169 | EV000139 | 9.0
CAPRI | CAP731340 | EC002601 | EF004508 | EV000766 | 9.0
CAPRI | CAP731340 | EC002601 | EF005457 | 40 | 9.0
CAPRI | CAP731340 | EC002601 | EF009206 | Non | 9.0
CAPRI | CAP731340 | EC002601 | EF009763 | Oui | 9.0
CAPRI | CAP735000 | EC002601 | EF000003 | EV000383 | 9.0
CAPRI | CAP735000 | EC002601 | EF000007 | EV000236 | 9.0
CAPRI | CAP735000 | EC002601 | EF000008 | 67 | 9.0
CAPRI | CAP735000 | EC002601 | EF000010 | EV002646 | 9.0
CAPRI | CAP735000 | EC002601 | EF000051 | EV000167 | 9.0
CAPRI | CAP735000 | EC002601 | EF000551 | 67 | 9.0
CAPRI | CAP735000 | EC002601 | EF000767 | EV009799 | 9.0
CAPRI | CAP735000 | EC002601 | EF001438 | 67 | 9.0
CAPRI | CAP735000 | EC002601 | EF002169 | EV000139 | 9.0
CAPRI | CAP735000 | EC002601 | EF004508 | EV000766 | 9.0
CAPRI | CAP735000 | EC002601 | EF005457 | 55 | 9.0
CAPRI | CAP735000 | EC002601 | EF009208 | Oui | 9.0
CAPRI | CAP735000 | EC002601 | EF009763 | Non | 9.0
CAPRI | CAP735019 | EC002601 | EF000003 | EV000383 | 9.0
CAPRI | CAP735019 | EC002601 | EF000007 | EV000236 | 9.0
CAPRI | CAP735019 | EC002601 | EF000008 | 120 | 9.0
CAPRI | CAP735019 | EC002601 | EF000010 | EV002646 | 9.0
CAPRI | CAP735019 | EC002601 | EF000051 | EV000167 | 9.0
CAPRI | CAP735019 | EC002601 | EF000551 | 120 | 9.0
CAPRI | CAP735019 | EC002601 | EF000767 | EV009799 | 9.0
CAPRI | CAP735019 | EC002601 | EF001438 | 120 | 9.0
CAPRI | CAP735019 | EC002601 | EF002169 | EV000139 | 9.0
CAPRI | CAP735019 | EC002601 | EF004508 | EV000766 | 9.0
CAPRI | CAP735019 | EC002601 | EF005457 | 55 | 9.0
CAPRI | CAP735019 | EC002601 | EF009208 | Oui | 9.0
CAPRI | CAP735019 | EC002601 | EF009763 | Non | 9.0
CAPRI | CAP735049 | EC002601 | EF000003 | EV000383 | 9.0
CAPRI | CAP735049 | EC002601 | EF000007 | EV000236 | 9.0
CAPRI | CAP735049 | EC002601 | EF000008 | 67 | 9.0
CAPRI | CAP735049 | EC002601 | EF000010 | EV002646 | 9.0
CAPRI | CAP735049 | EC002601 | EF000051 | EV000167 | 9.0
CAPRI | CAP735049 | EC002601 | EF000551 | 67 | 9.0
CAPRI | CAP735049 | EC002601 | EF000767 | EV009799 | 9.0
CAPRI | CAP735049 | EC002601 | EF001438 | 67 | 9.0
CAPRI | CAP735049 | EC002601 | EF002169 | EV000139 | 9.0
CAPRI | CAP735049 | EC002601 | EF004508 | EV000766 | 9.0
CAPRI | CAP735049 | EC002601 | EF005457 | 55 | 9.0
CAPRI | CAP735049 | EC002601 | EF009208 | Oui | 9.0
CAPRI | CAP735049 | EC002601 | EF009763 | Non | 9.0
CAPRI | CAP735059 | EC002601 | EF000003 | EV000383 | 9.0
CAPRI | CAP735059 | EC002601 | EF000007 | EV000236 | 9.0
CAPRI | CAP735059 | EC002601 | EF000008 | 67 | 9.0
CAPRI | CAP735059 | EC002601 | EF000010 | EV002646 | 9.0
CAPRI | CAP735059 | EC002601 | EF000051 | EV000167 | 9.0
CAPRI | CAP735059 | EC002601 | EF000551 | 67 | 9.0
CAPRI | CAP735059 | EC002601 | EF000767 | EV009799 | 9.0
CAPRI | CAP735059 | EC002601 | EF001438 | 67 | 9.0
CAPRI | CAP735059 | EC002601 | EF002169 | EV000139 | 9.0
CAPRI | CAP735059 | EC002601 | EF004508 | EV000766 | 9.0
CAPRI | CAP735059 | EC002601 | EF005457 | 55 | 9.0
CAPRI | CAP735059 | EC002601 | EF009208 | Oui | 9.0
CAPRI | CAP735059 | EC002601 | EF009763 | Non | 9.0
CAPRI | CAP735079 | EC002601 | EF000003 | EV000383 | 9.0
CAPRI | CAP735079 | EC002601 | EF000007 | EV000236 | 9.0
CAPRI | CAP735079 | EC002601 | EF000010 | EV002646 | 9.0
CAPRI | CAP735079 | EC002601 | EF000051 | EV000167 | 9.0
CAPRI | CAP735079 | EC002601 | EF000551 | 67 | 9.0
CAPRI | CAP735079 | EC002601 | EF000767 | EV009799 | 9.0
CAPRI | CAP735079 | EC002601 | EF002169 | EV000139 | 9.0
CAPRI | CAP735079 | EC002601 | EF004508 | EV000766 | 9.0
CAPRI | CAP735079 | EC002601 | EF009206 | Oui | 9.0
CAPRI | CAP735079 | EC002601 | EF009763 | Non | 9.0
CAPRI | CAP735559 | EC002601 | EF000003 | EV000383 | 9.0
CAPRI | CAP735559 | EC002601 | EF000007 | EV000236 | 9.0
CAPRI | CAP735559 | EC002601 | EF000008 | 67 | 9.0
CAPRI | CAP735559 | EC002601 | EF000010 | EV002646 | 9.0
CAPRI | CAP735559 | EC002601 | EF000051 | EV000167 | 9.0
CAPRI | CAP735559 | EC002601 | EF000551 | 67 | 9.0
CAPRI | CAP735559 | EC002601 | EF000767 | EV009799 | 9.0
CAPRI | CAP735559 | EC002601 | EF001438 | 67 | 9.0
CAPRI | CAP735559 | EC002601 | EF002169 | EV000139 | 9.0
CAPRI | CAP735559 | EC002601 | EF004508 | EV000766 | 9.0
CAPRI | CAP735559 | EC002601 | EF005457 | 55 | 9.0
CAPRI | CAP735559 | EC002601 | EF009208 | Oui | 9.0
CAPRI | CAP735559 | EC002601 | EF009763 | Non | 9.0
CAPRI | CAP735700 | EC002601 | EF000003 | EV000383 | 9.0
CAPRI | CAP735700 | EC002601 | EF000007 | EV000236 | 9.0
CAPRI | CAP735700 | EC002601 | EF000008 | 67 | 9.0
CAPRI | CAP735700 | EC002601 | EF000010 | EV002646 | 9.0
CAPRI | CAP735700 | EC002601 | EF000051 | EV000167 | 9.0
CAPRI | CAP735700 | EC002601 | EF000551 | 67 | 9.0
CAPRI | CAP735700 | EC002601 | EF000767 | EV009799 | 9.0
CAPRI | CAP735700 | EC002601 | EF001438 | 67 | 9.0
CAPRI | CAP735700 | EC002601 | EF002169 | EV000139 | 9.0
CAPRI | CAP735700 | EC002601 | EF004508 | EV000766 | 9.0
CAPRI | CAP735700 | EC002601 | EF005457 | 55 | 9.0
CAPRI | CAP735700 | EC002601 | EF009206 | Non | 9.0
CAPRI | CAP735700 | EC002601 | EF009763 | Oui | 9.0
CAPRI | CAP735701 | EC002601 | EF000003 | EV000383 | 9.0
CAPRI | CAP735701 | EC002601 | EF000007 | EV000236 | 9.0
CAPRI | CAP735701 | EC002601 | EF000008 | 67 | 9.0
CAPRI | CAP735701 | EC002601 | EF000010 | EV002646 | 9.0
CAPRI | CAP735701 | EC002601 | EF000051 | EV000167 | 9.0
CAPRI | CAP735701 | EC002601 | EF000551 | 67 | 9.0
CAPRI | CAP735701 | EC002601 | EF000767 | EV009799 | 9.0
CAPRI | CAP735701 | EC002601 | EF001438 | 67 | 9.0
CAPRI | CAP735701 | EC002601 | EF002169 | EV000139 | 9.0
CAPRI | CAP735701 | EC002601 | EF004508 | EV000766 | 9.0
CAPRI | CAP735701 | EC002601 | EF005457 | 55 | 9.0
CAPRI | CAP735701 | EC002601 | EF009206 | Non | 9.0
CAPRI | CAP735701 | EC002601 | EF009763 | Oui | 9.0
CAPRI | CAP735720 | EC000092 | EF000139 | EV000154 | 9.0
CAPRI | CAP735720 | EC000092 | EF000178 | 35 | 9.0
CAPRI | CAP735720 | EC000092 | EF002169 | EV000179 | 9.0
CAPRI | CAP735819 | EC002601 | EF000003 | EV000383 | 9.0
CAPRI | CAP735819 | EC002601 | EF000007 | EV000236 | 9.0
CAPRI | CAP735819 | EC002601 | EF000008 | 67 | 9.0
CAPRI | CAP735819 | EC002601 | EF000010 | EV002646 | 9.0
CAPRI | CAP735819 | EC002601 | EF000051 | EV000167 | 9.0
CAPRI | CAP735819 | EC002601 | EF000551 | 67 | 9.0
CAPRI | CAP735819 | EC002601 | EF000767 | EV009799 | 9.0
CAPRI | CAP735819 | EC002601 | EF001438 | 67 | 9.0
CAPRI | CAP735819 | EC002601 | EF002169 | EV000139 | 9.0
CAPRI | CAP735819 | EC002601 | EF004508 | EV000766 | 9.0
CAPRI | CAP735819 | EC002601 | EF005457 | 55 | 9.0
CAPRI | CAP735819 | EC002601 | EF009208 | Oui | 9.0
CAPRI | CAP735819 | EC002601 | EF009763 | Non | 9.0
CAPRI | CAP735859 | EC002601 | EF000003 | EV000383 | 9.0
CAPRI | CAP735859 | EC002601 | EF000007 | EV000236 | 9.0
CAPRI | CAP735859 | EC002601 | EF000008 | 67 | 9.0
CAPRI | CAP735859 | EC002601 | EF000010 | EV002646 | 9.0
CAPRI | CAP735859 | EC002601 | EF000025 | Non | 9.0
CAPRI | CAP735859 | EC002601 | EF000051 | EV000167 | 9.0
CAPRI | CAP735859 | EC002601 | EF000551 | 67 | 9.0
CAPRI | CAP735859 | EC002601 | EF000767 | EV009799 | 9.0
CAPRI | CAP735859 | EC002601 | EF001438 | 67 | 9.0
CAPRI | CAP735859 | EC002601 | EF002169 | EV000139 | 9.0
CAPRI | CAP735859 | EC002601 | EF003593 | 4 | 9.0
CAPRI | CAP735859 | EC002601 | EF004508 | EV000766 | 9.0
CAPRI | CAP735859 | EC002601 | EF004902 | Non | 9.0
CAPRI | CAP735859 | EC002601 | EF005457 | 55 | 9.0
CAPRI | CAP735859 | EC002601 | EF009208 | Oui | 9.0
CAPRI | CAP735859 | EC002601 | EF009763 | Non | 9.0
CAPRI | CAP735889 | EC002601 | EF000003 | EV000383 | 9.0
CAPRI | CAP735889 | EC002601 | EF000007 | EV000236 | 9.0
CAPRI | CAP735889 | EC002601 | EF000010 | EV002646 | 9.0
CAPRI | CAP735889 | EC002601 | EF000051 | EV000167 | 9.0
CAPRI | CAP735889 | EC002601 | EF000767 | EV009799 | 9.0
CAPRI | CAP735889 | EC002601 | EF002169 | EV000139 | 9.0
CAPRI | CAP735889 | EC002601 | EF004508 | EV000766 | 9.0
CAPRI | CAP735889 | EC002601 | EF009206 | Non | 9.0
CAPRI | CAP735889 | EC002601 | EF009763 | oui | 9.0
CAPRI | CAP735970 | EC000415 | EF000551 | 40 | 9.0
CAPRI | CAP735970 | EC000415 | EF007810 | oui | 9.0
CAPRI | CAP735980 | EC000415 | EF000551 | 67 | 9.0
CAPRI | CAP735980 | EC000415 | EF007810 | oui | 9.0
CAPRI | CAP735986 | EC000415 | EF000551 | 86 | 9.0
CAPRI | CAP735986 | EC000415 | EF007810 | oui | 9.0
CAPRI | CAP736009 | EC002601 | EF000003 | EV000383 | 9.0
CAPRI | CAP736009 | EC002601 | EF000007 | EV000236 | 9.0
CAPRI | CAP736009 | EC002601 | EF000008 | 67 | 9.0
CAPRI | CAP736009 | EC002601 | EF000010 | EV002646 | 9.0
CAPRI | CAP736009 | EC002601 | EF000051 | EV000167 | 9.0
CAPRI | CAP736009 | EC002601 | EF000551 | 67 | 9.0
CAPRI | CAP736009 | EC002601 | EF000767 | EV009799 | 9.0
CAPRI | CAP736009 | EC002601 | EF001438 | 67 | 9.0
CAPRI | CAP736009 | EC002601 | EF002169 | EV000139 | 9.0
CAPRI | CAP736009 | EC002601 | EF004508 | EV000766 | 9.0
CAPRI | CAP736009 | EC002601 | EF005457 | 55 | 9.0
CAPRI | CAP736009 | EC002601 | EF009208 | Oui | 9.0
CAPRI | CAP736009 | EC002601 | EF009763 | Non | 9.0
CAPRI | CAP736080 | EC002601 | EF000003 | EV006123 | 9.0
CAPRI | CAP736080 | EC002601 | EF000007 | EV000202 | 9.0
CAPRI | CAP736080 | EC002601 | EF000051 | EV000167 | 9.0
CAPRI | CAP736080 | EC002601 | EF000551 | 120 | 9.0
CAPRI | CAP736080 | EC002601 | EF000767 | EV003721 | 9.0
CAPRI | CAP736080 | EC002601 | EF002169 | EV000139 | 9.0
CAPRI | CAP736080 | EC002601 | EF004586 | EV000115 | 9.0
CAPRI | CAP736080 | EC002601 | EF009212 | EV009684 | 9.0
CAPRI | CAP736080 | EC002601 | EF001438 | 130 | 9.0
CAPRI | CAP736080 | EC002601 | EF000008 | 130 | 9.0
CAPRI | CAP736080 | EC002601 | EF009763 |  | 9.0
CAPRI | CAP736080 | EC002601 | EF005496 | EV009558 | 9.0
CAPRI | CAP736080 | EC002601 | EF003593 | 1 | 9.0
CAPRI | CAP736080 | EC002601 | EF000139 | EV006034 | 9.0
CAPRI | CAP736080 | EC002601 | EF004902 |  | 9.0
CAPRI | CAP736089 | EC002601 | EF000003 | EV000383 | 9.0
CAPRI | CAP736089 | EC002601 | EF000007 | EV000236 | 9.0
CAPRI | CAP736089 | EC002601 | EF000008 | 67 | 9.0
CAPRI | CAP736089 | EC002601 | EF000008 | 90 | 9.0
CAPRI | CAP736089 | EC002601 | EF000010 | EV002646 | 9.0
CAPRI | CAP736089 | EC002601 | EF000051 | EV000167 | 9.0
CAPRI | CAP736089 | EC002601 | EF000551 | 90 | 9.0
CAPRI | CAP736089 | EC002601 | EF000767 | EV009799 | 9.0
CAPRI | CAP736089 | EC002601 | EF001438 | 90 | 9.0
CAPRI | CAP736089 | EC002601 | EF002169 | EV000139 | 9.0
CAPRI | CAP736089 | EC002601 | EF004508 | EV000766 | 9.0
CAPRI | CAP736089 | EC002601 | EF009208 | Oui | 9.0
CAPRI | CAP736089 | EC002601 | EF009763 | Non | 9.0
CAPRI | CAP736089 | EC002601 | EF003593 | 1 | 9.0
CAPRI | CAP736089 | EC002601 | EF000139 | EV006034 | 9.0
CAPRI | CAP736089 | EC002601 | EF004586 | EV007115 | 9.0
CAPRI | CAP736089 | EC002601 | EF009212 | EV000154 | 9.0
CAPRI | CAP736089 | EC002601 | EF004902 |  | 9.0
CAPRI | CAP736100 | EC002601 | EF000003 | EV000128 | 9.0
CAPRI | CAP736100 | EC002601 | EF000007 | EV000233 | 9.0
CAPRI | CAP736100 | EC002601 | EF000008 | 76 | 9.0
CAPRI | CAP736100 | EC002601 | EF000008 | 70 | 9.0
CAPRI | CAP736100 | EC002601 | EF000010 | EV002646 | 9.0
CAPRI | CAP736100 | EC002601 | EF000025 | Yes | 9.0
CAPRI | CAP736100 | EC002601 | EF000051 | EV000167 | 9.0
CAPRI | CAP736100 | EC002601 | EF000551 | 76 | 9.0
CAPRI | CAP736100 | EC002601 | EF000767 | EV009798 | 9.0
CAPRI | CAP736100 | EC002601 | EF000767 | EV009799 | 9.0
CAPRI | CAP736100 | EC002601 | EF001438 | 76 | 9.0
CAPRI | CAP736100 | EC002601 | EF001438 | 75 | 9.0
CAPRI | CAP736100 | EC002601 | EF002169 | EV000139 | 9.0
CAPRI | CAP736100 | EC002601 | EF003593 | 2 | 9.0
CAPRI | CAP736100 | EC002601 | EF004902 | No | 9.0
CAPRI | CAP736100 | EC002601 | EF005457 | 50 | 9.0
CAPRI | CAP736100 | EC002601 | EF005474 | EV006405 | 9.0
CAPRI | CAP736100 | EC002601 | EF005496 | EV009558 | 9.0
CAPRI | CAP736179 | EC002601 | EF000003 | EV000383 | 9.0
CAPRI | CAP736179 | EC002601 | EF000007 | EV000202 | 9.0
CAPRI | CAP736179 | EC002601 | EF000008 | 67 | 9.0
CAPRI | CAP736179 | EC002601 | EF000010 | EV002646 | 9.0
CAPRI | CAP736179 | EC002601 | EF000051 | EV000167 | 9.0
CAPRI | CAP736179 | EC002601 | EF000551 | 67 | 9.0
CAPRI | CAP736179 | EC002601 | EF000767 | EV009799 | 9.0
CAPRI | CAP736200 | EC002601 | EF000003 | EV000128 | 9.0
CAPRI | CAP736200 | EC002601 | EF000007 | EV000233 | 9.0
CAPRI | CAP736200 | EC002601 | EF000008 | 76 | 9.0
CAPRI | CAP736200 | EC002601 | EF000008 | 145 | 9.0
CAPRI | CAP736200 | EC002601 | EF000010 | EV003602 | 9.0
CAPRI | CAP736200 | EC002601 | EF000025 | Yes | 9.0
CAPRI | CAP736200 | EC002601 | EF000051 | EV000167 | 9.0
CAPRI | CAP736200 | EC002601 | EF000051 | EV000220 | 9.0
CAPRI | CAP736200 | EC002601 | EF000551 | 76 | 9.0
CAPRI | CAP736200 | EC002601 | EF000767 | EV009798 | 9.0
CAPRI | CAP736200 | EC002601 | EF000767 | EV009799 | 9.0
CAPRI | CAP736200 | EC002601 | EF001438 | 76 | 9.0
CAPRI | CAP736200 | EC002601 | EF001438 | 55 | 9.0
CAPRI | CAP736200 | EC002601 | EF002169 | EV000139 | 9.0
CAPRI | CAP736200 | EC002601 | EF003593 | 2 | 9.0
CAPRI | CAP736200 | EC002601 | EF004902 | No | 9.0
CAPRI | CAP736200 | EC002601 | EF005457 | 50 | 9.0
CAPRI | CAP736200 | EC002601 | EF005474 | EV006405 | 9.0
CAPRI | CAP736200 | EC002601 | EF005496 | EV009558 | 9.0
CAPRI | CAP736419 | EC002601 | EF000003 | EV000383 | 9.0
CAPRI | CAP736419 | EC002601 | EF000007 | EV000236 | 9.0
CAPRI | CAP736419 | EC002601 | EF000010 | EV002646 | 9.0
CAPRI | CAP736419 | EC002601 | EF000051 | EV000167 | 9.0
CAPRI | CAP736419 | EC002601 | EF000551 | 40 | 9.0
CAPRI | CAP736419 | EC002601 | EF000767 | EV009799 | 9.0
CAPRI | CAP736419 | EC002601 | EF002169 | EV000139 | 9.0
CAPRI | CAP736419 | EC002601 | EF004508 | EV000766 | 9.0
CAPRI | CAP736419 | EC002601 | EF009206 | Non | 9.0
CAPRI | CAP736419 | EC002601 | EF009763 | oui | 9.0
CAPRI | CAP736819 | EC002601 | EF000007 | EV000236 | 9.0
CAPRI | CAP736819 | EC002601 | EF000008 | 70 | 9.0
CAPRI | CAP736819 | EC002601 | EF000010 | EV002646 | 9.0
CAPRI | CAP736819 | EC002601 | EF000025 | Non | 9.0
CAPRI | CAP736819 | EC002601 | EF000051 | EV000167 | 9.0
CAPRI | CAP736819 | EC002601 | EF000767 | EV009799 | 9.0
CAPRI | CAP736819 | EC002601 | EF001438 | 40 | 9.0
CAPRI | CAP736819 | EC002601 | EF002169 | EV000139 | 9.0
CAPRI | CAP736819 | EC002601 | EF003593 | 4 | 9.0
CAPRI | CAP736819 | EC002601 | EF004902 | Non | 9.0
CAPRI | CAP736819 | EC002601 | EF005474 | EV006405 | 9.0
CAPRI | CAP736859 | EC002601 | EF000003 | EV000383 | 9.0
CAPRI | CAP736859 | EC002601 | EF000007 | EV000236 | 9.0
CAPRI | CAP736859 | EC002601 | EF000008 | 67 | 9.0
CAPRI | CAP736859 | EC002601 | EF000010 | EV002646 | 9.0
CAPRI | CAP736859 | EC002601 | EF000025 | Non | 9.0
CAPRI | CAP736859 | EC002601 | EF000051 | EV000167 | 9.0
CAPRI | CAP736859 | EC002601 | EF000551 | 67 | 9.0
CAPRI | CAP736859 | EC002601 | EF000767 | EV009799 | 9.0
CAPRI | CAP736859 | EC002601 | EF001438 | 67 | 9.0
CAPRI | CAP736859 | EC002601 | EF002169 | EV000139 | 9.0
CAPRI | CAP736859 | EC002601 | EF003593 | 4 | 9.0
CAPRI | CAP736859 | EC002601 | EF004508 | EV000766 | 9.0
CAPRI | CAP736859 | EC002601 | EF004902 | Non | 9.0
CAPRI | CAP736859 | EC002601 | EF005457 | 55 | 9.0
CAPRI | CAP736859 | EC002601 | EF005474 | EV006405 | 9.0
CAPRI | CAP736859 | EC002601 | EF009208 | Oui | 9.0
CAPRI | CAP736859 | EC002601 | EF009763 | Non | 9.0
CAPRI | CAP736869 | EC002601 | EF000003 | EV000383 | 9.0
CAPRI | CAP736869 | EC002601 | EF000007 | EV000236 | 9.0
CAPRI | CAP736869 | EC002601 | EF000008 | 67 | 9.0
CAPRI | CAP736869 | EC002601 | EF000010 | EV002646 | 9.0
CAPRI | CAP736869 | EC002601 | EF000025 | Non | 9.0
CAPRI | CAP736869 | EC002601 | EF000051 | EV000167 | 9.0
CAPRI | CAP736869 | EC002601 | EF000551 | 67 | 9.0
CAPRI | CAP736869 | EC002601 | EF000767 | EV009799 | 9.0
CAPRI | CAP736869 | EC002601 | EF001438 | 67 | 9.0
CAPRI | CAP736869 | EC002601 | EF002169 | EV000139 | 9.0
CAPRI | CAP736869 | EC002601 | EF003593 | 4 | 9.0
CAPRI | CAP736869 | EC002601 | EF004508 | EV000766 | 9.0
CAPRI | CAP736869 | EC002601 | EF004902 | Non | 9.0
CAPRI | CAP736869 | EC002601 | EF005457 | 55 | 9.0
CAPRI | CAP736869 | EC002601 | EF005474 | EV006405 | 9.0
CAPRI | CAP736869 | EC002601 | EF009208 | Oui | 9.0
CAPRI | CAP736869 | EC002601 | EF009763 | Non | 9.0
CAPRI | CAP736999 | EC002601 | EF000007 | EV000236 | 9.0
CAPRI | CAP736999 | EC002601 | EF000008 | 67 | 9.0
CAPRI | CAP736999 | EC002601 | EF000010 | EV002646 | 9.0
CAPRI | CAP736999 | EC002601 | EF000025 | Non | 9.0
CAPRI | CAP736999 | EC002601 | EF000051 | EV000167 | 9.0
CAPRI | CAP736999 | EC002601 | EF000767 | EV009799 | 9.0
CAPRI | CAP736999 | EC002601 | EF001438 | 40 | 9.0
CAPRI | CAP736999 | EC002601 | EF002169 | EV000139 | 9.0
CAPRI | CAP736999 | EC002601 | EF003593 | 4 | 9.0
CAPRI | CAP736999 | EC002601 | EF004902 | Non | 9.0
CAPRI | CAP736999 | EC002601 | EF005474 | EV006405 | 9.0
CAPRI | CAP737000 | EC002601 | EF000003 | EV000383 | 9.0
CAPRI | CAP737000 | EC002601 | EF000007 | EV000236 | 9.0
CAPRI | CAP737000 | EC002601 | EF000008 | 67 | 9.0
CAPRI | CAP737000 | EC002601 | EF000010 | EV002646 | 9.0
CAPRI | CAP737000 | EC002601 | EF000051 | EV000167 | 9.0
CAPRI | CAP737000 | EC002601 | EF000551 | 67 | 9.0
CAPRI | CAP737000 | EC002601 | EF000767 | EV009799 | 9.0
CAPRI | CAP737000 | EC002601 | EF001438 | 67 | 9.0
CAPRI | CAP737000 | EC002601 | EF002169 | EV000139 | 9.0
CAPRI | CAP737000 | EC002601 | EF004508 | EV000766 | 9.0
CAPRI | CAP737000 | EC002601 | EF005457 | 55 | 9.0
CAPRI | CAP737000 | EC002601 | EF009206 | Non | 9.0
CAPRI | CAP737000 | EC002601 | EF009763 | Oui | 9.0
CAPRI | CAP737400 | EC002601 | EF000003 | EV000383 | 9.0
CAPRI | CAP737400 | EC002601 | EF000010 | EV002646 | 9.0
CAPRI | CAP737400 | EC002601 | EF000051 | EV000167 | 9.0
CAPRI | CAP737400 | EC002601 | EF000767 | EV009799 | 9.0
CAPRI | CAP737410 | EC002601 | EF000003 | EV000383 | 9.0
CAPRI | CAP737410 | EC002601 | EF000010 | EV002646 | 9.0
CAPRI | CAP737410 | EC002601 | EF000051 | EV000167 | 9.0
CAPRI | CAP737410 | EC002601 | EF000767 | EV009799 | 9.0
CAPRI | CAP737420 | EC002601 | EF000003 | EV000383 | 9.0
CAPRI | CAP737420 | EC002601 | EF000007 | EV000236 | 9.0
CAPRI | CAP737420 | EC002601 | EF000010 | EV002646 | 9.0
CAPRI | CAP737420 | EC002601 | EF000051 | EV000382 | 9.0
CAPRI | CAP737420 | EC002601 | EF000767 | EV009799 | 9.0
CAPRI | CAP737420 | EC002601 | EF002169 | EV000139 | 9.0
CAPRI | CAP737420 | EC002601 | EF004508 | EV000766 | 9.0
CAPRI | CAP737420 | EC002601 | EF005457 | 38 | 9.0
CAPRI | CAP737420 | EC002601 | EF009206 | Non | 9.0
CAPRI | CAP737420 | EC002601 | EF009763 | Oui | 9.0
CAPRI | CAP750015 | EC000938 | EF001206 | non | 9.0
CAPRI | CAP750015 | EC000938 | EF001257 | EV000402 | 9.0
CAPRI | CAP750015 | EC000938 | EF002169 | EV000139 | 9.0
CAPRI | CAP750015 | EC000938 | EF003719 | 12 | 9.0
CAPRI | CAP750015 | EC000938 | EF003720 | 20 | 9.0
CAPRI | CAP750015 | EC000938 | EF004663 | non | 9.0
CAPRI | CAP750015 | EC000938 | EF005703 | EV003712 | 9.0
CAPRI | CAP750015 | EC000938 | EF005704 | EV003712 | 9.0
CAPRI | CAP750024 | EC000938 | EF001206 | Oui | 9.0
CAPRI | CAP750024 | EC000938 | EF001257 | EV000154 | 9.0
CAPRI | CAP750024 | EC000938 | EF002169 | EV000149 | 9.0
CAPRI | CAP750024 | EC000938 | EF003719 | 16 | 9.0
CAPRI | CAP750024 | EC000938 | EF003720 | 20 | 9.0
CAPRI | CAP750024 | EC000938 | EF004663 | Non | 9.0
CAPRI | CAP750024 | EC000938 | EF005703 | EV003712 | 9.0
CAPRI | CAP750024 | EC000938 | EF005704 | EV003712 | 9.0
CAPRI | CAP750025 | EC000938 | EF001206 | non | 9.0
CAPRI | CAP750025 | EC000938 | EF001257 | EV000402 | 9.0
CAPRI | CAP750025 | EC000938 | EF002169 | EV000139 | 9.0
CAPRI | CAP750025 | EC000938 | EF003719 | 16 | 9.0
CAPRI | CAP750025 | EC000938 | EF003720 | 20 | 9.0
CAPRI | CAP750025 | EC000938 | EF004663 | non | 9.0
CAPRI | CAP750025 | EC000938 | EF005703 | EV003712 | 9.0
CAPRI | CAP750025 | EC000938 | EF005704 | EV003712 | 9.0
CAPRI | CAP750029 | EC000938 | EF001206 | Non | 9.0
CAPRI | CAP750029 | EC000938 | EF002169 | EV000166 | 9.0
CAPRI | CAP750029 | EC000938 | EF004663 | Non | 9.0
CAPRI | CAP750034 | EC000938 | EF001206 | Oui | 9.0
CAPRI | CAP750034 | EC000938 | EF001257 | EV000154 | 9.0
CAPRI | CAP750034 | EC000938 | EF002169 | EV000149 | 9.0
CAPRI | CAP750034 | EC000938 | EF003719 | 16 | 9.0
CAPRI | CAP750034 | EC000938 | EF003720 | 25 | 9.0
CAPRI | CAP750034 | EC000938 | EF004663 | Non | 9.0
CAPRI | CAP750034 | EC000938 | EF005703 | EV003712 | 9.0
CAPRI | CAP750034 | EC000938 | EF005704 | EV003712 | 9.0
CAPRI | CAP750044 | EC000938 | EF001206 | Oui | 9.0
CAPRI | CAP750044 | EC000938 | EF001257 | EV000154 | 9.0
CAPRI | CAP750044 | EC000938 | EF002169 | EV000149 | 9.0
CAPRI | CAP750044 | EC000938 | EF003719 | 12 | 9.0
CAPRI | CAP750044 | EC000938 | EF003720 | 20 | 9.0
CAPRI | CAP750044 | EC000938 | EF004663 | Non | 9.0
CAPRI | CAP750044 | EC000938 | EF005703 | EV003712 | 9.0
CAPRI | CAP750044 | EC000938 | EF005704 | EV003712 | 9.0
CAPRI | CAP750094 | EC000938 | EF001206 | Non | 9.0
CAPRI | CAP750094 | EC000938 | EF002169 | EV000149 | 9.0
CAPRI | CAP750094 | EC000938 | EF004663 | Non | 9.0
CAPRI | CAP750104 | EC000938 | EF001206 | Oui | 9.0
CAPRI | CAP750104 | EC000938 | EF001257 | EV000154 | 9.0
CAPRI | CAP750104 | EC000938 | EF002169 | EV000149 | 9.0
CAPRI | CAP750104 | EC000938 | EF003719 | 16 | 9.0
CAPRI | CAP750104 | EC000938 | EF004663 | Non | 9.0
CAPRI | CAP750104 | EC000938 | EF005703 | EV003712 | 9.0
CAPRI | CAP750104 | EC000938 | EF005704 | EV003695 | 9.0
CAPRI | CAP750104 | EC000938 | EF006447 | 9 | 9.0
CAPRI | CAP750114 | EC000938 | EF001206 | Oui | 9.0
CAPRI | CAP750114 | EC000938 | EF001257 | EV000154 | 9.0
CAPRI | CAP750114 | EC000938 | EF002169 | EV000149 | 9.0
CAPRI | CAP750114 | EC000938 | EF003719 | 16 | 9.0
CAPRI | CAP750114 | EC000938 | EF004663 | Non | 9.0
CAPRI | CAP750114 | EC000938 | EF005703 | EV003712 | 9.0
CAPRI | CAP750114 | EC000938 | EF005704 | EV003695 | 9.0
CAPRI | CAP750114 | EC000938 | EF006447 | 11 | 9.0
CAPRI | CAP750124 | EC000938 | EF001206 | Oui | 9.0
CAPRI | CAP750124 | EC000938 | EF001257 | EV000154 | 9.0
CAPRI | CAP750124 | EC000938 | EF002169 | EV000149 | 9.0
CAPRI | CAP750124 | EC000938 | EF003719 | 16 | 9.0
CAPRI | CAP750124 | EC000938 | EF004663 | Non | 9.0
CAPRI | CAP750124 | EC000938 | EF005703 | EV003712 | 9.0
CAPRI | CAP750124 | EC000938 | EF005704 | EV003695 | 9.0
CAPRI | CAP750124 | EC000938 | EF006447 | 13 | 9.0
CAPRI | CAP750134 | EC000938 | EF001206 | Oui | 9.0
CAPRI | CAP750134 | EC000938 | EF001257 | EV000154 | 9.0
CAPRI | CAP750134 | EC000938 | EF002169 | EV000149 | 9.0
CAPRI | CAP750134 | EC000938 | EF003719 | 16 | 9.0
CAPRI | CAP750134 | EC000938 | EF004663 | Non | 9.0
CAPRI | CAP750134 | EC000938 | EF005703 | EV003712 | 9.0
CAPRI | CAP750134 | EC000938 | EF005704 | EV003695 | 9.0
CAPRI | CAP750134 | EC000938 | EF006447 | 16 | 9.0
CAPRI | CAP750245 | EC000938 | EF001206 | Non | 9.0
CAPRI | CAP750245 | EC000938 | EF001257 | EV000402 | 9.0
CAPRI | CAP750245 | EC000938 | EF002169 | EV000139 | 9.0
CAPRI | CAP750245 | EC000938 | EF003719 | 25 | 9.0
CAPRI | CAP750245 | EC000938 | EF003720 | 20 | 9.0
CAPRI | CAP750245 | EC000938 | EF004663 | Non | 9.0
CAPRI | CAP750245 | EC000938 | EF005703 | EV003712 | 9.0
CAPRI | CAP750245 | EC000938 | EF005704 | EV003712 | 9.0
CAPRI | CAP750265 | EC000938 | EF001206 | Non | 9.0
CAPRI | CAP750265 | EC000938 | EF001257 | EV000402 | 9.0
CAPRI | CAP750265 | EC000938 | EF002169 | EV000139 | 9.0
CAPRI | CAP750265 | EC000938 | EF003719 | 20 | 9.0
CAPRI | CAP750265 | EC000938 | EF003720 | 16 | 9.0
CAPRI | CAP750265 | EC000938 | EF004663 | Non | 9.0
CAPRI | CAP750265 | EC000938 | EF005703 | EV003712 | 9.0
CAPRI | CAP750265 | EC000938 | EF005704 | EV003712 | 9.0
CAPRI | CAP750274 | EC000938 | EF001206 | Oui | 9.0
CAPRI | CAP750274 | EC000938 | EF001257 | EV000154 | 9.0
CAPRI | CAP750274 | EC000938 | EF002169 | EV000149 | 9.0
CAPRI | CAP750274 | EC000938 | EF003719 | 20 | 9.0
CAPRI | CAP750274 | EC000938 | EF003720 | 16 | 9.0
CAPRI | CAP750274 | EC000938 | EF004663 | Non | 9.0
CAPRI | CAP750274 | EC000938 | EF005703 | EV003712 | 9.0
CAPRI | CAP750274 | EC000938 | EF005704 | EV003712 | 9.0
CAPRI | CAP750275 | EC000938 | EF001206 | non | 9.0
CAPRI | CAP750275 | EC000938 | EF001257 | EV000402 | 9.0
CAPRI | CAP750275 | EC000938 | EF002169 | EV000139 | 9.0
CAPRI | CAP750275 | EC000938 | EF003719 | 12 | 9.0
CAPRI | CAP750275 | EC000938 | EF003720 | 25 | 9.0
CAPRI | CAP750275 | EC000938 | EF004663 | non | 9.0
CAPRI | CAP750275 | EC000938 | EF005703 | EV003712 | 9.0
CAPRI | CAP750275 | EC000938 | EF005704 | EV003712 | 9.0
CAPRI | CAP750285 | EC000938 | EF001206 | non | 9.0
CAPRI | CAP750285 | EC000938 | EF001257 | EV000402 | 9.0
CAPRI | CAP750285 | EC000938 | EF002169 | EV000139 | 9.0
CAPRI | CAP750285 | EC000938 | EF003719 | 16 | 9.0
CAPRI | CAP750285 | EC000938 | EF003720 | 25 | 9.0
CAPRI | CAP750285 | EC000938 | EF004663 | non | 9.0
CAPRI | CAP750285 | EC000938 | EF005703 | EV003712 | 9.0
CAPRI | CAP750285 | EC000938 | EF005704 | EV003712 | 9.0
CAPRI | CAP750294 | EC000938 | EF001206 | Oui | 9.0
CAPRI | CAP750294 | EC000938 | EF001257 | EV000154 | 9.0
CAPRI | CAP750294 | EC000938 | EF002169 | EV000149 | 9.0
CAPRI | CAP750294 | EC000938 | EF003719 | 20 | 9.0
CAPRI | CAP750294 | EC000938 | EF003720 | 25 | 9.0
CAPRI | CAP750294 | EC000938 | EF004663 | Non | 9.0
CAPRI | CAP750294 | EC000938 | EF005703 | EV003712 | 9.0
CAPRI | CAP750294 | EC000938 | EF005704 | EV003712 | 9.0
CAPRI | CAP750295 | EC000938 | EF001206 | non | 9.0
CAPRI | CAP750295 | EC000938 | EF001257 | EV000402 | 9.0
CAPRI | CAP750295 | EC000938 | EF002169 | EV000139 | 9.0
CAPRI | CAP750295 | EC000938 | EF003719 | 20 | 9.0
CAPRI | CAP750295 | EC000938 | EF003720 | 25 | 9.0
CAPRI | CAP750295 | EC000938 | EF004663 | non | 9.0
CAPRI | CAP750295 | EC000938 | EF005703 | EV003712 | 9.0
CAPRI | CAP750295 | EC000938 | EF005704 | EV003712 | 9.0
CAPRI | CAP750304 | EC000938 | EF001206 | Oui | 9.0
CAPRI | CAP750304 | EC000938 | EF001257 | EV000154 | 9.0
CAPRI | CAP750304 | EC000938 | EF002169 | EV000149 | 9.0
CAPRI | CAP750304 | EC000938 | EF003719 | 20 | 9.0
CAPRI | CAP750304 | EC000938 | EF003720 | 32 | 9.0
CAPRI | CAP750304 | EC000938 | EF004663 | Non | 9.0
CAPRI | CAP750304 | EC000938 | EF005703 | EV003712 | 9.0
CAPRI | CAP750304 | EC000938 | EF005704 | EV003712 | 9.0
CAPRI | CAP750309 | EC000938 | EF001206 | Non | 9.0
CAPRI | CAP750309 | EC000938 | EF002169 | EV000166 | 9.0
CAPRI | CAP750309 | EC000938 | EF004663 | Non | 9.0
CAPRI | CAP750364 | EC000938 | EF001206 | Oui | 9.0
CAPRI | CAP750364 | EC000938 | EF001257 | EV000154 | 9.0
CAPRI | CAP750364 | EC000938 | EF002169 | EV000149 | 9.0
CAPRI | CAP750364 | EC000938 | EF003719 | 20 | 9.0
CAPRI | CAP750364 | EC000938 | EF004663 | Non | 9.0
CAPRI | CAP750364 | EC000938 | EF005703 | EV003712 | 9.0
CAPRI | CAP750364 | EC000938 | EF005704 | EV003695 | 9.0
CAPRI | CAP750364 | EC000938 | EF006447 | 9 | 9.0
CAPRI | CAP750374 | EC000938 | EF001206 | Oui | 9.0
CAPRI | CAP750374 | EC000938 | EF001257 | EV000154 | 9.0
CAPRI | CAP750374 | EC000938 | EF002169 | EV000149 | 9.0
CAPRI | CAP750374 | EC000938 | EF003719 | 20 | 9.0
CAPRI | CAP750374 | EC000938 | EF004663 | Non | 9.0
CAPRI | CAP750374 | EC000938 | EF005703 | EV003712 | 9.0
CAPRI | CAP750374 | EC000938 | EF005704 | EV003695 | 9.0
CAPRI | CAP750374 | EC000938 | EF006447 | 11 | 9.0
CAPRI | CAP750384 | EC000938 | EF001206 | Oui | 9.0
CAPRI | CAP750384 | EC000938 | EF001257 | EV000154 | 9.0
CAPRI | CAP750384 | EC000938 | EF002169 | EV000149 | 9.0
CAPRI | CAP750384 | EC000938 | EF003719 | 20 | 9.0
CAPRI | CAP750384 | EC000938 | EF004663 | Non | 9.0
CAPRI | CAP750384 | EC000938 | EF005703 | EV003712 | 9.0
CAPRI | CAP750384 | EC000938 | EF005704 | EV003695 | 9.0
CAPRI | CAP750384 | EC000938 | EF006447 | 13 | 9.0
CAPRI | CAP750394 | EC000938 | EF001206 | Oui | 9.0
CAPRI | CAP750394 | EC000938 | EF001257 | EV000154 | 9.0
CAPRI | CAP750394 | EC000938 | EF002169 | EV000149 | 9.0
CAPRI | CAP750394 | EC000938 | EF003719 | 20 | 9.0
CAPRI | CAP750394 | EC000938 | EF004663 | Non | 9.0
CAPRI | CAP750394 | EC000938 | EF005703 | EV003712 | 9.0
CAPRI | CAP750394 | EC000938 | EF005704 | EV003695 | 9.0
CAPRI | CAP750394 | EC000938 | EF006447 | 16 | 9.0
CAPRI | CAP750535 | EC000938 | EF001206 | non | 9.0
CAPRI | CAP750535 | EC000938 | EF001257 | EV000402 | 9.0
CAPRI | CAP750535 | EC000938 | EF002169 | EV000139 | 9.0
CAPRI | CAP750535 | EC000938 | EF003719 | 12 | 9.0
CAPRI | CAP750535 | EC000938 | EF003720 | 32 | 9.0
CAPRI | CAP750535 | EC000938 | EF004663 | non | 9.0
CAPRI | CAP750535 | EC000938 | EF005703 | EV003712 | 9.0
CAPRI | CAP750535 | EC000938 | EF005704 | EV003712 | 9.0
CAPRI | CAP750544 | EC000938 | EF001206 | Oui | 9.0
CAPRI | CAP750544 | EC000938 | EF001257 | EV000154 | 9.0
CAPRI | CAP750544 | EC000938 | EF002169 | EV000149 | 9.0
CAPRI | CAP750544 | EC000938 | EF003719 | 25 | 9.0
CAPRI | CAP750544 | EC000938 | EF003720 | 20 | 9.0
CAPRI | CAP750544 | EC000938 | EF004663 | Non | 9.0
CAPRI | CAP750544 | EC000938 | EF005703 | EV003712 | 9.0
CAPRI | CAP750544 | EC000938 | EF005704 | EV003712 | 9.0
CAPRI | CAP750545 | EC000938 | EF001206 | non | 9.0
CAPRI | CAP750545 | EC000938 | EF001257 | EV000402 | 9.0
CAPRI | CAP750545 | EC000938 | EF002169 | EV000139 | 9.0
CAPRI | CAP750545 | EC000938 | EF003719 | 16 | 9.0
CAPRI | CAP750545 | EC000938 | EF003720 | 32 | 9.0
CAPRI | CAP750545 | EC000938 | EF004663 | non | 9.0
CAPRI | CAP750545 | EC000938 | EF005703 | EV003712 | 9.0
CAPRI | CAP750545 | EC000938 | EF005704 | EV003712 | 9.0
CAPRI | CAP750555 | EC000938 | EF001206 | non | 9.0
CAPRI | CAP750555 | EC000938 | EF001257 | EV000402 | 9.0
CAPRI | CAP750555 | EC000938 | EF002169 | EV000139 | 9.0
CAPRI | CAP750555 | EC000938 | EF003719 | 20 | 9.0
CAPRI | CAP750555 | EC000938 | EF003720 | 32 | 9.0
CAPRI | CAP750555 | EC000938 | EF004663 | non | 9.0
CAPRI | CAP750555 | EC000938 | EF005703 | EV003712 | 9.0
CAPRI | CAP750555 | EC000938 | EF005704 | EV003712 | 9.0
CAPRI | CAP750564 | EC000938 | EF001206 | Oui | 9.0
CAPRI | CAP750564 | EC000938 | EF001257 | EV000154 | 9.0
CAPRI | CAP750564 | EC000938 | EF002169 | EV000149 | 9.0
CAPRI | CAP750564 | EC000938 | EF003719 | 25 | 9.0
CAPRI | CAP750564 | EC000938 | EF003720 | 32 | 9.0
CAPRI | CAP750564 | EC000938 | EF004663 | Non | 9.0
CAPRI | CAP750564 | EC000938 | EF005703 | EV003712 | 9.0
CAPRI | CAP750564 | EC000938 | EF005704 | EV003712 | 9.0
CAPRI | CAP750565 | EC000938 | EF001206 | non | 9.0
CAPRI | CAP750565 | EC000938 | EF001257 | EV000402 | 9.0
CAPRI | CAP750565 | EC000938 | EF002169 | EV000139 | 9.0
CAPRI | CAP750565 | EC000938 | EF003719 | 25 | 9.0
CAPRI | CAP750565 | EC000938 | EF003720 | 32 | 9.0
CAPRI | CAP750565 | EC000938 | EF004663 | non | 9.0
CAPRI | CAP750565 | EC000938 | EF005703 | EV003712 | 9.0
CAPRI | CAP750565 | EC000938 | EF005704 | EV003712 | 9.0
CAPRI | CAP750574 | EC000938 | EF001206 | Oui | 9.0
CAPRI | CAP750574 | EC000938 | EF001257 | EV000154 | 9.0
CAPRI | CAP750574 | EC000938 | EF002169 | EV000149 | 9.0
CAPRI | CAP750574 | EC000938 | EF003719 | 25 | 9.0
CAPRI | CAP750574 | EC000938 | EF003720 | 40 | 9.0
CAPRI | CAP750574 | EC000938 | EF004663 | Non | 9.0
CAPRI | CAP750574 | EC000938 | EF005703 | EV003712 | 9.0
CAPRI | CAP750574 | EC000938 | EF005704 | EV003712 | 9.0
CAPRI | CAP750644 | EC000938 | EF001206 | Oui | 9.0
CAPRI | CAP750644 | EC000938 | EF001257 | EV000154 | 9.0
CAPRI | CAP750644 | EC000938 | EF002169 | EV000149 | 9.0
CAPRI | CAP750644 | EC000938 | EF003719 | 25 | 9.0
CAPRI | CAP750644 | EC000938 | EF004663 | Non | 9.0
CAPRI | CAP750644 | EC000938 | EF005703 | EV003712 | 9.0
CAPRI | CAP750644 | EC000938 | EF005704 | EV003695 | 9.0
CAPRI | CAP750644 | EC000938 | EF006447 | 13 | 9.0
CAPRI | CAP750654 | EC000938 | EF001206 | Oui | 9.0
CAPRI | CAP750654 | EC000938 | EF001257 | EV000154 | 9.0
CAPRI | CAP750654 | EC000938 | EF002169 | EV000149 | 9.0
CAPRI | CAP750654 | EC000938 | EF003719 | 25 | 9.0
CAPRI | CAP750654 | EC000938 | EF004663 | Non | 9.0
CAPRI | CAP750654 | EC000938 | EF005703 | EV003712 | 9.0
CAPRI | CAP750654 | EC000938 | EF005704 | EV003695 | 9.0
CAPRI | CAP750654 | EC000938 | EF006447 | 16 | 9.0
CAPRI | CAP750705 | EC000938 | EF001206 | Non | 9.0
CAPRI | CAP750705 | EC000938 | EF001257 | EV000402 | 9.0
CAPRI | CAP750705 | EC000938 | EF002169 | EV000139 | 9.0
CAPRI | CAP750705 | EC000938 | EF003719 | 32 | 9.0
CAPRI | CAP750705 | EC000938 | EF003720 | 25 | 9.0
CAPRI | CAP750705 | EC000938 | EF004663 | Non | 9.0
CAPRI | CAP750705 | EC000938 | EF005703 | EV003712 | 9.0
CAPRI | CAP750705 | EC000938 | EF005704 | EV003712 | 9.0
CAPRI | CAP750805 | EC000938 | EF001206 | non | 9.0
CAPRI | CAP750805 | EC000938 | EF001257 | EV000402 | 9.0
CAPRI | CAP750805 | EC000938 | EF002169 | EV000139 | 9.0
CAPRI | CAP750805 | EC000938 | EF003719 | 16 | 9.0
CAPRI | CAP750805 | EC000938 | EF003720 | 40 | 9.0
CAPRI | CAP750805 | EC000938 | EF004663 | non | 9.0
CAPRI | CAP750805 | EC000938 | EF005703 | EV003712 | 9.0
CAPRI | CAP750805 | EC000938 | EF005704 | EV003712 | 9.0
CAPRI | CAP750814 | EC000938 | EF001206 | Oui | 9.0
CAPRI | CAP750814 | EC000938 | EF001257 | EV000154 | 9.0
CAPRI | CAP750814 | EC000938 | EF002169 | EV000149 | 9.0
CAPRI | CAP750814 | EC000938 | EF003719 | 32 | 9.0
CAPRI | CAP750814 | EC000938 | EF003720 | 25 | 9.0
CAPRI | CAP750814 | EC000938 | EF004663 | Non | 9.0
CAPRI | CAP750814 | EC000938 | EF005703 | EV003712 | 9.0
CAPRI | CAP750814 | EC000938 | EF005704 | EV003712 | 9.0
CAPRI | CAP750815 | EC000938 | EF001206 | non | 9.0
CAPRI | CAP750815 | EC000938 | EF001257 | EV000402 | 9.0
CAPRI | CAP750815 | EC000938 | EF002169 | EV000139 | 9.0
CAPRI | CAP750815 | EC000938 | EF003719 | 20 | 9.0
CAPRI | CAP750815 | EC000938 | EF003720 | 40 | 9.0
CAPRI | CAP750815 | EC000938 | EF004663 | non | 9.0
CAPRI | CAP750815 | EC000938 | EF005703 | EV003712 | 9.0
CAPRI | CAP750815 | EC000938 | EF005704 | EV003712 | 9.0
CAPRI | CAP750825 | EC000938 | EF001206 | non | 9.0
CAPRI | CAP750825 | EC000938 | EF001257 | EV000402 | 9.0
CAPRI | CAP750825 | EC000938 | EF002169 | EV000139 | 9.0
CAPRI | CAP750825 | EC000938 | EF003719 | 25 | 9.0
CAPRI | CAP750825 | EC000938 | EF003720 | 40 | 9.0
CAPRI | CAP750825 | EC000938 | EF004663 | non | 9.0
CAPRI | CAP750825 | EC000938 | EF005703 | EV003712 | 9.0
CAPRI | CAP750825 | EC000938 | EF005704 | EV003712 | 9.0
CAPRI | CAP750834 | EC000938 | EF001206 | Oui | 9.0
CAPRI | CAP750834 | EC000938 | EF001257 | EV000154 | 9.0
CAPRI | CAP750834 | EC000938 | EF002169 | EV000149 | 9.0
CAPRI | CAP750834 | EC000938 | EF003719 | 32 | 9.0
CAPRI | CAP750834 | EC000938 | EF003720 | 40 | 9.0
CAPRI | CAP750834 | EC000938 | EF004663 | Non | 9.0
CAPRI | CAP750834 | EC000938 | EF005703 | EV003712 | 9.0
CAPRI | CAP750834 | EC000938 | EF005704 | EV003712 | 9.0
CAPRI | CAP750835 | EC000938 | EF001206 | non | 9.0
CAPRI | CAP750835 | EC000938 | EF001257 | EV000402 | 9.0
CAPRI | CAP750835 | EC000938 | EF002169 | EV000139 | 9.0
CAPRI | CAP750835 | EC000938 | EF003719 | 32 | 9.0
CAPRI | CAP750835 | EC000938 | EF003720 | 40 | 9.0
CAPRI | CAP750835 | EC000938 | EF004663 | non | 9.0
CAPRI | CAP750835 | EC000938 | EF005703 | EV003712 | 9.0
CAPRI | CAP750835 | EC000938 | EF005704 | EV003712 | 9.0
CAPRI | CAP750864 | EC000938 | EF001206 | Oui | 9.0
CAPRI | CAP750864 | EC000938 | EF001257 | EV000154 | 9.0
CAPRI | CAP750864 | EC000938 | EF002169 | EV000149 | 9.0
CAPRI | CAP750864 | EC000938 | EF003719 | 25 | 9.0
CAPRI | CAP750864 | EC000938 | EF004663 | Non | 9.0
CAPRI | CAP750864 | EC000938 | EF005703 | EV003712 | 9.0
CAPRI | CAP750864 | EC000938 | EF005704 | EV003695 | 9.0
CAPRI | CAP750864 | EC000938 | EF006447 | 21 | 9.0
CAPRI | CAP750924 | EC000938 | EF001206 | Oui | 9.0
CAPRI | CAP750924 | EC000938 | EF001257 | EV000154 | 9.0
CAPRI | CAP750924 | EC000938 | EF002169 | EV000149 | 9.0
CAPRI | CAP750924 | EC000938 | EF003719 | 32 | 9.0
CAPRI | CAP750924 | EC000938 | EF004663 | Non | 9.0
CAPRI | CAP750924 | EC000938 | EF005703 | EV003712 | 9.0
CAPRI | CAP750924 | EC000938 | EF005704 | EV003695 | 9.0
CAPRI | CAP750924 | EC000938 | EF006447 | 21 | 9.0
CAPRI | CAP750934 | EC000938 | EF001206 | Oui | 9.0
CAPRI | CAP750934 | EC000938 | EF001257 | EV000154 | 9.0
CAPRI | CAP750934 | EC000938 | EF002169 | EV000149 | 9.0
CAPRI | CAP750934 | EC000938 | EF003719 | 32 | 9.0
CAPRI | CAP750934 | EC000938 | EF004663 | Non | 9.0
CAPRI | CAP750934 | EC000938 | EF005703 | EV003712 | 9.0
CAPRI | CAP750934 | EC000938 | EF005704 | EV003695 | 9.0
CAPRI | CAP750934 | EC000938 | EF006447 | 29 | 9.0
CAPRI | CAP751075 | EC000938 | EF001206 | non | 9.0
CAPRI | CAP751075 | EC000938 | EF001257 | EV000402 | 9.0
CAPRI | CAP751075 | EC000938 | EF002169 | EV000139 | 9.0
CAPRI | CAP751075 | EC000938 | EF003719 | 20 | 9.0
CAPRI | CAP751075 | EC000938 | EF003720 | 50 | 9.0
CAPRI | CAP751075 | EC000938 | EF004663 | non | 9.0
CAPRI | CAP751075 | EC000938 | EF005703 | EV003712 | 9.0
CAPRI | CAP751075 | EC000938 | EF005704 | EV003712 | 9.0
CAPRI | CAP751084 | EC000938 | EF001206 | Oui | 9.0
CAPRI | CAP751084 | EC000938 | EF001257 | EV000154 | 9.0
CAPRI | CAP751084 | EC000938 | EF002169 | EV000149 | 9.0
CAPRI | CAP751084 | EC000938 | EF003719 | 40 | 9.0
CAPRI | CAP751084 | EC000938 | EF003720 | 32 | 9.0
CAPRI | CAP751084 | EC000938 | EF004663 | Non | 9.0
CAPRI | CAP751084 | EC000938 | EF005703 | EV003712 | 9.0
CAPRI | CAP751084 | EC000938 | EF005704 | EV003712 | 9.0
CAPRI | CAP751085 | EC000938 | EF001206 | Non | 9.0
CAPRI | CAP751085 | EC000938 | EF001257 | EV000402 | 9.0
CAPRI | CAP751085 | EC000938 | EF002169 | EV000139 | 9.0
CAPRI | CAP751085 | EC000938 | EF003719 | 25 | 9.0
CAPRI | CAP751085 | EC000938 | EF003720 | 50 | 9.0
CAPRI | CAP751085 | EC000938 | EF004663 | Non | 9.0
CAPRI | CAP751085 | EC000938 | EF005703 | EV003712 | 9.0
CAPRI | CAP751085 | EC000938 | EF005704 | EV003712 | 9.0
CAPRI | CAP751095 | EC000938 | EF001206 | Non | 9.0
CAPRI | CAP751095 | EC000938 | EF001257 | EV000402 | 9.0
CAPRI | CAP751095 | EC000938 | EF002169 | EV000139 | 9.0
CAPRI | CAP751095 | EC000938 | EF003719 | 35 | 9.0
CAPRI | CAP751095 | EC000938 | EF003720 | 50 | 9.0
CAPRI | CAP751095 | EC000938 | EF004663 | Non | 9.0
CAPRI | CAP751095 | EC000938 | EF005703 | EV003712 | 9.0
CAPRI | CAP751095 | EC000938 | EF005704 | EV003712 | 9.0
CAPRI | CAP751105 | EC000938 | EF001206 | Non | 9.0
CAPRI | CAP751105 | EC000938 | EF001257 | EV000402 | 9.0
CAPRI | CAP751105 | EC000938 | EF002169 | EV000139 | 9.0
CAPRI | CAP751105 | EC000938 | EF003719 | 40 | 9.0
CAPRI | CAP751105 | EC000938 | EF003720 | 50 | 9.0
CAPRI | CAP751105 | EC000938 | EF004663 | Non | 9.0
CAPRI | CAP751105 | EC000938 | EF005703 | EV003712 | 9.0
CAPRI | CAP751105 | EC000938 | EF005704 | EV003712 | 9.0
CAPRI | CAP751194 | EC000938 | EF001206 | Oui | 9.0
CAPRI | CAP751194 | EC000938 | EF001257 | EV000154 | 9.0
CAPRI | CAP751194 | EC000938 | EF002169 | EV000149 | 9.0
CAPRI | CAP751194 | EC000938 | EF003719 | 40 | 9.0
CAPRI | CAP751194 | EC000938 | EF004663 | Non | 9.0
CAPRI | CAP751194 | EC000938 | EF005703 | EV003712 | 9.0
CAPRI | CAP751194 | EC000938 | EF005704 | EV003695 | 9.0
CAPRI | CAP751194 | EC000938 | EF006447 | 29 | 9.0
CAPRI | CAP751204 | EC000938 | EF001206 | Oui | 9.0
CAPRI | CAP751204 | EC000938 | EF001257 | EV000154 | 9.0
CAPRI | CAP751204 | EC000938 | EF002169 | EV000149 | 9.0
CAPRI | CAP751204 | EC000938 | EF003719 | 40 | 9.0
CAPRI | CAP751204 | EC000938 | EF003720 | 50 | 9.0
CAPRI | CAP751204 | EC000938 | EF004663 | Non | 9.0
CAPRI | CAP751204 | EC000938 | EF005703 | EV003712 | 9.0
CAPRI | CAP751204 | EC000938 | EF005704 | EV003712 | 9.0
CAPRI | CAP751294 | EC000938 | EF001206 | Non | 9.0
CAPRI | CAP751294 | EC000938 | EF002169 | EV000149 | 9.0
CAPRI | CAP751294 | EC000938 | EF004663 | Non | 9.0
CAPRI | CAP751345 | EC000938 | EF001206 | Non | 9.0
CAPRI | CAP751345 | EC000938 | EF001257 | EV000402 | 9.0
CAPRI | CAP751345 | EC000938 | EF002169 | EV000139 | 9.0
CAPRI | CAP751345 | EC000938 | EF003719 | 25 | 9.0
CAPRI | CAP751345 | EC000938 | EF003720 | 63 | 9.0
CAPRI | CAP751345 | EC000938 | EF004663 | Non | 9.0
CAPRI | CAP751345 | EC000938 | EF005703 | EV003712 | 9.0
CAPRI | CAP751345 | EC000938 | EF005704 | EV003712 | 9.0
CAPRI | CAP751354 | EC000938 | EF001206 | Oui | 9.0
CAPRI | CAP751354 | EC000938 | EF001257 | EV000154 | 9.0
CAPRI | CAP751354 | EC000938 | EF002169 | EV000149 | 9.0
CAPRI | CAP751354 | EC000938 | EF003719 | 50 | 9.0
CAPRI | CAP751354 | EC000938 | EF003720 | 40 | 9.0
CAPRI | CAP751354 | EC000938 | EF004663 | Non | 9.0
CAPRI | CAP751354 | EC000938 | EF005703 | EV003712 | 9.0
CAPRI | CAP751354 | EC000938 | EF005704 | EV003712 | 9.0
CAPRI | CAP751355 | EC000938 | EF001206 | Non | 9.0
CAPRI | CAP751355 | EC000938 | EF001257 | EV000402 | 9.0
CAPRI | CAP751355 | EC000938 | EF002169 | EV000139 | 9.0
CAPRI | CAP751355 | EC000938 | EF003719 | 32 | 9.0
CAPRI | CAP751355 | EC000938 | EF003720 | 63 | 9.0
CAPRI | CAP751355 | EC000938 | EF004663 | Non | 9.0
CAPRI | CAP751355 | EC000938 | EF005703 | EV003712 | 9.0
CAPRI | CAP751355 | EC000938 | EF005704 | EV003712 | 9.0
CAPRI | CAP751365 | EC000938 | EF001206 | Non | 9.0
CAPRI | CAP751365 | EC000938 | EF001257 | EV000402 | 9.0
CAPRI | CAP751365 | EC000938 | EF002169 | EV000139 | 9.0
CAPRI | CAP751365 | EC000938 | EF003719 | 40 | 9.0
CAPRI | CAP751365 | EC000938 | EF003720 | 63 | 9.0
CAPRI | CAP751365 | EC000938 | EF004663 | Non | 9.0
CAPRI | CAP751365 | EC000938 | EF005703 | EV003712 | 9.0
CAPRI | CAP751365 | EC000938 | EF005704 | EV003712 | 9.0
CAPRI | CAP751374 | EC000938 | EF001206 | Oui | 9.0
CAPRI | CAP751374 | EC000938 | EF001257 | EV000154 | 9.0
CAPRI | CAP751374 | EC000938 | EF002169 | EV000149 | 9.0
CAPRI | CAP751374 | EC000938 | EF003719 | 50 | 9.0
CAPRI | CAP751374 | EC000938 | EF003720 | 63 | 9.0
CAPRI | CAP751374 | EC000938 | EF004663 | Non | 9.0
CAPRI | CAP751374 | EC000938 | EF005703 | EV003712 | 9.0
CAPRI | CAP751374 | EC000938 | EF005704 | EV003712 | 9.0
CAPRI | CAP751375 | EC000938 | EF001206 | Non | 9.0
CAPRI | CAP751375 | EC000938 | EF001257 | EV000402 | 9.0
CAPRI | CAP751375 | EC000938 | EF002169 | EV000139 | 9.0
CAPRI | CAP751375 | EC000938 | EF003719 | 50 | 9.0
CAPRI | CAP751375 | EC000938 | EF003720 | 63 | 9.0
CAPRI | CAP751375 | EC000938 | EF004663 | Non | 9.0
CAPRI | CAP751375 | EC000938 | EF005703 | EV003712 | 9.0
CAPRI | CAP751375 | EC000938 | EF005704 | EV003712 | 9.0
CAPRI | CAP751464 | EC000938 | EF001206 | Oui | 9.0
CAPRI | CAP751464 | EC000938 | EF001257 | EV000154 | 9.0
CAPRI | CAP751464 | EC000938 | EF002169 | EV000149 | 9.0
CAPRI | CAP751464 | EC000938 | EF003719 | 50 | 9.0
CAPRI | CAP751464 | EC000938 | EF004663 | Non | 9.0
CAPRI | CAP751464 | EC000938 | EF005703 | EV003712 | 9.0
CAPRI | CAP751464 | EC000938 | EF005704 | EV003695 | 9.0
CAPRI | CAP751464 | EC000938 | EF006447 | 36 | 9.0
CAPRI | CAP751474 | EC000938 | EF001206 | Oui | 9.0
CAPRI | CAP751474 | EC000938 | EF001257 | EV000154 | 9.0
CAPRI | CAP751474 | EC000938 | EF002169 | EV000149 | 9.0
CAPRI | CAP751474 | EC000938 | EF003719 | 50 | 9.0
CAPRI | CAP751474 | EC000938 | EF004663 | Non | 9.0
CAPRI | CAP751474 | EC000938 | EF005703 | EV003712 | 9.0
CAPRI | CAP751474 | EC000938 | EF005704 | EV003695 | 9.0
CAPRI | CAP751474 | EC000938 | EF006447 | 42 | 9.0
CAPRI | CAP751484 | EC000938 | EF001206 | Non | 9.0
CAPRI | CAP751484 | EC000938 | EF002169 | EV000149 | 9.0
CAPRI | CAP751484 | EC000938 | EF004663 | Non | 9.0
CAPRI | CAP751624 | EC000938 | EF001206 | Oui | 9.0
CAPRI | CAP751624 | EC000938 | EF001257 | EV000154 | 9.0
CAPRI | CAP751624 | EC000938 | EF002169 | EV000149 | 9.0
CAPRI | CAP751624 | EC000938 | EF003719 | 63 | 9.0
CAPRI | CAP751624 | EC000938 | EF003720 | 50 | 9.0
CAPRI | CAP751624 | EC000938 | EF004663 | Non | 9.0
CAPRI | CAP751624 | EC000938 | EF005703 | EV003712 | 9.0
CAPRI | CAP751624 | EC000938 | EF005704 | EV003712 | 9.0
CAPRI | CAP751734 | EC000938 | EF001206 | Oui | 9.0
CAPRI | CAP751734 | EC000938 | EF001257 | EV000154 | 9.0
CAPRI | CAP751734 | EC000938 | EF002169 | EV000149 | 9.0
CAPRI | CAP751734 | EC000938 | EF003719 | 63 | 9.0
CAPRI | CAP751734 | EC000938 | EF004663 | Non | 9.0
CAPRI | CAP751734 | EC000938 | EF005703 | EV003712 | 9.0
CAPRI | CAP751734 | EC000938 | EF005704 | EV003695 | 9.0
CAPRI | CAP751734 | EC000938 | EF006447 | 42 | 9.0
CAPRI | CAP751744 | EC000938 | EF001206 | Oui | 9.0
CAPRI | CAP751744 | EC000938 | EF001257 | EV000154 | 9.0
CAPRI | CAP751744 | EC000938 | EF002169 | EV000149 | 9.0
CAPRI | CAP751744 | EC000938 | EF003719 | 63 | 9.0
CAPRI | CAP751744 | EC000938 | EF004663 | Non | 9.0
CAPRI | CAP751744 | EC000938 | EF005703 | EV003712 | 9.0
CAPRI | CAP751744 | EC000938 | EF005704 | EV003695 | 9.0
CAPRI | CAP751744 | EC000938 | EF006447 | 48 | 9.0
CAPRI | CAP751774 | EC000938 | EF001206 | Oui | 9.0
CAPRI | CAP751774 | EC000938 | EF001257 | EV000154 | 9.0
CAPRI | CAP751774 | EC000938 | EF002169 | EV000149 | 9.0
CAPRI | CAP751774 | EC000938 | EF003719 | 12 | 9.0
CAPRI | CAP751774 | EC000938 | EF004663 | Non | 9.0
CAPRI | CAP751774 | EC000938 | EF005703 | EV003712 | 9.0
CAPRI | CAP751774 | EC000938 | EF005704 | EV003695 | 9.0
CAPRI | CAP751774 | EC000938 | EF006447 | 7 | 9.0
CAPRI | CAP751844 | EC000938 | EF001206 | Oui | 9.0
CAPRI | CAP751844 | EC000938 | EF001257 | EV000154 | 9.0
CAPRI | CAP751844 | EC000938 | EF002169 | EV000149 | 9.0
CAPRI | CAP751844 | EC000938 | EF003719 | 12 | 9.0
CAPRI | CAP751844 | EC000938 | EF004663 | Non | 9.0
CAPRI | CAP751844 | EC000938 | EF005703 | EV003712 | 9.0
CAPRI | CAP751844 | EC000938 | EF005704 | EV003695 | 9.0
CAPRI | CAP751844 | EC000938 | EF006447 | 9 | 9.0
CAPRI | CAP751874 | EC000938 | EF001206 | Oui | 9.0
CAPRI | CAP751874 | EC000938 | EF001257 | EV000154 | 9.0
CAPRI | CAP751874 | EC000938 | EF002169 | EV000149 | 9.0
CAPRI | CAP751874 | EC000938 | EF003719 | 12 | 9.0
CAPRI | CAP751874 | EC000938 | EF004663 | Non | 9.0
CAPRI | CAP751874 | EC000938 | EF005703 | EV003712 | 9.0
CAPRI | CAP751874 | EC000938 | EF005704 | EV003695 | 9.0
CAPRI | CAP751874 | EC000938 | EF006447 | 11 | 9.0
CAPRI | CAP752094 | EC000938 | EF001206 | Oui | 9.0
CAPRI | CAP752094 | EC000938 | EF001257 | EV000154 | 9.0
CAPRI | CAP752094 | EC000938 | EF002169 | EV000149 | 9.0
CAPRI | CAP752094 | EC000938 | EF003720 | 16 | 9.0
CAPRI | CAP752094 | EC000938 | EF004663 | Non | 9.0
CAPRI | CAP752094 | EC000938 | EF005703 | EV003695 | 9.0
CAPRI | CAP752094 | EC000938 | EF005704 | EV003712 | 9.0
CAPRI | CAP752094 | EC000938 | EF006443 | 7 | 9.0
CAPRI | CAP752354 | EC000938 | EF001206 | Oui | 9.0
CAPRI | CAP752354 | EC000938 | EF001257 | EV000154 | 9.0
CAPRI | CAP752354 | EC000938 | EF002169 | EV000149 | 9.0
CAPRI | CAP752354 | EC000938 | EF003720 | 16 | 9.0
CAPRI | CAP752354 | EC000938 | EF004663 | Non | 9.0
CAPRI | CAP752354 | EC000938 | EF005703 | EV003695 | 9.0
CAPRI | CAP752354 | EC000938 | EF005704 | EV003712 | 9.0
CAPRI | CAP752354 | EC000938 | EF006443 | 9 | 9.0
CAPRI | CAP752364 | EC000938 | EF001206 | Oui | 9.0
CAPRI | CAP752364 | EC000938 | EF001257 | EV000154 | 9.0
CAPRI | CAP752364 | EC000938 | EF002169 | EV000149 | 9.0
CAPRI | CAP752364 | EC000938 | EF003720 | 20 | 9.0
CAPRI | CAP752364 | EC000938 | EF004663 | Non | 9.0
CAPRI | CAP752364 | EC000938 | EF005703 | EV003695 | 9.0
CAPRI | CAP752364 | EC000938 | EF005704 | EV003712 | 9.0
CAPRI | CAP752364 | EC000938 | EF006443 | 9 | 9.0
CAPRI | CAP752614 | EC000938 | EF001206 | Oui | 9.0
CAPRI | CAP752614 | EC000938 | EF001257 | EV000154 | 9.0
CAPRI | CAP752614 | EC000938 | EF002169 | EV000149 | 9.0
CAPRI | CAP752614 | EC000938 | EF003720 | 16 | 9.0
CAPRI | CAP752614 | EC000938 | EF004663 | Non | 9.0
CAPRI | CAP752614 | EC000938 | EF005703 | EV003695 | 9.0
CAPRI | CAP752614 | EC000938 | EF005704 | EV003712 | 9.0
CAPRI | CAP752614 | EC000938 | EF006443 | 11 | 9.0
CAPRI | CAP752624 | EC000938 | EF001206 | Oui | 9.0
CAPRI | CAP752624 | EC000938 | EF001257 | EV000154 | 9.0
CAPRI | CAP752624 | EC000938 | EF002169 | EV000149 | 9.0
CAPRI | CAP752624 | EC000938 | EF003720 | 20 | 9.0
CAPRI | CAP752624 | EC000938 | EF004663 | Non | 9.0
CAPRI | CAP752624 | EC000938 | EF005703 | EV003695 | 9.0
CAPRI | CAP752624 | EC000938 | EF005704 | EV003712 | 9.0
CAPRI | CAP752624 | EC000938 | EF006443 | 11 | 9.0
CAPRI | CAP752884 | EC000938 | EF001206 | Oui | 9.0
CAPRI | CAP752884 | EC000938 | EF001257 | EV000154 | 9.0
CAPRI | CAP752884 | EC000938 | EF002169 | EV000149 | 9.0
CAPRI | CAP752884 | EC000938 | EF003720 | 20 | 9.0
CAPRI | CAP752884 | EC000938 | EF004663 | Non | 9.0
CAPRI | CAP752884 | EC000938 | EF005703 | EV003695 | 9.0
CAPRI | CAP752884 | EC000938 | EF005704 | EV003712 | 9.0
CAPRI | CAP752884 | EC000938 | EF006443 | 13 | 9.0
CAPRI | CAP752894 | EC000938 | EF001206 | Oui | 9.0
CAPRI | CAP752894 | EC000938 | EF001257 | EV000154 | 9.0
CAPRI | CAP752894 | EC000938 | EF002169 | EV000149 | 9.0
CAPRI | CAP752894 | EC000938 | EF003720 | 25 | 9.0
CAPRI | CAP752894 | EC000938 | EF004663 | Non | 9.0
CAPRI | CAP752894 | EC000938 | EF005703 | EV003695 | 9.0
CAPRI | CAP752894 | EC000938 | EF005704 | EV003712 | 9.0
CAPRI | CAP752894 | EC000938 | EF006443 | 13 | 9.0
CAPRI | CAP753144 | EC000938 | EF001206 | Oui | 9.0
CAPRI | CAP753144 | EC000938 | EF001257 | EV000154 | 9.0
CAPRI | CAP753144 | EC000938 | EF002169 | EV000149 | 9.0
CAPRI | CAP753144 | EC000938 | EF003720 | 20 | 9.0
CAPRI | CAP753144 | EC000938 | EF004663 | Non | 9.0
CAPRI | CAP753144 | EC000938 | EF005703 | EV003695 | 9.0
CAPRI | CAP753144 | EC000938 | EF005704 | EV003712 | 9.0
CAPRI | CAP753144 | EC000938 | EF006443 | 16 | 9.0
CAPRI | CAP753154 | EC000938 | EF001206 | Oui | 9.0
CAPRI | CAP753154 | EC000938 | EF001257 | EV000154 | 9.0
CAPRI | CAP753154 | EC000938 | EF002169 | EV000149 | 9.0
CAPRI | CAP753154 | EC000938 | EF003720 | 25 | 9.0
CAPRI | CAP753154 | EC000938 | EF004663 | Non | 9.0
CAPRI | CAP753154 | EC000938 | EF005703 | EV003695 | 9.0
CAPRI | CAP753154 | EC000938 | EF005704 | EV003712 | 9.0
CAPRI | CAP753154 | EC000938 | EF006443 | 16 | 9.0
CAPRI | CAP753414 | EC000938 | EF001206 | Oui | 9.0
CAPRI | CAP753414 | EC000938 | EF001257 | EV000154 | 9.0
CAPRI | CAP753414 | EC000938 | EF002169 | EV000149 | 9.0
CAPRI | CAP753414 | EC000938 | EF003720 | 25 | 9.0
CAPRI | CAP753414 | EC000938 | EF004663 | Non | 9.0
CAPRI | CAP753414 | EC000938 | EF005703 | EV003695 | 9.0
CAPRI | CAP753414 | EC000938 | EF005704 | EV003712 | 9.0
CAPRI | CAP753414 | EC000938 | EF006443 | 21 | 9.0
CAPRI | CAP753424 | EC000938 | EF001206 | Oui | 9.0
CAPRI | CAP753424 | EC000938 | EF001257 | EV000154 | 9.0
CAPRI | CAP753424 | EC000938 | EF002169 | EV000149 | 9.0
CAPRI | CAP753424 | EC000938 | EF003720 | 32 | 9.0
CAPRI | CAP753424 | EC000938 | EF004663 | Non | 9.0
CAPRI | CAP753424 | EC000938 | EF005703 | EV003695 | 9.0
CAPRI | CAP753424 | EC000938 | EF005704 | EV003712 | 9.0
CAPRI | CAP753424 | EC000938 | EF006443 | 21 | 9.0
CAPRI | CAP753434 | EC000938 | EF001206 | Oui | 9.0
CAPRI | CAP753434 | EC000938 | EF001257 | EV000154 | 9.0
CAPRI | CAP753434 | EC000938 | EF002169 | EV000149 | 9.0
CAPRI | CAP753434 | EC000938 | EF003720 | 40 | 9.0
CAPRI | CAP753434 | EC000938 | EF004663 | Non | 9.0
CAPRI | CAP753434 | EC000938 | EF005703 | EV003695 | 9.0
CAPRI | CAP753434 | EC000938 | EF005704 | EV003712 | 9.0
CAPRI | CAP753434 | EC000938 | EF006443 | 21 | 9.0
CAPRI | CAP753684 | EC000938 | EF001206 | Oui | 9.0
CAPRI | CAP753684 | EC000938 | EF001257 | EV000154 | 9.0
CAPRI | CAP753684 | EC000938 | EF002169 | EV000149 | 9.0
CAPRI | CAP753684 | EC000938 | EF003720 | 32 | 9.0
CAPRI | CAP753684 | EC000938 | EF004663 | Non | 9.0
CAPRI | CAP753684 | EC000938 | EF005703 | EV003695 | 9.0
CAPRI | CAP753684 | EC000938 | EF005704 | EV003712 | 9.0
CAPRI | CAP753684 | EC000938 | EF006443 | 29 | 9.0
CAPRI | CAP753694 | EC000938 | EF001206 | Oui | 9.0
CAPRI | CAP753694 | EC000938 | EF001257 | EV000154 | 9.0
CAPRI | CAP753694 | EC000938 | EF002169 | EV000149 | 9.0
CAPRI | CAP753694 | EC000938 | EF003720 | 40 | 9.0
CAPRI | CAP753694 | EC000938 | EF004663 | Non | 9.0
CAPRI | CAP753694 | EC000938 | EF005703 | EV003695 | 9.0
CAPRI | CAP753694 | EC000938 | EF005704 | EV003712 | 9.0
CAPRI | CAP753694 | EC000938 | EF006443 | 29 | 9.0
CAPRI | CAP753704 | EC000938 | EF001206 | Oui | 9.0
CAPRI | CAP753704 | EC000938 | EF001257 | EV000154 | 9.0
CAPRI | CAP753704 | EC000938 | EF002169 | EV000149 | 9.0
CAPRI | CAP753704 | EC000938 | EF003720 | 50 | 9.0
CAPRI | CAP753704 | EC000938 | EF004663 | Non | 9.0
CAPRI | CAP753704 | EC000938 | EF005703 | EV003695 | 9.0
CAPRI | CAP753704 | EC000938 | EF005704 | EV003712 | 9.0
CAPRI | CAP753704 | EC000938 | EF006443 | 29 | 9.0
CAPRI | CAP753954 | EC000938 | EF001206 | Oui | 9.0
CAPRI | CAP753954 | EC000938 | EF001257 | EV000154 | 9.0
CAPRI | CAP753954 | EC000938 | EF002169 | EV000149 | 9.0
CAPRI | CAP753954 | EC000938 | EF003720 | 40 | 9.0
CAPRI | CAP753954 | EC000938 | EF004663 | Non | 9.0
CAPRI | CAP753954 | EC000938 | EF005703 | EV003695 | 9.0
CAPRI | CAP753954 | EC000938 | EF005704 | EV003712 | 9.0
CAPRI | CAP753954 | EC000938 | EF006443 | 36 | 9.0
CAPRI | CAP753964 | EC000938 | EF001206 | Oui | 9.0
CAPRI | CAP753964 | EC000938 | EF001257 | EV000154 | 9.0
CAPRI | CAP753964 | EC000938 | EF002169 | EV000149 | 9.0
CAPRI | CAP753964 | EC000938 | EF003720 | 50 | 9.0
CAPRI | CAP753964 | EC000938 | EF004663 | Non | 9.0
CAPRI | CAP753964 | EC000938 | EF005703 | EV003695 | 9.0
CAPRI | CAP753964 | EC000938 | EF005704 | EV003712 | 9.0
CAPRI | CAP753964 | EC000938 | EF006443 | 36 | 9.0
CAPRI | CAP753974 | EC000938 | EF001206 | Non | 9.0
CAPRI | CAP753974 | EC000938 | EF002169 | EV000149 | 9.0
CAPRI | CAP753974 | EC000938 | EF004663 | Non | 9.0
CAPRI | CAP754114 | EC000938 | EF001206 | Non | 9.0
CAPRI | CAP754114 | EC000938 | EF002169 | EV000149 | 9.0
CAPRI | CAP754114 | EC000938 | EF004663 | Non | 9.0
CAPRI | CAP754174 | EC000938 | EF001206 | Oui | 9.0
CAPRI | CAP754174 | EC000938 | EF001257 | EV000154 | 9.0
CAPRI | CAP754174 | EC000938 | EF002169 | EV000149 | 9.0
CAPRI | CAP754174 | EC000938 | EF003720 | 12 | 9.0
CAPRI | CAP754174 | EC000938 | EF004663 | Non | 9.0
CAPRI | CAP754174 | EC000938 | EF005703 | EV003695 | 9.0
CAPRI | CAP754174 | EC000938 | EF005704 | EV003712 | 9.0
CAPRI | CAP754174 | EC000938 | EF006443 | 9 | 9.0
CAPRI | CAP754224 | EC000938 | EF001206 | Oui | 9.0
CAPRI | CAP754224 | EC000938 | EF001257 | EV000154 | 9.0
CAPRI | CAP754224 | EC000938 | EF002169 | EV000149 | 9.0
CAPRI | CAP754224 | EC000938 | EF003720 | 50 | 9.0
CAPRI | CAP754224 | EC000938 | EF004663 | Non | 9.0
CAPRI | CAP754224 | EC000938 | EF005703 | EV003695 | 9.0
CAPRI | CAP754224 | EC000938 | EF005704 | EV003712 | 9.0
CAPRI | CAP754224 | EC000938 | EF006443 | 42 | 9.0
CAPRI | CAP754234 | EC000938 | EF001206 | Non | 9.0
CAPRI | CAP754234 | EC000938 | EF002169 | EV000149 | 9.0
CAPRI | CAP754234 | EC000938 | EF004663 | Non | 9.0
CAPRI | CAP754494 | EC000938 | EF001206 | Non | 9.0
CAPRI | CAP754494 | EC000938 | EF002169 | EV000149 | 9.0
CAPRI | CAP754494 | EC000938 | EF004663 | Non | 9.0
CAPRI | CAP755334 | EC000938 | EF001206 | Oui | 9.0
CAPRI | CAP755334 | EC000938 | EF001257 | EV000154 | 9.0
CAPRI | CAP755334 | EC000938 | EF002169 | EV000149 | 9.0
CAPRI | CAP755334 | EC000938 | EF003719 | 16 | 9.0
CAPRI | CAP755334 | EC000938 | EF003720 | 12 | 9.0
CAPRI | CAP755334 | EC000938 | EF004663 | Non | 9.0
CAPRI | CAP755334 | EC000938 | EF005703 | EV003712 | 9.0
CAPRI | CAP755334 | EC000938 | EF005704 | EV003712 | 9.0
CAPRI | CAP755834 | EC000938 | EF001206 | Oui | 9.0
CAPRI | CAP755834 | EC000938 | EF001257 | EV000154 | 9.0
CAPRI | CAP755834 | EC000938 | EF002169 | EV000149 | 9.0
CAPRI | CAP755834 | EC000938 | EF003719 | 12 | 9.0
CAPRI | CAP755834 | EC000938 | EF003720 | 16 | 9.0
CAPRI | CAP755834 | EC000938 | EF004663 | Non | 9.0
CAPRI | CAP755834 | EC000938 | EF005703 | EV003712 | 9.0
CAPRI | CAP755834 | EC000938 | EF005704 | EV003712 | 9.0
CAPRI | CAP755859 | EC002601 | EF000003 | EV000383 | 9.0
CAPRI | CAP755859 | EC002601 | EF000007 | EV000236 | 9.0
CAPRI | CAP755859 | EC002601 | EF000008 | 67 | 9.0
CAPRI | CAP755859 | EC002601 | EF000010 | EV002646 | 9.0
CAPRI | CAP755859 | EC002601 | EF000025 | Non | 9.0
CAPRI | CAP755859 | EC002601 | EF000051 | EV000167 | 9.0
CAPRI | CAP755859 | EC002601 | EF000551 | 67 | 9.0
CAPRI | CAP755859 | EC002601 | EF000767 | EV009799 | 9.0
CAPRI | CAP755859 | EC002601 | EF001438 | 67 | 9.0
CAPRI | CAP755859 | EC002601 | EF002169 | EV000139 | 9.0
CAPRI | CAP755859 | EC002601 | EF003593 | 4 | 9.0
CAPRI | CAP755859 | EC002601 | EF004508 | EV000766 | 9.0
CAPRI | CAP755859 | EC002601 | EF004902 | Non | 9.0
CAPRI | CAP755859 | EC002601 | EF005457 | 55 | 9.0
CAPRI | CAP755859 | EC002601 | EF005474 | EV006405 | 9.0
CAPRI | CAP755859 | EC002601 | EF009208 | Oui | 9.0
CAPRI | CAP755859 | EC002601 | EF009763 | Non | 9.0
CAPRI | CAP759104 | EC000938 | EF001206 | Oui | 9.0
CAPRI | CAP759104 | EC000938 | EF001257 | EV000154 | 9.0
CAPRI | CAP759104 | EC000938 | EF002169 | EV000149 | 9.0
CAPRI | CAP759104 | EC000938 | EF003719 | 16 | 9.0
CAPRI | CAP759104 | EC000938 | EF003720 | 32 | 9.0
CAPRI | CAP759104 | EC000938 | EF004663 | Non | 9.0
CAPRI | CAP759104 | EC000938 | EF005703 | EV003712 | 9.0
CAPRI | CAP759104 | EC000938 | EF005704 | EV003712 | 9.0
CAPRI | CAP759164 | EC000938 | EF001206 | Oui | 9.0
CAPRI | CAP759164 | EC000938 | EF001257 | EV000154 | 9.0
CAPRI | CAP759164 | EC000938 | EF002169 | EV000149 | 9.0
CAPRI | CAP759164 | EC000938 | EF003719 | 16 | 9.0
CAPRI | CAP759164 | EC000938 | EF003720 | 40 | 9.0
CAPRI | CAP759164 | EC000938 | EF004663 | Non | 9.0
CAPRI | CAP759164 | EC000938 | EF005703 | EV003712 | 9.0
CAPRI | CAP759164 | EC000938 | EF005704 | EV003712 | 9.0
CAPRI | CAP759204 | EC000938 | EF001206 | Oui | 9.0
CAPRI | CAP759204 | EC000938 | EF001257 | EV000154 | 9.0
CAPRI | CAP759204 | EC000938 | EF002169 | EV000149 | 9.0
CAPRI | CAP759204 | EC000938 | EF003719 | 20 | 9.0
CAPRI | CAP759204 | EC000938 | EF003720 | 40 | 9.0
CAPRI | CAP759204 | EC000938 | EF004663 | Non | 9.0
CAPRI | CAP759204 | EC000938 | EF005703 | EV003712 | 9.0
CAPRI | CAP759204 | EC000938 | EF005704 | EV003712 | 9.0
CAPRI | CAP759910 | EC002601 | EF000003 | EV006123 | 9.0
CAPRI | CAP759910 | EC002601 | EF000007 | EV000202 | 9.0
CAPRI | CAP759910 | EC002601 | EF000010 | EV002646 | 9.0
CAPRI | CAP759910 | EC002601 | EF000051 | EV000167 | 9.0
CAPRI | CAP759910 | EC002601 | EF000551 | 64 | 9.0
CAPRI | CAP759910 | EC002601 | EF000767 | EV009799 | 9.0
CAPRI | CAP759910 | EC002601 | EF002169 | EV000139 | 9.0
CAPRI | CAP759910 | EC002601 | EF003593 | 6 | 9.0
CAPRI | CAP759910 | EC002601 | EF005457 | 160-200 | 9.0
CAPRI | CAP759910 | EC002601 | EF005496 | EV009558 | 9.0
CAPRI | CAP759910 | EC002601 | EF009763 | Oui | 9.0
CAPRI | CAP759912 | EC002601 | EF000003 | EV006123 | 9.0
CAPRI | CAP759912 | EC002601 | EF000007 | EV000202 | 9.0
CAPRI | CAP759912 | EC002601 | EF000010 | EV002646 | 9.0
CAPRI | CAP759912 | EC002601 | EF000051 | EV000167 | 9.0
CAPRI | CAP759912 | EC002601 | EF000551 | 64 | 9.0
CAPRI | CAP759912 | EC002601 | EF000767 | EV009799 | 9.0
CAPRI | CAP759912 | EC002601 | EF002169 | EV000139 | 9.0
CAPRI | CAP759912 | EC002601 | EF003593 | 6 | 9.0
CAPRI | CAP759912 | EC002601 | EF005457 | 160-200 | 9.0
CAPRI | CAP759912 | EC002601 | EF005496 | EV009558 | 9.0
CAPRI | CAP759912 | EC002601 | EF009763 | oui | 9.0
CAPRI | CAP759915 | EC002601 | EF000003 | EV006123 | 9.0
CAPRI | CAP759915 | EC002601 | EF000007 | EV000202 | 9.0
CAPRI | CAP759915 | EC002601 | EF000010 | EV002646 | 9.0
CAPRI | CAP759915 | EC002601 | EF000051 | EV000167 | 9.0
CAPRI | CAP759915 | EC002601 | EF000551 | 64 | 9.0
CAPRI | CAP759915 | EC002601 | EF000767 | EV009799 | 9.0
CAPRI | CAP759915 | EC002601 | EF002169 | EV000139 | 9.0
CAPRI | CAP759915 | EC002601 | EF003593 | 6 | 9.0
CAPRI | CAP759915 | EC002601 | EF005457 | 160-200 | 9.0
CAPRI | CAP759915 | EC002601 | EF005496 | EV009558 | 9.0
CAPRI | CAP759915 | EC002601 | EF009763 | oui | 9.0
CAPRI | CAP759917 | EC002601 | EF000003 | EV006123 | 9.0
CAPRI | CAP759917 | EC002601 | EF000007 | EV000202 | 9.0
CAPRI | CAP759917 | EC002601 | EF000010 | EV002646 | 9.0
CAPRI | CAP759917 | EC002601 | EF000051 | EV000167 | 9.0
CAPRI | CAP759917 | EC002601 | EF000551 | 64 | 9.0
CAPRI | CAP759917 | EC002601 | EF000767 | EV009799 | 9.0
CAPRI | CAP759917 | EC002601 | EF002169 | EV000139 | 9.0
CAPRI | CAP759917 | EC002601 | EF003593 | 6 | 9.0
CAPRI | CAP759917 | EC002601 | EF005457 | 160-200 | 9.0
CAPRI | CAP759917 | EC002601 | EF005496 | EV009558 | 9.0
CAPRI | CAP759917 | EC002601 | EF009763 | oui | 9.0
CAPRI | CAP759920 | EC002601 | EF000003 | EV006123 | 9.0
CAPRI | CAP759920 | EC002601 | EF000007 | EV000202 | 9.0
CAPRI | CAP759920 | EC002601 | EF000010 | EV002646 | 9.0
CAPRI | CAP759920 | EC002601 | EF000051 | EV000167 | 9.0
CAPRI | CAP759920 | EC002601 | EF000551 | 64 | 9.0
CAPRI | CAP759920 | EC002601 | EF000767 | EV009799 | 9.0
CAPRI | CAP759920 | EC002601 | EF002169 | EV000139 | 9.0
CAPRI | CAP759920 | EC002601 | EF003593 | 6 | 9.0
CAPRI | CAP759920 | EC002601 | EF005457 | 160-200 | 9.0
CAPRI | CAP759920 | EC002601 | EF005496 | EV009558 | 9.0
CAPRI | CAP759920 | EC002601 | EF009763 | Oui | 9.0
CAPRI | CAP806404V1 | EC000441 | EF000007 | EV000256 | 9.0
CAPRI | CAP806404V1 | EC000441 | EF000010 | EV000164 | 9.0
CAPRI | CAP806404V1 | EC000441 | EF000025 | oui | 9.0
CAPRI | CAP806404V1 | EC000441 | EF000084 | oui | 9.0
CAPRI | CAP806404V1 | EC000441 | EF000139 | EV000191 | 9.0
CAPRI | CAP806404V1 | EC000441 | EF000177 | 17 | 9.0
CAPRI | CAP806404V1 | EC000441 | EF000368 | 15 | 9.0
CAPRI | CAP806404V1 | EC000441 | EF000734 | non | 9.0
CAPRI | CAP806404V1 | EC000441 | EF000878 | non | 9.0
CAPRI | CAP806404V1 | EC000441 | EF001210 | non | 9.0
CAPRI | CAP806404V1 | EC000441 | EF001217 | EV009696 | 9.0
CAPRI | CAP806404V1 | EC000441 | EF001257 | EV000149 | 9.0
CAPRI | CAP806404V1 | EC000441 | EF001742 | 140 | 9.0
CAPRI | CAP806404V1 | EC000441 | EF001742 | -60 | 9.0
CAPRI | CAP806404V1 | EC000441 | EF001758 | EV003712 | 9.0
CAPRI | CAP806404V1 | EC000441 | EF002169 | EV000914 | 9.0
CAPRI | CAP806404V1 | EC000441 | EF003712 | 1,5 | 9.0
CAPRI | CAP806404V1 | EC000441 | EF004191 | oui | 9.0
CAPRI | CAP806404V1 | EC000441 | EF004685 | non | 9.0
CAPRI | CAP806404V1 | EC000441 | EF005004 | non | 9.0
CAPRI | CAP806404V1 | EC000441 | EF005049 | non | 9.0
CAPRI | CAP806404V1 | EC000441 | EF005268 | 18,7 | 9.0
CAPRI | CAP806404V1 | EC000441 | EF005337 | non | 9.0
CAPRI | CAP806404V1 | EC000441 | EF005466 | 4,5 | 9.0
CAPRI | CAP806404V1 | EC000441 | EF005466 | 8 | 9.0
CAPRI | CAP806404V1 | EC000441 | EF005474 | EV006619 | 9.0
CAPRI | CAP806404V1 | EC000441 | EF005728 | EV009071 | 9.0
CAPRI | CAP806404V1 | EC000441 | EF007839 | 12 | 9.0
CAPRI | CAP806404V1 | EC000441 | EF008404 | EV010598 | 9.0
CAPRI | CAP806409V1 | EC000441 | EF000007 | EV000256 | 9.0
CAPRI | CAP806409V1 | EC000441 | EF000010 | EV000164 | 9.0
CAPRI | CAP806409V1 | EC000441 | EF000025 | oui | 9.0
CAPRI | CAP806409V1 | EC000441 | EF000084 | oui | 9.0
CAPRI | CAP806409V1 | EC000441 | EF000139 | EV006034 | 9.0
CAPRI | CAP806409V1 | EC000441 | EF000177 | 17 | 9.0
CAPRI | CAP806409V1 | EC000441 | EF000368 | 15 | 9.0
CAPRI | CAP806409V1 | EC000441 | EF000734 | non | 9.0
CAPRI | CAP806409V1 | EC000441 | EF000878 | non | 9.0
CAPRI | CAP806409V1 | EC000441 | EF001210 | non | 9.0
CAPRI | CAP806409V1 | EC000441 | EF001217 | EV009696 | 9.0
CAPRI | CAP806409V1 | EC000441 | EF001257 | EV006908 | 9.0
CAPRI | CAP806409V1 | EC000441 | EF001742 | 140 | 9.0
CAPRI | CAP806409V1 | EC000441 | EF001742 | -60 | 9.0
CAPRI | CAP806409V1 | EC000441 | EF001758 | EV003712 | 9.0
CAPRI | CAP806409V1 | EC000441 | EF002169 | EV000914 | 9.0
CAPRI | CAP806409V1 | EC000441 | EF003712 | 1,5 | 9.0
CAPRI | CAP806409V1 | EC000441 | EF004191 | oui | 9.0
CAPRI | CAP806409V1 | EC000441 | EF004685 | non | 9.0
CAPRI | CAP806409V1 | EC000441 | EF005004 | non | 9.0
CAPRI | CAP806409V1 | EC000441 | EF005049 | non | 9.0
CAPRI | CAP806409V1 | EC000441 | EF005268 | 18,7 | 9.0
CAPRI | CAP806409V1 | EC000441 | EF005337 | non | 9.0
CAPRI | CAP806409V1 | EC000441 | EF005466 | 4,5 | 9.0
CAPRI | CAP806409V1 | EC000441 | EF005466 | 8 | 9.0
CAPRI | CAP806409V1 | EC000441 | EF005474 | EV006619 | 9.0
CAPRI | CAP806409V1 | EC000441 | EF005728 | EV009071 | 9.0
CAPRI | CAP806409V1 | EC000441 | EF007839 | 12 | 9.0
CAPRI | CAP806409V1 | EC000441 | EF008404 | EV010598 | 9.0
CAPRI | CAP806504V1 | EC000441 | EF000007 | EV000256 | 9.0
CAPRI | CAP806504V1 | EC000441 | EF000010 | EV000164 | 9.0
CAPRI | CAP806504V1 | EC000441 | EF000025 | oui | 9.0
CAPRI | CAP806504V1 | EC000441 | EF000084 | oui | 9.0
CAPRI | CAP806504V1 | EC000441 | EF000139 | EV000191 | 9.0
CAPRI | CAP806504V1 | EC000441 | EF000177 | 19 | 9.0
CAPRI | CAP806504V1 | EC000441 | EF000368 | 15 | 9.0
CAPRI | CAP806504V1 | EC000441 | EF000734 | non | 9.0
CAPRI | CAP806504V1 | EC000441 | EF000878 | non | 9.0
CAPRI | CAP806504V1 | EC000441 | EF001210 | non | 9.0
CAPRI | CAP806504V1 | EC000441 | EF001217 | EV009696 | 9.0
CAPRI | CAP806504V1 | EC000441 | EF001257 | EV000149 | 9.0
CAPRI | CAP806504V1 | EC000441 | EF001742 | 140 | 9.0
CAPRI | CAP806504V1 | EC000441 | EF001742 | -60 | 9.0
CAPRI | CAP806504V1 | EC000441 | EF001758 | EV003712 | 9.0
CAPRI | CAP806504V1 | EC000441 | EF002169 | EV000914 | 9.0
CAPRI | CAP806504V1 | EC000441 | EF003712 | 1,5 | 9.0
CAPRI | CAP806504V1 | EC000441 | EF004191 | oui | 9.0
CAPRI | CAP806504V1 | EC000441 | EF004685 | non | 9.0
CAPRI | CAP806504V1 | EC000441 | EF005004 | non | 9.0
CAPRI | CAP806504V1 | EC000441 | EF005049 | non | 9.0
CAPRI | CAP806504V1 | EC000441 | EF005268 | 20,9 | 9.0
CAPRI | CAP806504V1 | EC000441 | EF005337 | non | 9.0
CAPRI | CAP806504V1 | EC000441 | EF005466 | 12 | 9.0
CAPRI | CAP806504V1 | EC000441 | EF005466 | 7 | 9.0
CAPRI | CAP806504V1 | EC000441 | EF005474 | EV006619 | 9.0
CAPRI | CAP806504V1 | EC000441 | EF005728 | EV009071 | 9.0
CAPRI | CAP806504V1 | EC000441 | EF007839 | 16 | 9.0
CAPRI | CAP806504V1 | EC000441 | EF008404 | EV010598 | 9.0
CAPRI | CAP806509V1 | EC000441 | EF000007 | EV000256 | 9.0
CAPRI | CAP806509V1 | EC000441 | EF000010 | EV000164 | 9.0
CAPRI | CAP806509V1 | EC000441 | EF000025 | oui | 9.0
CAPRI | CAP806509V1 | EC000441 | EF000084 | oui | 9.0
CAPRI | CAP806509V1 | EC000441 | EF000139 | EV006034 | 9.0
CAPRI | CAP806509V1 | EC000441 | EF000177 | 19 | 9.0
CAPRI | CAP806509V1 | EC000441 | EF000368 | 15 | 9.0
CAPRI | CAP806509V1 | EC000441 | EF000734 | non | 9.0
CAPRI | CAP806509V1 | EC000441 | EF000878 | non | 9.0
CAPRI | CAP806509V1 | EC000441 | EF001210 | non | 9.0
CAPRI | CAP806509V1 | EC000441 | EF001217 | EV009696 | 9.0
CAPRI | CAP806509V1 | EC000441 | EF001257 | EV006908 | 9.0
CAPRI | CAP806509V1 | EC000441 | EF001742 | 140 | 9.0
CAPRI | CAP806509V1 | EC000441 | EF001742 | -60 | 9.0
CAPRI | CAP806509V1 | EC000441 | EF001758 | EV003712 | 9.0
CAPRI | CAP806509V1 | EC000441 | EF002169 | EV000914 | 9.0
CAPRI | CAP806509V1 | EC000441 | EF003712 | 1,5 | 9.0
CAPRI | CAP806509V1 | EC000441 | EF004191 | oui | 9.0
CAPRI | CAP806509V1 | EC000441 | EF004685 | non | 9.0
CAPRI | CAP806509V1 | EC000441 | EF005004 | non | 9.0
CAPRI | CAP806509V1 | EC000441 | EF005049 | non | 9.0
CAPRI | CAP806509V1 | EC000441 | EF005268 | 20,9 | 9.0
CAPRI | CAP806509V1 | EC000441 | EF005337 | non | 9.0
CAPRI | CAP806509V1 | EC000441 | EF005466 | 12 | 9.0
CAPRI | CAP806509V1 | EC000441 | EF005466 | 7 | 9.0
CAPRI | CAP806509V1 | EC000441 | EF005474 | EV006619 | 9.0
CAPRI | CAP806509V1 | EC000441 | EF005728 | EV009071 | 9.0
CAPRI | CAP806509V1 | EC000441 | EF007839 | 16 | 9.0
CAPRI | CAP806509V1 | EC000441 | EF008404 | EV010598 | 9.0
CAPRI | CAP806594V1 | EC000441 | EF000007 | EV000256 | 9.0
CAPRI | CAP806594V1 | EC000441 | EF000010 | EV000164 | 9.0
CAPRI | CAP806594V1 | EC000441 | EF000025 | oui | 9.0
CAPRI | CAP806594V1 | EC000441 | EF000084 | oui | 9.0
CAPRI | CAP806594V1 | EC000441 | EF000139 | EV000191 | 9.0
CAPRI | CAP806594V1 | EC000441 | EF000177 | 17 | 9.0
CAPRI | CAP806594V1 | EC000441 | EF000368 | 15 | 9.0
CAPRI | CAP806594V1 | EC000441 | EF000734 | non | 9.0
CAPRI | CAP806594V1 | EC000441 | EF000878 | non | 9.0
CAPRI | CAP806594V1 | EC000441 | EF001210 | non | 9.0
CAPRI | CAP806594V1 | EC000441 | EF001217 | EV009696 | 9.0
CAPRI | CAP806594V1 | EC000441 | EF001257 | EV000149 | 9.0
CAPRI | CAP806594V1 | EC000441 | EF001742 | 140 | 9.0
CAPRI | CAP806594V1 | EC000441 | EF001742 | -60 | 9.0
CAPRI | CAP806594V1 | EC000441 | EF001758 | EV003712 | 9.0
CAPRI | CAP806594V1 | EC000441 | EF002169 | EV000914 | 9.0
CAPRI | CAP806594V1 | EC000441 | EF003712 | 1,5 | 9.0
CAPRI | CAP806594V1 | EC000441 | EF004191 | oui | 9.0
CAPRI | CAP806594V1 | EC000441 | EF004685 | non | 9.0
CAPRI | CAP806594V1 | EC000441 | EF005004 | non | 9.0
CAPRI | CAP806594V1 | EC000441 | EF005049 | non | 9.0
CAPRI | CAP806594V1 | EC000441 | EF005268 | 18,7 | 9.0
CAPRI | CAP806594V1 | EC000441 | EF005337 | non | 9.0
CAPRI | CAP806594V1 | EC000441 | EF005466 | 4,5 | 9.0
CAPRI | CAP806594V1 | EC000441 | EF005466 | 8,5 | 9.0
CAPRI | CAP806594V1 | EC000441 | EF005474 | EV006619 | 9.0
CAPRI | CAP806594V1 | EC000441 | EF005728 | EV009071 | 9.0
CAPRI | CAP806594V1 | EC000441 | EF007839 | 16 | 9.0
CAPRI | CAP806594V1 | EC000441 | EF008404 | EV010598 | 9.0
CAPRI | CAP806599V1 | EC000441 | EF000007 | EV000256 | 9.0
CAPRI | CAP806599V1 | EC000441 | EF000010 | EV000164 | 9.0
CAPRI | CAP806599V1 | EC000441 | EF000025 | oui | 9.0
CAPRI | CAP806599V1 | EC000441 | EF000084 | oui | 9.0
CAPRI | CAP806599V1 | EC000441 | EF000139 | EV006034 | 9.0
CAPRI | CAP806599V1 | EC000441 | EF000177 | 17 | 9.0
CAPRI | CAP806599V1 | EC000441 | EF000368 | 15 | 9.0
CAPRI | CAP806599V1 | EC000441 | EF000734 | non | 9.0
CAPRI | CAP806599V1 | EC000441 | EF000878 | non | 9.0
CAPRI | CAP806599V1 | EC000441 | EF001210 | non | 9.0
CAPRI | CAP806599V1 | EC000441 | EF001217 | EV009696 | 9.0
CAPRI | CAP806599V1 | EC000441 | EF001257 | EV006908 | 9.0
CAPRI | CAP806599V1 | EC000441 | EF001742 | 140 | 9.0
CAPRI | CAP806599V1 | EC000441 | EF001742 | -60 | 9.0
CAPRI | CAP806599V1 | EC000441 | EF001758 | EV003712 | 9.0
CAPRI | CAP806599V1 | EC000441 | EF002169 | EV000914 | 9.0
CAPRI | CAP806599V1 | EC000441 | EF003712 | 1,5 | 9.0
CAPRI | CAP806599V1 | EC000441 | EF004191 | oui | 9.0
CAPRI | CAP806599V1 | EC000441 | EF004685 | non | 9.0
CAPRI | CAP806599V1 | EC000441 | EF005004 | non | 9.0
CAPRI | CAP806599V1 | EC000441 | EF005049 | non | 9.0
CAPRI | CAP806599V1 | EC000441 | EF005268 | 18,7 | 9.0
CAPRI | CAP806599V1 | EC000441 | EF005337 | non | 9.0
CAPRI | CAP806599V1 | EC000441 | EF005466 | 4,5 | 9.0
CAPRI | CAP806599V1 | EC000441 | EF005466 | 8,5 | 9.0
CAPRI | CAP806599V1 | EC000441 | EF005474 | EV006619 | 9.0
CAPRI | CAP806599V1 | EC000441 | EF005728 | EV009071 | 9.0
CAPRI | CAP806599V1 | EC000441 | EF007839 | 16 | 9.0
CAPRI | CAP806599V1 | EC000441 | EF008404 | EV010598 | 9.0
CAPRI | CAP806604V1 | EC000441 | EF000007 | EV000256 | 9.0
CAPRI | CAP806604V1 | EC000441 | EF000010 | EV000164 | 9.0
CAPRI | CAP806604V1 | EC000441 | EF000025 | oui | 9.0
CAPRI | CAP806604V1 | EC000441 | EF000084 | oui | 9.0
CAPRI | CAP806604V1 | EC000441 | EF000139 | EV000191 | 9.0
CAPRI | CAP806604V1 | EC000441 | EF000177 | 24 | 9.0
CAPRI | CAP806604V1 | EC000441 | EF000368 | 15 | 9.0
CAPRI | CAP806604V1 | EC000441 | EF000734 | non | 9.0
CAPRI | CAP806604V1 | EC000441 | EF000878 | non | 9.0
CAPRI | CAP806604V1 | EC000441 | EF001210 | non | 9.0
CAPRI | CAP806604V1 | EC000441 | EF001217 | EV009696 | 9.0
CAPRI | CAP806604V1 | EC000441 | EF001257 | EV000149 | 9.0
CAPRI | CAP806604V1 | EC000441 | EF001742 | 140 | 9.0
CAPRI | CAP806604V1 | EC000441 | EF001742 | -60 | 9.0
CAPRI | CAP806604V1 | EC000441 | EF001758 | EV003712 | 9.0
CAPRI | CAP806604V1 | EC000441 | EF002169 | EV000914 | 9.0
CAPRI | CAP806604V1 | EC000441 | EF003712 | 1,5 | 9.0
CAPRI | CAP806604V1 | EC000441 | EF004191 | oui | 9.0
CAPRI | CAP806604V1 | EC000441 | EF004685 | non | 9.0
CAPRI | CAP806604V1 | EC000441 | EF005004 | non | 9.0
CAPRI | CAP806604V1 | EC000441 | EF005049 | non | 9.0
CAPRI | CAP806604V1 | EC000441 | EF005268 | 26,4 | 9.0
CAPRI | CAP806604V1 | EC000441 | EF005337 | non | 9.0
CAPRI | CAP806604V1 | EC000441 | EF005466 | 10 | 9.0
CAPRI | CAP806604V1 | EC000441 | EF005466 | 16 | 9.0
CAPRI | CAP806604V1 | EC000441 | EF005474 | EV006619 | 9.0
CAPRI | CAP806604V1 | EC000441 | EF005728 | EV009071 | 9.0
CAPRI | CAP806604V1 | EC000441 | EF007839 | 20 | 9.0
CAPRI | CAP806604V1 | EC000441 | EF008404 | EV010598 | 9.0
CAPRI | CAP806609V1 | EC000441 | EF000007 | EV000256 | 9.0
CAPRI | CAP806609V1 | EC000441 | EF000010 | EV000164 | 9.0
CAPRI | CAP806609V1 | EC000441 | EF000025 | oui | 9.0
CAPRI | CAP806609V1 | EC000441 | EF000084 | oui | 9.0
CAPRI | CAP806609V1 | EC000441 | EF000139 | EV006034 | 9.0
CAPRI | CAP806609V1 | EC000441 | EF000177 | 24 | 9.0
CAPRI | CAP806609V1 | EC000441 | EF000368 | 15 | 9.0
CAPRI | CAP806609V1 | EC000441 | EF000734 | non | 9.0
CAPRI | CAP806609V1 | EC000441 | EF000878 | non | 9.0
CAPRI | CAP806609V1 | EC000441 | EF001210 | non | 9.0
CAPRI | CAP806609V1 | EC000441 | EF001217 | EV009696 | 9.0
CAPRI | CAP806609V1 | EC000441 | EF001257 | EV006908 | 9.0
CAPRI | CAP806609V1 | EC000441 | EF001742 | 140 | 9.0
CAPRI | CAP806609V1 | EC000441 | EF001742 | -60 | 9.0
CAPRI | CAP806609V1 | EC000441 | EF001758 | EV003712 | 9.0
CAPRI | CAP806609V1 | EC000441 | EF002169 | EV000914 | 9.0
CAPRI | CAP806609V1 | EC000441 | EF003712 | 1,5 | 9.0
CAPRI | CAP806609V1 | EC000441 | EF004191 | oui | 9.0
CAPRI | CAP806609V1 | EC000441 | EF004685 | non | 9.0
CAPRI | CAP806609V1 | EC000441 | EF005004 | non | 9.0
CAPRI | CAP806609V1 | EC000441 | EF005049 | non | 9.0
CAPRI | CAP806609V1 | EC000441 | EF005268 | 26,4 | 9.0
CAPRI | CAP806609V1 | EC000441 | EF005337 | non | 9.0
CAPRI | CAP806609V1 | EC000441 | EF005466 | 10 | 9.0
CAPRI | CAP806609V1 | EC000441 | EF005466 | 16 | 9.0
CAPRI | CAP806609V1 | EC000441 | EF005474 | EV006619 | 9.0
CAPRI | CAP806609V1 | EC000441 | EF005728 | EV009071 | 9.0
CAPRI | CAP806609V1 | EC000441 | EF007839 | 20 | 9.0
CAPRI | CAP806609V1 | EC000441 | EF008404 | EV010598 | 9.0
CAPRI | CAP806674V1 | EC000441 | EF000007 | EV000256 | 9.0
CAPRI | CAP806674V1 | EC000441 | EF000010 | EV000164 | 9.0
CAPRI | CAP806674V1 | EC000441 | EF000025 | oui | 9.0
CAPRI | CAP806674V1 | EC000441 | EF000084 | oui | 9.0
CAPRI | CAP806674V1 | EC000441 | EF000139 | EV000191 | 9.0
CAPRI | CAP806674V1 | EC000441 | EF000177 | 17 | 9.0
CAPRI | CAP806674V1 | EC000441 | EF000368 | 15 | 9.0
CAPRI | CAP806674V1 | EC000441 | EF000734 | non | 9.0
CAPRI | CAP806674V1 | EC000441 | EF000878 | non | 9.0
CAPRI | CAP806674V1 | EC000441 | EF001210 | non | 9.0
CAPRI | CAP806674V1 | EC000441 | EF001217 | EV009696 | 9.0
CAPRI | CAP806674V1 | EC000441 | EF001257 | EV000149 | 9.0
CAPRI | CAP806674V1 | EC000441 | EF001742 | 140 | 9.0
CAPRI | CAP806674V1 | EC000441 | EF001742 | -60 | 9.0
CAPRI | CAP806674V1 | EC000441 | EF001758 | EV003712 | 9.0
CAPRI | CAP806674V1 | EC000441 | EF002169 | EV000914 | 9.0
CAPRI | CAP806674V1 | EC000441 | EF003712 | 1,5 | 9.0
CAPRI | CAP806674V1 | EC000441 | EF004191 | oui | 9.0
CAPRI | CAP806674V1 | EC000441 | EF004685 | non | 9.0
CAPRI | CAP806674V1 | EC000441 | EF005004 | non | 9.0
CAPRI | CAP806674V1 | EC000441 | EF005049 | non | 9.0
CAPRI | CAP806674V1 | EC000441 | EF005268 | 18,7 | 9.0
CAPRI | CAP806674V1 | EC000441 | EF005337 | non | 9.0
CAPRI | CAP806674V1 | EC000441 | EF005466 | 4,5 | 9.0
CAPRI | CAP806674V1 | EC000441 | EF005466 | 8,5 | 9.0
CAPRI | CAP806674V1 | EC000441 | EF005474 | EV006619 | 9.0
CAPRI | CAP806674V1 | EC000441 | EF005728 | EV009071 | 9.0
CAPRI | CAP806674V1 | EC000441 | EF007839 | 20 | 9.0
CAPRI | CAP806674V1 | EC000441 | EF008404 | EV010598 | 9.0
CAPRI | CAP806679V1 | EC000441 | EF000007 | EV000256 | 9.0
CAPRI | CAP806679V1 | EC000441 | EF000010 | EV000164 | 9.0
CAPRI | CAP806679V1 | EC000441 | EF000025 | oui | 9.0
CAPRI | CAP806679V1 | EC000441 | EF000084 | oui | 9.0
CAPRI | CAP806679V1 | EC000441 | EF000139 | EV006034 | 9.0
CAPRI | CAP806679V1 | EC000441 | EF000177 | 17 | 9.0
CAPRI | CAP806679V1 | EC000441 | EF000368 | 15 | 9.0
CAPRI | CAP806679V1 | EC000441 | EF000734 | non | 9.0
CAPRI | CAP806679V1 | EC000441 | EF000878 | non | 9.0
CAPRI | CAP806679V1 | EC000441 | EF001210 | non | 9.0
CAPRI | CAP806679V1 | EC000441 | EF001217 | EV009696 | 9.0
CAPRI | CAP806679V1 | EC000441 | EF001257 | EV006908 | 9.0
CAPRI | CAP806679V1 | EC000441 | EF001742 | 140 | 9.0
CAPRI | CAP806679V1 | EC000441 | EF001742 | -60 | 9.0
CAPRI | CAP806679V1 | EC000441 | EF001758 | EV003712 | 9.0
CAPRI | CAP806679V1 | EC000441 | EF002169 | EV000914 | 9.0
CAPRI | CAP806679V1 | EC000441 | EF003712 | 1,5 | 9.0
CAPRI | CAP806679V1 | EC000441 | EF004191 | oui | 9.0
CAPRI | CAP806679V1 | EC000441 | EF004685 | non | 9.0
CAPRI | CAP806679V1 | EC000441 | EF005004 | non | 9.0
CAPRI | CAP806679V1 | EC000441 | EF005049 | non | 9.0
CAPRI | CAP806679V1 | EC000441 | EF005268 | 18,7 | 9.0
CAPRI | CAP806679V1 | EC000441 | EF005337 | non | 9.0
CAPRI | CAP806679V1 | EC000441 | EF005466 | 4,5 | 9.0
CAPRI | CAP806679V1 | EC000441 | EF005466 | 8,5 | 9.0
CAPRI | CAP806679V1 | EC000441 | EF005474 | EV006619 | 9.0
CAPRI | CAP806679V1 | EC000441 | EF005728 | EV009071 | 9.0
CAPRI | CAP806679V1 | EC000441 | EF007839 | 20 | 9.0
CAPRI | CAP806679V1 | EC000441 | EF008404 | EV010598 | 9.0
CAPRI | CAP806694V1 | EC000441 | EF000007 | EV000256 | 9.0
CAPRI | CAP806694V1 | EC000441 | EF000010 | EV000164 | 9.0
CAPRI | CAP806694V1 | EC000441 | EF000025 | oui | 9.0
CAPRI | CAP806694V1 | EC000441 | EF000084 | oui | 9.0
CAPRI | CAP806694V1 | EC000441 | EF000139 | EV000191 | 9.0
CAPRI | CAP806694V1 | EC000441 | EF000177 | 19 | 9.0
CAPRI | CAP806694V1 | EC000441 | EF000368 | 15 | 9.0
CAPRI | CAP806694V1 | EC000441 | EF000734 | non | 9.0
CAPRI | CAP806694V1 | EC000441 | EF000878 | non | 9.0
CAPRI | CAP806694V1 | EC000441 | EF001210 | non | 9.0
CAPRI | CAP806694V1 | EC000441 | EF001217 | EV009696 | 9.0
CAPRI | CAP806694V1 | EC000441 | EF001257 | EV000149 | 9.0
CAPRI | CAP806694V1 | EC000441 | EF001742 | 140 | 9.0
CAPRI | CAP806694V1 | EC000441 | EF001742 | -60 | 9.0
CAPRI | CAP806694V1 | EC000441 | EF001758 | EV003712 | 9.0
CAPRI | CAP806694V1 | EC000441 | EF002169 | EV000914 | 9.0
CAPRI | CAP806694V1 | EC000441 | EF003712 | 1,5 | 9.0
CAPRI | CAP806694V1 | EC000441 | EF004191 | oui | 9.0
CAPRI | CAP806694V1 | EC000441 | EF004685 | non | 9.0
CAPRI | CAP806694V1 | EC000441 | EF005004 | non | 9.0
CAPRI | CAP806694V1 | EC000441 | EF005049 | non | 9.0
CAPRI | CAP806694V1 | EC000441 | EF005268 | 20,9 | 9.0
CAPRI | CAP806694V1 | EC000441 | EF005337 | non | 9.0
CAPRI | CAP806694V1 | EC000441 | EF005466 | 12 | 9.0
CAPRI | CAP806694V1 | EC000441 | EF005466 | 7 | 9.0
CAPRI | CAP806694V1 | EC000441 | EF005474 | EV006619 | 9.0
CAPRI | CAP806694V1 | EC000441 | EF005728 | EV009071 | 9.0
CAPRI | CAP806694V1 | EC000441 | EF007839 | 25 | 9.0
CAPRI | CAP806694V1 | EC000441 | EF008404 | EV010598 | 9.0
CAPRI | CAP806699V1 | EC000441 | EF000007 | EV000256 | 9.0
CAPRI | CAP806699V1 | EC000441 | EF000010 | EV000164 | 9.0
CAPRI | CAP806699V1 | EC000441 | EF000025 | oui | 9.0
CAPRI | CAP806699V1 | EC000441 | EF000084 | oui | 9.0
CAPRI | CAP806699V1 | EC000441 | EF000139 | EV006034 | 9.0
CAPRI | CAP806699V1 | EC000441 | EF000177 | 19 | 9.0
CAPRI | CAP806699V1 | EC000441 | EF000368 | 15 | 9.0
CAPRI | CAP806699V1 | EC000441 | EF000734 | non | 9.0
CAPRI | CAP806699V1 | EC000441 | EF000878 | non | 9.0
CAPRI | CAP806699V1 | EC000441 | EF001210 | non | 9.0
CAPRI | CAP806699V1 | EC000441 | EF001217 | EV009696 | 9.0
CAPRI | CAP806699V1 | EC000441 | EF001257 | EV006908 | 9.0
CAPRI | CAP806699V1 | EC000441 | EF001742 | 140 | 9.0
CAPRI | CAP806699V1 | EC000441 | EF001742 | -60 | 9.0
CAPRI | CAP806699V1 | EC000441 | EF001758 | EV003712 | 9.0
CAPRI | CAP806699V1 | EC000441 | EF002169 | EV000914 | 9.0
CAPRI | CAP806699V1 | EC000441 | EF003712 | 1,5 | 9.0
CAPRI | CAP806699V1 | EC000441 | EF004191 | oui | 9.0
CAPRI | CAP806699V1 | EC000441 | EF004685 | non | 9.0
CAPRI | CAP806699V1 | EC000441 | EF005004 | non | 9.0
CAPRI | CAP806699V1 | EC000441 | EF005049 | non | 9.0
CAPRI | CAP806699V1 | EC000441 | EF005268 | 20,9 | 9.0
CAPRI | CAP806699V1 | EC000441 | EF005337 | non | 9.0
CAPRI | CAP806699V1 | EC000441 | EF005466 | 12 | 9.0
CAPRI | CAP806699V1 | EC000441 | EF005466 | 7 | 9.0
CAPRI | CAP806699V1 | EC000441 | EF005474 | EV006619 | 9.0
CAPRI | CAP806699V1 | EC000441 | EF005728 | EV009071 | 9.0
CAPRI | CAP806699V1 | EC000441 | EF007839 | 25 | 9.0
CAPRI | CAP806699V1 | EC000441 | EF008404 | EV010598 | 9.0
CAPRI | CAP806704V1 | EC000441 | EF000007 | EV000256 | 9.0
CAPRI | CAP806704V1 | EC000441 | EF000010 | EV000164 | 9.0
CAPRI | CAP806704V1 | EC000441 | EF000025 | oui | 9.0
CAPRI | CAP806704V1 | EC000441 | EF000084 | oui | 9.0
CAPRI | CAP806704V1 | EC000441 | EF000139 | EV000191 | 9.0
CAPRI | CAP806704V1 | EC000441 | EF000177 | 30 | 9.0
CAPRI | CAP806704V1 | EC000441 | EF000368 | 15 | 9.0
CAPRI | CAP806704V1 | EC000441 | EF000734 | non | 9.0
CAPRI | CAP806704V1 | EC000441 | EF000878 | non | 9.0
CAPRI | CAP806704V1 | EC000441 | EF001210 | non | 9.0
CAPRI | CAP806704V1 | EC000441 | EF001217 | EV009696 | 9.0
CAPRI | CAP806704V1 | EC000441 | EF001257 | EV000149 | 9.0
CAPRI | CAP806704V1 | EC000441 | EF001742 | 140 | 9.0
CAPRI | CAP806704V1 | EC000441 | EF001742 | -60 | 9.0
CAPRI | CAP806704V1 | EC000441 | EF001758 | EV003712 | 9.0
CAPRI | CAP806704V1 | EC000441 | EF002169 | EV000914 | 9.0
CAPRI | CAP806704V1 | EC000441 | EF003712 | 1,5 | 9.0
CAPRI | CAP806704V1 | EC000441 | EF004191 | oui | 9.0
CAPRI | CAP806704V1 | EC000441 | EF004685 | non | 9.0
CAPRI | CAP806704V1 | EC000441 | EF005004 | non | 9.0
CAPRI | CAP806704V1 | EC000441 | EF005049 | non | 9.0
CAPRI | CAP806704V1 | EC000441 | EF005268 | 33 | 9.0
CAPRI | CAP806704V1 | EC000441 | EF005337 | non | 9.0
CAPRI | CAP806704V1 | EC000441 | EF005466 | 13,5 | 9.0
CAPRI | CAP806704V1 | EC000441 | EF005466 | 20,5 | 9.0
CAPRI | CAP806704V1 | EC000441 | EF005474 | EV006619 | 9.0
CAPRI | CAP806704V1 | EC000441 | EF005728 | EV009071 | 9.0
CAPRI | CAP806704V1 | EC000441 | EF007839 | 25 | 9.0
CAPRI | CAP806704V1 | EC000441 | EF008404 | EV010598 | 9.0
CAPRI | CAP806709V1 | EC000441 | EF000007 | EV000256 | 9.0
CAPRI | CAP806709V1 | EC000441 | EF000010 | EV000164 | 9.0
CAPRI | CAP806709V1 | EC000441 | EF000025 | oui | 9.0
CAPRI | CAP806709V1 | EC000441 | EF000084 | oui | 9.0
CAPRI | CAP806709V1 | EC000441 | EF000139 | EV006034 | 9.0
CAPRI | CAP806709V1 | EC000441 | EF000177 | 30 | 9.0
CAPRI | CAP806709V1 | EC000441 | EF000368 | 15 | 9.0
CAPRI | CAP806709V1 | EC000441 | EF000734 | non | 9.0
CAPRI | CAP806709V1 | EC000441 | EF000878 | non | 9.0
CAPRI | CAP806709V1 | EC000441 | EF001210 | non | 9.0
CAPRI | CAP806709V1 | EC000441 | EF001217 | EV009696 | 9.0
CAPRI | CAP806709V1 | EC000441 | EF001257 | EV006908 | 9.0
CAPRI | CAP806709V1 | EC000441 | EF001742 | 140 | 9.0
CAPRI | CAP806709V1 | EC000441 | EF001742 | -60 | 9.0
CAPRI | CAP806709V1 | EC000441 | EF001758 | EV003712 | 9.0
CAPRI | CAP806709V1 | EC000441 | EF002169 | EV000914 | 9.0
CAPRI | CAP806709V1 | EC000441 | EF003712 | 1,5 | 9.0
CAPRI | CAP806709V1 | EC000441 | EF004191 | oui | 9.0
CAPRI | CAP806709V1 | EC000441 | EF004685 | non | 9.0
CAPRI | CAP806709V1 | EC000441 | EF005004 | non | 9.0
CAPRI | CAP806709V1 | EC000441 | EF005049 | non | 9.0
CAPRI | CAP806709V1 | EC000441 | EF005268 | 33 | 9.0
CAPRI | CAP806709V1 | EC000441 | EF005337 | non | 9.0
CAPRI | CAP806709V1 | EC000441 | EF005466 | 13,5 | 9.0
CAPRI | CAP806709V1 | EC000441 | EF005466 | 20,5 | 9.0
CAPRI | CAP806709V1 | EC000441 | EF005474 | EV006619 | 9.0
CAPRI | CAP806709V1 | EC000441 | EF005728 | EV009071 | 9.0
CAPRI | CAP806709V1 | EC000441 | EF007839 | 25 | 9.0
CAPRI | CAP806709V1 | EC000441 | EF008404 | EV010598 | 9.0
CAPRI | CAP806774V1 | EC000441 | EF000007 | EV000256 | 9.0
CAPRI | CAP806774V1 | EC000441 | EF000010 | EV000164 | 9.0
CAPRI | CAP806774V1 | EC000441 | EF000025 | oui | 9.0
CAPRI | CAP806774V1 | EC000441 | EF000084 | oui | 9.0
CAPRI | CAP806774V1 | EC000441 | EF000139 | EV000191 | 9.0
CAPRI | CAP806774V1 | EC000441 | EF000177 | 19 | 9.0
CAPRI | CAP806774V1 | EC000441 | EF000368 | 15 | 9.0
CAPRI | CAP806774V1 | EC000441 | EF000734 | non | 9.0
CAPRI | CAP806774V1 | EC000441 | EF000878 | non | 9.0
CAPRI | CAP806774V1 | EC000441 | EF001210 | non | 9.0
CAPRI | CAP806774V1 | EC000441 | EF001217 | EV009696 | 9.0
CAPRI | CAP806774V1 | EC000441 | EF001257 | EV000149 | 9.0
CAPRI | CAP806774V1 | EC000441 | EF001742 | 140 | 9.0
CAPRI | CAP806774V1 | EC000441 | EF001742 | -60 | 9.0
CAPRI | CAP806774V1 | EC000441 | EF001758 | EV003712 | 9.0
CAPRI | CAP806774V1 | EC000441 | EF002169 | EV000914 | 9.0
CAPRI | CAP806774V1 | EC000441 | EF003712 | 1,5 | 9.0
CAPRI | CAP806774V1 | EC000441 | EF004191 | oui | 9.0
CAPRI | CAP806774V1 | EC000441 | EF004685 | non | 9.0
CAPRI | CAP806774V1 | EC000441 | EF005004 | non | 9.0
CAPRI | CAP806774V1 | EC000441 | EF005049 | non | 9.0
CAPRI | CAP806774V1 | EC000441 | EF005268 | 20,9 | 9.0
CAPRI | CAP806774V1 | EC000441 | EF005337 | non | 9.0
CAPRI | CAP806774V1 | EC000441 | EF005466 | 12 | 9.0
CAPRI | CAP806774V1 | EC000441 | EF005466 | 7 | 9.0
CAPRI | CAP806774V1 | EC000441 | EF005474 | EV006619 | 9.0
CAPRI | CAP806774V1 | EC000441 | EF005728 | EV009071 | 9.0
CAPRI | CAP806774V1 | EC000441 | EF007839 | 25 | 9.0
CAPRI | CAP806774V1 | EC000441 | EF008404 | EV010598 | 9.0
CAPRI | CAP806779V1 | EC000441 | EF000007 | EV000256 | 9.0
CAPRI | CAP806779V1 | EC000441 | EF000010 | EV000164 | 9.0
CAPRI | CAP806779V1 | EC000441 | EF000025 | oui | 9.0
CAPRI | CAP806779V1 | EC000441 | EF000084 | oui | 9.0
CAPRI | CAP806779V1 | EC000441 | EF000139 | EV006034 | 9.0
CAPRI | CAP806779V1 | EC000441 | EF000177 | 19 | 9.0
CAPRI | CAP806779V1 | EC000441 | EF000368 | 15 | 9.0
CAPRI | CAP806779V1 | EC000441 | EF000734 | non | 9.0
CAPRI | CAP806779V1 | EC000441 | EF000878 | non | 9.0
CAPRI | CAP806779V1 | EC000441 | EF001210 | non | 9.0
CAPRI | CAP806779V1 | EC000441 | EF001217 | EV009696 | 9.0
CAPRI | CAP806779V1 | EC000441 | EF001257 | EV006908 | 9.0
CAPRI | CAP806779V1 | EC000441 | EF001742 | 140 | 9.0
CAPRI | CAP806779V1 | EC000441 | EF001742 | -60 | 9.0
CAPRI | CAP806779V1 | EC000441 | EF001758 | EV003712 | 9.0
CAPRI | CAP806779V1 | EC000441 | EF002169 | EV000914 | 9.0
CAPRI | CAP806779V1 | EC000441 | EF003712 | 1,5 | 9.0
CAPRI | CAP806779V1 | EC000441 | EF004191 | oui | 9.0
CAPRI | CAP806779V1 | EC000441 | EF004685 | non | 9.0
CAPRI | CAP806779V1 | EC000441 | EF005004 | non | 9.0
CAPRI | CAP806779V1 | EC000441 | EF005049 | non | 9.0
CAPRI | CAP806779V1 | EC000441 | EF005268 | 20,9 | 9.0
CAPRI | CAP806779V1 | EC000441 | EF005337 | non | 9.0
CAPRI | CAP806779V1 | EC000441 | EF005466 | 12 | 9.0
CAPRI | CAP806779V1 | EC000441 | EF005466 | 7 | 9.0
CAPRI | CAP806779V1 | EC000441 | EF005474 | EV006619 | 9.0
CAPRI | CAP806779V1 | EC000441 | EF005728 | EV009071 | 9.0
CAPRI | CAP806779V1 | EC000441 | EF007839 | 25 | 9.0
CAPRI | CAP806779V1 | EC000441 | EF008404 | EV010598 | 9.0
CAPRI | CAP806794V1 | EC000441 | EF000007 | EV000256 | 9.0
CAPRI | CAP806794V1 | EC000441 | EF000010 | EV000164 | 9.0
CAPRI | CAP806794V1 | EC000441 | EF000025 | oui | 9.0
CAPRI | CAP806794V1 | EC000441 | EF000084 | oui | 9.0
CAPRI | CAP806794V1 | EC000441 | EF000139 | EV000191 | 9.0
CAPRI | CAP806794V1 | EC000441 | EF000177 | 24 | 9.0
CAPRI | CAP806794V1 | EC000441 | EF000368 | 15 | 9.0
CAPRI | CAP806794V1 | EC000441 | EF000734 | non | 9.0
CAPRI | CAP806794V1 | EC000441 | EF000878 | non | 9.0
CAPRI | CAP806794V1 | EC000441 | EF001210 | non | 9.0
CAPRI | CAP806794V1 | EC000441 | EF001217 | EV009696 | 9.0
CAPRI | CAP806794V1 | EC000441 | EF001257 | EV000149 | 9.0
CAPRI | CAP806794V1 | EC000441 | EF001742 | 140 | 9.0
CAPRI | CAP806794V1 | EC000441 | EF001742 | -60 | 9.0
CAPRI | CAP806794V1 | EC000441 | EF001758 | EV003712 | 9.0
CAPRI | CAP806794V1 | EC000441 | EF002169 | EV000914 | 9.0
CAPRI | CAP806794V1 | EC000441 | EF003712 | 1,5 | 9.0
CAPRI | CAP806794V1 | EC000441 | EF004191 | oui | 9.0
CAPRI | CAP806794V1 | EC000441 | EF004685 | non | 9.0
CAPRI | CAP806794V1 | EC000441 | EF005004 | non | 9.0
CAPRI | CAP806794V1 | EC000441 | EF005049 | non | 9.0
CAPRI | CAP806794V1 | EC000441 | EF005268 | 26,4 | 9.0
CAPRI | CAP806794V1 | EC000441 | EF005337 | non | 9.0
CAPRI | CAP806794V1 | EC000441 | EF005466 | 10 | 9.0
CAPRI | CAP806794V1 | EC000441 | EF005466 | 16 | 9.0
CAPRI | CAP806794V1 | EC000441 | EF005474 | EV006619 | 9.0
CAPRI | CAP806794V1 | EC000441 | EF005728 | EV009071 | 9.0
CAPRI | CAP806794V1 | EC000441 | EF007839 | 32 | 9.0
CAPRI | CAP806794V1 | EC000441 | EF008404 | EV010598 | 9.0
CAPRI | CAP806799V1 | EC000441 | EF000007 | EV000256 | 9.0
CAPRI | CAP806799V1 | EC000441 | EF000010 | EV000164 | 9.0
CAPRI | CAP806799V1 | EC000441 | EF000025 | oui | 9.0
CAPRI | CAP806799V1 | EC000441 | EF000084 | oui | 9.0
CAPRI | CAP806799V1 | EC000441 | EF000139 | EV006034 | 9.0
CAPRI | CAP806799V1 | EC000441 | EF000177 | 24 | 9.0
CAPRI | CAP806799V1 | EC000441 | EF000368 | 15 | 9.0
CAPRI | CAP806799V1 | EC000441 | EF000734 | non | 9.0
CAPRI | CAP806799V1 | EC000441 | EF000878 | non | 9.0
CAPRI | CAP806799V1 | EC000441 | EF001210 | non | 9.0
CAPRI | CAP806799V1 | EC000441 | EF001217 | EV009696 | 9.0
CAPRI | CAP806799V1 | EC000441 | EF001257 | EV006908 | 9.0
CAPRI | CAP806799V1 | EC000441 | EF001742 | 140 | 9.0
CAPRI | CAP806799V1 | EC000441 | EF001742 | -60 | 9.0
CAPRI | CAP806799V1 | EC000441 | EF001758 | EV003712 | 9.0
CAPRI | CAP806799V1 | EC000441 | EF002169 | EV000914 | 9.0
CAPRI | CAP806799V1 | EC000441 | EF003712 | 1,5 | 9.0
CAPRI | CAP806799V1 | EC000441 | EF004191 | oui | 9.0
CAPRI | CAP806799V1 | EC000441 | EF004685 | non | 9.0
CAPRI | CAP806799V1 | EC000441 | EF005004 | non | 9.0
CAPRI | CAP806799V1 | EC000441 | EF005049 | non | 9.0
CAPRI | CAP806799V1 | EC000441 | EF005268 | 26,4 | 9.0
CAPRI | CAP806799V1 | EC000441 | EF005337 | non | 9.0
CAPRI | CAP806799V1 | EC000441 | EF005466 | 10 | 9.0
CAPRI | CAP806799V1 | EC000441 | EF005466 | 16 | 9.0
CAPRI | CAP806799V1 | EC000441 | EF005474 | EV006619 | 9.0
CAPRI | CAP806799V1 | EC000441 | EF005728 | EV009071 | 9.0
CAPRI | CAP806799V1 | EC000441 | EF007839 | 32 | 9.0
CAPRI | CAP806799V1 | EC000441 | EF008404 | EV010598 | 9.0
CAPRI | CAP806804V1 | EC000441 | EF000007 | EV000256 | 9.0
CAPRI | CAP806804V1 | EC000441 | EF000010 | EV000164 | 9.0
CAPRI | CAP806804V1 | EC000441 | EF000025 | oui | 9.0
CAPRI | CAP806804V1 | EC000441 | EF000084 | oui | 9.0
CAPRI | CAP806804V1 | EC000441 | EF000139 | EV000191 | 9.0
CAPRI | CAP806804V1 | EC000441 | EF000177 | 41 | 9.0
CAPRI | CAP806804V1 | EC000441 | EF000368 | 15 | 9.0
CAPRI | CAP806804V1 | EC000441 | EF000734 | non | 9.0
CAPRI | CAP806804V1 | EC000441 | EF000878 | non | 9.0
CAPRI | CAP806804V1 | EC000441 | EF001210 | non | 9.0
CAPRI | CAP806804V1 | EC000441 | EF001217 | EV009696 | 9.0
CAPRI | CAP806804V1 | EC000441 | EF001257 | EV000149 | 9.0
CAPRI | CAP806804V1 | EC000441 | EF001742 | 140 | 9.0
CAPRI | CAP806804V1 | EC000441 | EF001742 | -60 | 9.0
CAPRI | CAP806804V1 | EC000441 | EF001758 | EV003712 | 9.0
CAPRI | CAP806804V1 | EC000441 | EF002169 | EV000914 | 9.0
CAPRI | CAP806804V1 | EC000441 | EF003712 | 1,5 | 9.0
CAPRI | CAP806804V1 | EC000441 | EF004191 | oui | 9.0
CAPRI | CAP806804V1 | EC000441 | EF004685 | non | 9.0
CAPRI | CAP806804V1 | EC000441 | EF005004 | non | 9.0
CAPRI | CAP806804V1 | EC000441 | EF005049 | non | 9.0
CAPRI | CAP806804V1 | EC000441 | EF005268 | 45,1 | 9.0
CAPRI | CAP806804V1 | EC000441 | EF005337 | non | 9.0
CAPRI | CAP806804V1 | EC000441 | EF005466 | 18 | 9.0
CAPRI | CAP806804V1 | EC000441 | EF005466 | 27,5 | 9.0
CAPRI | CAP806804V1 | EC000441 | EF005474 | EV006619 | 9.0
CAPRI | CAP806804V1 | EC000441 | EF005728 | EV009071 | 9.0
CAPRI | CAP806804V1 | EC000441 | EF007839 | 40 | 9.0
CAPRI | CAP806804V1 | EC000441 | EF008404 | EV010598 | 9.0
CAPRI | CAP806809V1 | EC000441 | EF000007 | EV000256 | 9.0
CAPRI | CAP806809V1 | EC000441 | EF000010 | EV000164 | 9.0
CAPRI | CAP806809V1 | EC000441 | EF000025 | oui | 9.0
CAPRI | CAP806809V1 | EC000441 | EF000084 | oui | 9.0
CAPRI | CAP806809V1 | EC000441 | EF000139 | EV006034 | 9.0
CAPRI | CAP806809V1 | EC000441 | EF000177 | 41 | 9.0
CAPRI | CAP806809V1 | EC000441 | EF000368 | 15 | 9.0
CAPRI | CAP806809V1 | EC000441 | EF000734 | non | 9.0
CAPRI | CAP806809V1 | EC000441 | EF000878 | non | 9.0
CAPRI | CAP806809V1 | EC000441 | EF001210 | non | 9.0
CAPRI | CAP806809V1 | EC000441 | EF001217 | EV009696 | 9.0
CAPRI | CAP806809V1 | EC000441 | EF001257 | EV006908 | 9.0
CAPRI | CAP806809V1 | EC000441 | EF001742 | 140 | 9.0
CAPRI | CAP806809V1 | EC000441 | EF001742 | -60 | 9.0
CAPRI | CAP806809V1 | EC000441 | EF001758 | EV003712 | 9.0
CAPRI | CAP806809V1 | EC000441 | EF002169 | EV000914 | 9.0
CAPRI | CAP806809V1 | EC000441 | EF003712 | 1,5 | 9.0
CAPRI | CAP806809V1 | EC000441 | EF004191 | oui | 9.0
CAPRI | CAP806809V1 | EC000441 | EF004685 | non | 9.0
CAPRI | CAP806809V1 | EC000441 | EF005004 | non | 9.0
CAPRI | CAP806809V1 | EC000441 | EF005049 | non | 9.0
CAPRI | CAP806809V1 | EC000441 | EF005268 | 45,1 | 9.0
CAPRI | CAP806809V1 | EC000441 | EF005337 | non | 9.0
CAPRI | CAP806809V1 | EC000441 | EF005466 | 18 | 9.0
CAPRI | CAP806809V1 | EC000441 | EF005466 | 27,5 | 9.0
CAPRI | CAP806809V1 | EC000441 | EF005474 | EV006619 | 9.0
CAPRI | CAP806809V1 | EC000441 | EF005728 | EV009071 | 9.0
CAPRI | CAP806809V1 | EC000441 | EF007839 | 40 | 9.0
CAPRI | CAP806809V1 | EC000441 | EF008404 | EV010598 | 9.0
CAPRI | CAP806904V1 | EC000441 | EF000007 | EV000256 | 9.0
CAPRI | CAP806904V1 | EC000441 | EF000010 | EV000164 | 9.0
CAPRI | CAP806904V1 | EC000441 | EF000025 | oui | 9.0
CAPRI | CAP806904V1 | EC000441 | EF000084 | oui | 9.0
CAPRI | CAP806904V1 | EC000441 | EF000139 | EV000191 | 9.0
CAPRI | CAP806904V1 | EC000441 | EF000177 | 48 | 9.0
CAPRI | CAP806904V1 | EC000441 | EF000368 | 15 | 9.0
CAPRI | CAP806904V1 | EC000441 | EF000734 | non | 9.0
CAPRI | CAP806904V1 | EC000441 | EF000878 | non | 9.0
CAPRI | CAP806904V1 | EC000441 | EF001210 | non | 9.0
CAPRI | CAP806904V1 | EC000441 | EF001217 | EV009696 | 9.0
CAPRI | CAP806904V1 | EC000441 | EF001257 | EV000149 | 9.0
CAPRI | CAP806904V1 | EC000441 | EF001742 | 140 | 9.0
CAPRI | CAP806904V1 | EC000441 | EF001742 | -60 | 9.0
CAPRI | CAP806904V1 | EC000441 | EF001758 | EV003712 | 9.0
CAPRI | CAP806904V1 | EC000441 | EF002169 | EV000914 | 9.0
CAPRI | CAP806904V1 | EC000441 | EF003712 | 1,5 | 9.0
CAPRI | CAP806904V1 | EC000441 | EF004191 | oui | 9.0
CAPRI | CAP806904V1 | EC000441 | EF004685 | non | 9.0
CAPRI | CAP806904V1 | EC000441 | EF005004 | non | 9.0
CAPRI | CAP806904V1 | EC000441 | EF005049 | non | 9.0
CAPRI | CAP806904V1 | EC000441 | EF005268 | 52,8 | 9.0
CAPRI | CAP806904V1 | EC000441 | EF005337 | non | 9.0
CAPRI | CAP806904V1 | EC000441 | EF005466 | 23 | 9.0
CAPRI | CAP806904V1 | EC000441 | EF005466 | 34 | 9.0
CAPRI | CAP806904V1 | EC000441 | EF005474 | EV006619 | 9.0
CAPRI | CAP806904V1 | EC000441 | EF005728 | EV009071 | 9.0
CAPRI | CAP806904V1 | EC000441 | EF007839 | 40 | 9.0
CAPRI | CAP806904V1 | EC000441 | EF008404 | EV010598 | 9.0
CAPRI | CAP806909V1 | EC000441 | EF000007 | EV000256 | 9.0
CAPRI | CAP806909V1 | EC000441 | EF000010 | EV000164 | 9.0
CAPRI | CAP806909V1 | EC000441 | EF000025 | oui | 9.0
CAPRI | CAP806909V1 | EC000441 | EF000084 | oui | 9.0
CAPRI | CAP806909V1 | EC000441 | EF000139 | EV006034 | 9.0
CAPRI | CAP806909V1 | EC000441 | EF000177 | 48 | 9.0
CAPRI | CAP806909V1 | EC000441 | EF000368 | 15 | 9.0
CAPRI | CAP806909V1 | EC000441 | EF000734 | non | 9.0
CAPRI | CAP806909V1 | EC000441 | EF000878 | non | 9.0
CAPRI | CAP806909V1 | EC000441 | EF001210 | non | 9.0
CAPRI | CAP806909V1 | EC000441 | EF001217 | EV009696 | 9.0
CAPRI | CAP806909V1 | EC000441 | EF001257 | EV006908 | 9.0
CAPRI | CAP806909V1 | EC000441 | EF001742 | 140 | 9.0
CAPRI | CAP806909V1 | EC000441 | EF001742 | -60 | 9.0
CAPRI | CAP806909V1 | EC000441 | EF001758 | EV003712 | 9.0
CAPRI | CAP806909V1 | EC000441 | EF002169 | EV000914 | 9.0
CAPRI | CAP806909V1 | EC000441 | EF003712 | 1,5 | 9.0
CAPRI | CAP806909V1 | EC000441 | EF004191 | oui | 9.0
CAPRI | CAP806909V1 | EC000441 | EF004685 | non | 9.0
CAPRI | CAP806909V1 | EC000441 | EF005004 | non | 9.0
CAPRI | CAP806909V1 | EC000441 | EF005049 | non | 9.0
CAPRI | CAP806909V1 | EC000441 | EF005268 | 52,8 | 9.0
CAPRI | CAP806909V1 | EC000441 | EF005337 | non | 9.0
CAPRI | CAP806909V1 | EC000441 | EF005466 | 23 | 9.0
CAPRI | CAP806909V1 | EC000441 | EF005466 | 34 | 9.0
CAPRI | CAP806909V1 | EC000441 | EF005474 | EV006619 | 9.0
CAPRI | CAP806909V1 | EC000441 | EF005728 | EV009071 | 9.0
CAPRI | CAP806909V1 | EC000441 | EF007839 | 40 | 9.0
CAPRI | CAP806909V1 | EC000441 | EF008404 | EV010598 | 9.0
CAPRI | CAP807004V1 | EC000441 | EF000007 | EV000256 | 9.0
CAPRI | CAP807004V1 | EC000441 | EF000010 | EV000164 | 9.0
CAPRI | CAP807004V1 | EC000441 | EF000025 | oui | 9.0
CAPRI | CAP807004V1 | EC000441 | EF000084 | oui | 9.0
CAPRI | CAP807004V1 | EC000441 | EF000139 | EV000191 | 9.0
CAPRI | CAP807004V1 | EC000441 | EF000177 | 55 | 9.0
CAPRI | CAP807004V1 | EC000441 | EF000368 | 16 | 9.0
CAPRI | CAP807004V1 | EC000441 | EF000734 | non | 9.0
CAPRI | CAP807004V1 | EC000441 | EF000878 | non | 9.0
CAPRI | CAP807004V1 | EC000441 | EF001210 | non | 9.0
CAPRI | CAP807004V1 | EC000441 | EF001217 | EV009696 | 9.0
CAPRI | CAP807004V1 | EC000441 | EF001257 | EV000149 | 9.0
CAPRI | CAP807004V1 | EC000441 | EF001742 | 140 | 9.0
CAPRI | CAP807004V1 | EC000441 | EF001742 | -60 | 9.0
CAPRI | CAP807004V1 | EC000441 | EF001758 | EV003712 | 9.0
CAPRI | CAP807004V1 | EC000441 | EF002169 | EV000914 | 9.0
CAPRI | CAP807004V1 | EC000441 | EF003712 | 1,5 | 9.0
CAPRI | CAP807004V1 | EC000441 | EF004191 | oui | 9.0
CAPRI | CAP807004V1 | EC000441 | EF004685 | non | 9.0
CAPRI | CAP807004V1 | EC000441 | EF005004 | non | 9.0
CAPRI | CAP807004V1 | EC000441 | EF005049 | non | 9.0
CAPRI | CAP807004V1 | EC000441 | EF005268 | 60,5 | 9.0
CAPRI | CAP807004V1 | EC000441 | EF005337 | non | 9.0
CAPRI | CAP807004V1 | EC000441 | EF005466 | 29 | 9.0
CAPRI | CAP807004V1 | EC000441 | EF005466 | 41 | 9.0
CAPRI | CAP807004V1 | EC000441 | EF005474 | EV006619 | 9.0
CAPRI | CAP807004V1 | EC000441 | EF005728 | EV009071 | 9.0
CAPRI | CAP807004V1 | EC000441 | EF007839 | 50 | 9.0
CAPRI | CAP807004V1 | EC000441 | EF008404 | EV010598 | 9.0
CAPRI | CAP807009V1 | EC000441 | EF000007 | EV000256 | 9.0
CAPRI | CAP807009V1 | EC000441 | EF000010 | EV000164 | 9.0
CAPRI | CAP807009V1 | EC000441 | EF000025 | oui | 9.0
CAPRI | CAP807009V1 | EC000441 | EF000084 | oui | 9.0
CAPRI | CAP807009V1 | EC000441 | EF000139 | EV006034 | 9.0
CAPRI | CAP807009V1 | EC000441 | EF000177 | 55 | 9.0
CAPRI | CAP807009V1 | EC000441 | EF000368 | 16 | 9.0
CAPRI | CAP807009V1 | EC000441 | EF000734 | non | 9.0
CAPRI | CAP807009V1 | EC000441 | EF000878 | non | 9.0
CAPRI | CAP807009V1 | EC000441 | EF001210 | non | 9.0
CAPRI | CAP807009V1 | EC000441 | EF001217 | EV009696 | 9.0
CAPRI | CAP807009V1 | EC000441 | EF001257 | EV006908 | 9.0
CAPRI | CAP807009V1 | EC000441 | EF001742 | 140 | 9.0
CAPRI | CAP807009V1 | EC000441 | EF001742 | -60 | 9.0
CAPRI | CAP807009V1 | EC000441 | EF001758 | EV003712 | 9.0
CAPRI | CAP807009V1 | EC000441 | EF002169 | EV000914 | 9.0
CAPRI | CAP807009V1 | EC000441 | EF003712 | 1,5 | 9.0
CAPRI | CAP807009V1 | EC000441 | EF004191 | oui | 9.0
CAPRI | CAP807009V1 | EC000441 | EF004685 | non | 9.0
CAPRI | CAP807009V1 | EC000441 | EF005004 | non | 9.0
CAPRI | CAP807009V1 | EC000441 | EF005049 | non | 9.0
CAPRI | CAP807009V1 | EC000441 | EF005268 | 60,5 | 9.0
CAPRI | CAP807009V1 | EC000441 | EF005337 | non | 9.0
CAPRI | CAP807009V1 | EC000441 | EF005466 | 29 | 9.0
CAPRI | CAP807009V1 | EC000441 | EF005466 | 41 | 9.0
CAPRI | CAP807009V1 | EC000441 | EF005474 | EV006619 | 9.0
CAPRI | CAP807009V1 | EC000441 | EF005728 | EV009071 | 9.0
CAPRI | CAP807009V1 | EC000441 | EF007839 | 50 | 9.0
CAPRI | CAP807009V1 | EC000441 | EF008404 | EV010598 | 9.0
CAPRI | CAP807204V1 | EC000441 | EF000007 | EV000256 | 9.0
CAPRI | CAP807204V1 | EC000441 | EF000010 | EV000164 | 9.0
CAPRI | CAP807204V1 | EC000441 | EF000025 | oui | 9.0
CAPRI | CAP807204V1 | EC000441 | EF000084 | oui | 9.0
CAPRI | CAP807204V1 | EC000441 | EF000139 | EV000191 | 9.0
CAPRI | CAP807204V1 | EC000441 | EF000177 | 72 | 9.0
CAPRI | CAP807204V1 | EC000441 | EF000368 | 17 | 9.0
CAPRI | CAP807204V1 | EC000441 | EF000734 | non | 9.0
CAPRI | CAP807204V1 | EC000441 | EF000878 | non | 9.0
CAPRI | CAP807204V1 | EC000441 | EF001210 | non | 9.0
CAPRI | CAP807204V1 | EC000441 | EF001217 | EV009696 | 9.0
CAPRI | CAP807204V1 | EC000441 | EF001257 | EV000149 | 9.0
CAPRI | CAP807204V1 | EC000441 | EF001742 | 140 | 9.0
CAPRI | CAP807204V1 | EC000441 | EF001742 | -60 | 9.0
CAPRI | CAP807204V1 | EC000441 | EF001758 | EV003712 | 9.0
CAPRI | CAP807204V1 | EC000441 | EF002169 | EV000914 | 9.0
CAPRI | CAP807204V1 | EC000441 | EF003712 | 1,5 | 9.0
CAPRI | CAP807204V1 | EC000441 | EF004191 | oui | 9.0
CAPRI | CAP807204V1 | EC000441 | EF004685 | non | 9.0
CAPRI | CAP807204V1 | EC000441 | EF005004 | non | 9.0
CAPRI | CAP807204V1 | EC000441 | EF005049 | non | 9.0
CAPRI | CAP807204V1 | EC000441 | EF005268 | 79,2 | 9.0
CAPRI | CAP807204V1 | EC000441 | EF005337 | non | 9.0
CAPRI | CAP807204V1 | EC000441 | EF005466 | 42 | 9.0
CAPRI | CAP807204V1 | EC000441 | EF005466 | 56 | 9.0
CAPRI | CAP807204V1 | EC000441 | EF005474 | EV006619 | 9.0
CAPRI | CAP807204V1 | EC000441 | EF005728 | EV009071 | 9.0
CAPRI | CAP807204V1 | EC000441 | EF007839 | 63 | 9.0
CAPRI | CAP807204V1 | EC000441 | EF008404 | EV010598 | 9.0
CAPRI | CAP807209V1 | EC000441 | EF000007 | EV000256 | 9.0
CAPRI | CAP807209V1 | EC000441 | EF000010 | EV000164 | 9.0
CAPRI | CAP807209V1 | EC000441 | EF000025 | oui | 9.0
CAPRI | CAP807209V1 | EC000441 | EF000084 | oui | 9.0
CAPRI | CAP807209V1 | EC000441 | EF000139 | EV006034 | 9.0
CAPRI | CAP807209V1 | EC000441 | EF000177 | 72 | 9.0
CAPRI | CAP807209V1 | EC000441 | EF000368 | 17 | 9.0
CAPRI | CAP807209V1 | EC000441 | EF000734 | non | 9.0
CAPRI | CAP807209V1 | EC000441 | EF000878 | non | 9.0
CAPRI | CAP807209V1 | EC000441 | EF001210 | non | 9.0
CAPRI | CAP807209V1 | EC000441 | EF001217 | EV009696 | 9.0
CAPRI | CAP807209V1 | EC000441 | EF001257 | EV006908 | 9.0
CAPRI | CAP807209V1 | EC000441 | EF001742 | 140 | 9.0
CAPRI | CAP807209V1 | EC000441 | EF001742 | -60 | 9.0
CAPRI | CAP807209V1 | EC000441 | EF001758 | EV003712 | 9.0
CAPRI | CAP807209V1 | EC000441 | EF002169 | EV000914 | 9.0
CAPRI | CAP807209V1 | EC000441 | EF003712 | 1,5 | 9.0
CAPRI | CAP807209V1 | EC000441 | EF004191 | oui | 9.0
CAPRI | CAP807209V1 | EC000441 | EF004685 | non | 9.0
CAPRI | CAP807209V1 | EC000441 | EF005004 | non | 9.0
CAPRI | CAP807209V1 | EC000441 | EF005049 | non | 9.0
CAPRI | CAP807209V1 | EC000441 | EF005268 | 79,2 | 9.0
CAPRI | CAP807209V1 | EC000441 | EF005337 | non | 9.0
CAPRI | CAP807209V1 | EC000441 | EF005466 | 42 | 9.0
CAPRI | CAP807209V1 | EC000441 | EF005466 | 56 | 9.0
CAPRI | CAP807209V1 | EC000441 | EF005474 | EV006619 | 9.0
CAPRI | CAP807209V1 | EC000441 | EF005728 | EV009071 | 9.0
CAPRI | CAP807209V1 | EC000441 | EF007839 | 63 | 9.0
CAPRI | CAP807209V1 | EC000441 | EF008404 | EV010598 | 9.0
CAPRI | CAP807304V1 | EC000441 | EF000007 | EV000256 | 9.0
CAPRI | CAP807304V1 | EC000441 | EF000010 | EV000164 | 9.0
CAPRI | CAP807304V1 | EC000441 | EF000025 | oui | 9.0
CAPRI | CAP807304V1 | EC000441 | EF000084 | oui | 9.0
CAPRI | CAP807304V1 | EC000441 | EF000139 | EV000191 | 9.0
CAPRI | CAP807304V1 | EC000441 | EF000177 | 85 | 9.0
CAPRI | CAP807304V1 | EC000441 | EF000368 | 18 | 9.0
CAPRI | CAP807304V1 | EC000441 | EF000734 | non | 9.0
CAPRI | CAP807304V1 | EC000441 | EF000878 | non | 9.0
CAPRI | CAP807304V1 | EC000441 | EF001210 | non | 9.0
CAPRI | CAP807304V1 | EC000441 | EF001217 | EV009696 | 9.0
CAPRI | CAP807304V1 | EC000441 | EF001257 | EV000149 | 9.0
CAPRI | CAP807304V1 | EC000441 | EF001742 | 140 | 9.0
CAPRI | CAP807304V1 | EC000441 | EF001742 | -60 | 9.0
CAPRI | CAP807304V1 | EC000441 | EF001758 | EV003712 | 9.0
CAPRI | CAP807304V1 | EC000441 | EF002169 | EV000914 | 9.0
CAPRI | CAP807304V1 | EC000441 | EF003712 | 2 | 9.0
CAPRI | CAP807304V1 | EC000441 | EF004191 | oui | 9.0
CAPRI | CAP807304V1 | EC000441 | EF004685 | non | 9.0
CAPRI | CAP807304V1 | EC000441 | EF005004 | non | 9.0
CAPRI | CAP807304V1 | EC000441 | EF005049 | non | 9.0
CAPRI | CAP807304V1 | EC000441 | EF005268 | 93,5 | 9.0
CAPRI | CAP807304V1 | EC000441 | EF005337 | non | 9.0
CAPRI | CAP807304V1 | EC000441 | EF005466 | 50 | 9.0
CAPRI | CAP807304V1 | EC000441 | EF005466 | 65 | 9.0
CAPRI | CAP807304V1 | EC000441 | EF005474 | EV006619 | 9.0
CAPRI | CAP807304V1 | EC000441 | EF005728 | EV009071 | 9.0
CAPRI | CAP807304V1 | EC000441 | EF007839 | 75 | 9.0
CAPRI | CAP807304V1 | EC000441 | EF008404 | EV010598 | 9.0
CAPRI | CAP807504V1 | EC000441 | EF000007 | EV000256 | 9.0
CAPRI | CAP807504V1 | EC000441 | EF000010 | EV000164 | 9.0
CAPRI | CAP807504V1 | EC000441 | EF000025 | oui | 9.0
CAPRI | CAP807504V1 | EC000441 | EF000084 | oui | 9.0
CAPRI | CAP807504V1 | EC000441 | EF000139 | EV000191 | 9.0
CAPRI | CAP807504V1 | EC000441 | EF000177 | 110 | 9.0
CAPRI | CAP807504V1 | EC000441 | EF000368 | 22 | 9.0
CAPRI | CAP807504V1 | EC000441 | EF000734 | non | 9.0
CAPRI | CAP807504V1 | EC000441 | EF000878 | non | 9.0
CAPRI | CAP807504V1 | EC000441 | EF001210 | non | 9.0
CAPRI | CAP807504V1 | EC000441 | EF001217 | EV009696 | 9.0
CAPRI | CAP807504V1 | EC000441 | EF001257 | EV000149 | 9.0
CAPRI | CAP807504V1 | EC000441 | EF001742 | 140 | 9.0
CAPRI | CAP807504V1 | EC000441 | EF001742 | -60 | 9.0
CAPRI | CAP807504V1 | EC000441 | EF001758 | EV003712 | 9.0
CAPRI | CAP807504V1 | EC000441 | EF002169 | EV000914 | 9.0
CAPRI | CAP807504V1 | EC000441 | EF003712 | 2 | 9.0
CAPRI | CAP807504V1 | EC000441 | EF004191 | oui | 9.0
CAPRI | CAP807504V1 | EC000441 | EF004685 | non | 9.0
CAPRI | CAP807504V1 | EC000441 | EF005004 | non | 9.0
CAPRI | CAP807504V1 | EC000441 | EF005049 | non | 9.0
CAPRI | CAP807504V1 | EC000441 | EF005268 | 121 | 9.0
CAPRI | CAP807504V1 | EC000441 | EF005337 | non | 9.0
CAPRI | CAP807504V1 | EC000441 | EF005466 | 66 | 9.0
CAPRI | CAP807504V1 | EC000441 | EF005466 | 83 | 9.0
CAPRI | CAP807504V1 | EC000441 | EF005474 | EV006619 | 9.0
CAPRI | CAP807504V1 | EC000441 | EF005728 | EV009071 | 9.0
CAPRI | CAP807504V1 | EC000441 | EF007839 | 90 | 9.0
CAPRI | CAP807504V1 | EC000441 | EF008404 | EV010598 | 9.0
CAPRI | CAP807594V1 | EC000441 | EF000007 | EV000256 | 9.0
CAPRI | CAP807594V1 | EC000441 | EF000010 | EV000164 | 9.0
CAPRI | CAP807594V1 | EC000441 | EF000025 | oui | 9.0
CAPRI | CAP807594V1 | EC000441 | EF000084 | oui | 9.0
CAPRI | CAP807594V1 | EC000441 | EF000139 | EV000191 | 9.0
CAPRI | CAP807594V1 | EC000441 | EF000177 | 95 | 9.0
CAPRI | CAP807594V1 | EC000441 | EF000368 | 22 | 9.0
CAPRI | CAP807594V1 | EC000441 | EF000734 | non | 9.0
CAPRI | CAP807594V1 | EC000441 | EF000878 | non | 9.0
CAPRI | CAP807594V1 | EC000441 | EF001210 | non | 9.0
CAPRI | CAP807594V1 | EC000441 | EF001217 | EV009696 | 9.0
CAPRI | CAP807594V1 | EC000441 | EF001257 | EV000149 | 9.0
CAPRI | CAP807594V1 | EC000441 | EF001742 | 140 | 9.0
CAPRI | CAP807594V1 | EC000441 | EF001742 | -60 | 9.0
CAPRI | CAP807594V1 | EC000441 | EF001758 | EV003712 | 9.0
CAPRI | CAP807594V1 | EC000441 | EF002169 | EV000914 | 9.0
CAPRI | CAP807594V1 | EC000441 | EF003712 | 2 | 9.0
CAPRI | CAP807594V1 | EC000441 | EF004191 | oui | 9.0
CAPRI | CAP807594V1 | EC000441 | EF004685 | non | 9.0
CAPRI | CAP807594V1 | EC000441 | EF005004 | non | 9.0
CAPRI | CAP807594V1 | EC000441 | EF005049 | non | 9.0
CAPRI | CAP807594V1 | EC000441 | EF005268 | 104,5 | 9.0
CAPRI | CAP807594V1 | EC000441 | EF005337 | non | 9.0
CAPRI | CAP807594V1 | EC000441 | EF005466 | 58 | 9.0
CAPRI | CAP807594V1 | EC000441 | EF005466 | 74 | 9.0
CAPRI | CAP807594V1 | EC000441 | EF005474 | EV006619 | 9.0
CAPRI | CAP807594V1 | EC000441 | EF005728 | EV009071 | 9.0
CAPRI | CAP807594V1 | EC000441 | EF007839 | 90 | 9.0
CAPRI | CAP807594V1 | EC000441 | EF008404 | EV010598 | 9.0
CAPRI | CAP807604V1 | EC000441 | EF000007 | EV000256 | 9.0
CAPRI | CAP807604V1 | EC000441 | EF000010 | EV000164 | 9.0
CAPRI | CAP807604V1 | EC000441 | EF000025 | oui | 9.0
CAPRI | CAP807604V1 | EC000441 | EF000084 | oui | 9.0
CAPRI | CAP807604V1 | EC000441 | EF000139 | EV000191 | 9.0
CAPRI | CAP807604V1 | EC000441 | EF000177 | 120 | 9.0
CAPRI | CAP807604V1 | EC000441 | EF000368 | 22 | 9.0
CAPRI | CAP807604V1 | EC000441 | EF000734 | non | 9.0
CAPRI | CAP807604V1 | EC000441 | EF000878 | non | 9.0
CAPRI | CAP807604V1 | EC000441 | EF001210 | non | 9.0
CAPRI | CAP807604V1 | EC000441 | EF001217 | EV009696 | 9.0
CAPRI | CAP807604V1 | EC000441 | EF001257 | EV000149 | 9.0
CAPRI | CAP807604V1 | EC000441 | EF001742 | 140 | 9.0
CAPRI | CAP807604V1 | EC000441 | EF001742 | -60 | 9.0
CAPRI | CAP807604V1 | EC000441 | EF001758 | EV003712 | 9.0
CAPRI | CAP807604V1 | EC000441 | EF002169 | EV000914 | 9.0
CAPRI | CAP807604V1 | EC000441 | EF003712 | 2 | 9.0
CAPRI | CAP807604V1 | EC000441 | EF004191 | oui | 9.0
CAPRI | CAP807604V1 | EC000441 | EF004685 | non | 9.0
CAPRI | CAP807604V1 | EC000441 | EF005004 | non | 9.0
CAPRI | CAP807604V1 | EC000441 | EF005049 | non | 9.0
CAPRI | CAP807604V1 | EC000441 | EF005268 | 132 | 9.0
CAPRI | CAP807604V1 | EC000441 | EF005337 | non | 9.0
CAPRI | CAP807604V1 | EC000441 | EF005466 | 75 | 9.0
CAPRI | CAP807604V1 | EC000441 | EF005466 | 93 | 9.0
CAPRI | CAP807604V1 | EC000441 | EF005474 | EV006619 | 9.0
CAPRI | CAP807604V1 | EC000441 | EF005728 | EV009071 | 9.0
CAPRI | CAP807604V1 | EC000441 | EF007839 | 110 | 9.0
CAPRI | CAP807604V1 | EC000441 | EF008404 | EV010598 | 9.0
CAPRI | CAP808604V1 | EC000441 | EF000007 | EV000256 | 9.0
CAPRI | CAP808604V1 | EC000441 | EF000010 | EV000164 | 9.0
CAPRI | CAP808604V1 | EC000441 | EF000025 | oui | 9.0
CAPRI | CAP808604V1 | EC000441 | EF000084 | oui | 9.0
CAPRI | CAP808604V1 | EC000441 | EF000139 | EV000191 | 9.0
CAPRI | CAP808604V1 | EC000441 | EF000177 | 24 | 9.0
CAPRI | CAP808604V1 | EC000441 | EF000368 | 22,2 | 9.0
CAPRI | CAP808604V1 | EC000441 | EF000734 | non | 9.0
CAPRI | CAP808604V1 | EC000441 | EF000878 | non | 9.0
CAPRI | CAP808604V1 | EC000441 | EF001210 | non | 9.0
CAPRI | CAP808604V1 | EC000441 | EF001217 | EV009696 | 9.0
CAPRI | CAP808604V1 | EC000441 | EF001257 | EV000149 | 9.0
CAPRI | CAP808604V1 | EC000441 | EF001742 | 140 | 9.0
CAPRI | CAP808604V1 | EC000441 | EF001742 | -60 | 9.0
CAPRI | CAP808604V1 | EC000441 | EF001758 | EV003714 | 9.0
CAPRI | CAP808604V1 | EC000441 | EF002169 | EV000914 | 9.0
CAPRI | CAP808604V1 | EC000441 | EF004191 | oui | 9.0
CAPRI | CAP808604V1 | EC000441 | EF004685 | non | 9.0
CAPRI | CAP808604V1 | EC000441 | EF005004 | non | 9.0
CAPRI | CAP808604V1 | EC000441 | EF005049 | non | 9.0
CAPRI | CAP808604V1 | EC000441 | EF005268 | 26,4 | 9.0
CAPRI | CAP808604V1 | EC000441 | EF005337 | non | 9.0
CAPRI | CAP808604V1 | EC000441 | EF005466 | 10 | 9.0
CAPRI | CAP808604V1 | EC000441 | EF005466 | 15,5 | 9.0
CAPRI | CAP808604V1 | EC000441 | EF005474 | EV006619 | 9.0
CAPRI | CAP808604V1 | EC000441 | EF005728 | EV009071 | 9.0
CAPRI | CAP808604V1 | EC000441 | EF007838 | EV004591 | 9.0
CAPRI | CAP808604V1 | EC000441 | EF008404 | EV010598 | 9.0
CAPRI | CAP808609V1 | EC000441 | EF000007 | EV000256 | 9.0
CAPRI | CAP808609V1 | EC000441 | EF000010 | EV000164 | 9.0
CAPRI | CAP808609V1 | EC000441 | EF000025 | oui | 9.0
CAPRI | CAP808609V1 | EC000441 | EF000084 | oui | 9.0
CAPRI | CAP808609V1 | EC000441 | EF000139 | EV006034 | 9.0
CAPRI | CAP808609V1 | EC000441 | EF000177 | 24 | 9.0
CAPRI | CAP808609V1 | EC000441 | EF000368 | 22,2 | 9.0
CAPRI | CAP808609V1 | EC000441 | EF000734 | non | 9.0
CAPRI | CAP808609V1 | EC000441 | EF000878 | non | 9.0
CAPRI | CAP808609V1 | EC000441 | EF001210 | non | 9.0
CAPRI | CAP808609V1 | EC000441 | EF001217 | EV009696 | 9.0
CAPRI | CAP808609V1 | EC000441 | EF001257 | EV006908 | 9.0
CAPRI | CAP808609V1 | EC000441 | EF001742 | 140 | 9.0
CAPRI | CAP808609V1 | EC000441 | EF001742 | -60 | 9.0
CAPRI | CAP808609V1 | EC000441 | EF001758 | EV003714 | 9.0
CAPRI | CAP808609V1 | EC000441 | EF002169 | EV000914 | 9.0
CAPRI | CAP808609V1 | EC000441 | EF004191 | oui | 9.0
CAPRI | CAP808609V1 | EC000441 | EF004685 | non | 9.0
CAPRI | CAP808609V1 | EC000441 | EF005004 | non | 9.0
CAPRI | CAP808609V1 | EC000441 | EF005049 | non | 9.0
CAPRI | CAP808609V1 | EC000441 | EF005268 | 26,4 | 9.0
CAPRI | CAP808609V1 | EC000441 | EF005337 | non | 9.0
CAPRI | CAP808609V1 | EC000441 | EF005466 | 10 | 9.0
CAPRI | CAP808609V1 | EC000441 | EF005466 | 15,5 | 9.0
CAPRI | CAP808609V1 | EC000441 | EF005474 | EV006619 | 9.0
CAPRI | CAP808609V1 | EC000441 | EF005728 | EV009071 | 9.0
CAPRI | CAP808609V1 | EC000441 | EF007838 | EV004591 | 9.0
CAPRI | CAP808609V1 | EC000441 | EF008404 | EV010598 | 9.0
CAPRI | CAP808674V1 | EC000441 | EF000007 | EV000256 | 9.0
CAPRI | CAP808674V1 | EC000441 | EF000010 | EV000164 | 9.0
CAPRI | CAP808674V1 | EC000441 | EF000025 | oui | 9.0
CAPRI | CAP808674V1 | EC000441 | EF000084 | oui | 9.0
CAPRI | CAP808674V1 | EC000441 | EF000139 | EV000191 | 9.0
CAPRI | CAP808674V1 | EC000441 | EF000177 | 17 | 9.0
CAPRI | CAP808674V1 | EC000441 | EF000368 | 22,2 | 9.0
CAPRI | CAP808674V1 | EC000441 | EF000734 | non | 9.0
CAPRI | CAP808674V1 | EC000441 | EF000878 | non | 9.0
CAPRI | CAP808674V1 | EC000441 | EF001210 | non | 9.0
CAPRI | CAP808674V1 | EC000441 | EF001217 | EV009696 | 9.0
CAPRI | CAP808674V1 | EC000441 | EF001257 | EV000149 | 9.0
CAPRI | CAP808674V1 | EC000441 | EF001742 | 140 | 9.0
CAPRI | CAP808674V1 | EC000441 | EF001742 | -60 | 9.0
CAPRI | CAP808674V1 | EC000441 | EF001758 | EV003714 | 9.0
CAPRI | CAP808674V1 | EC000441 | EF002169 | EV000914 | 9.0
CAPRI | CAP808674V1 | EC000441 | EF004191 | oui | 9.0
CAPRI | CAP808674V1 | EC000441 | EF004685 | non | 9.0
CAPRI | CAP808674V1 | EC000441 | EF005004 | non | 9.0
CAPRI | CAP808674V1 | EC000441 | EF005049 | non | 9.0
CAPRI | CAP808674V1 | EC000441 | EF005268 | 18,7 | 9.0
CAPRI | CAP808674V1 | EC000441 | EF005337 | non | 9.0
CAPRI | CAP808674V1 | EC000441 | EF005466 | 4,5 | 9.0
CAPRI | CAP808674V1 | EC000441 | EF005466 | 8,5 | 9.0
CAPRI | CAP808674V1 | EC000441 | EF005474 | EV006619 | 9.0
CAPRI | CAP808674V1 | EC000441 | EF005728 | EV009071 | 9.0
CAPRI | CAP808674V1 | EC000441 | EF007838 | EV004591 | 9.0
CAPRI | CAP808674V1 | EC000441 | EF008404 | EV010598 | 9.0
CAPRI | CAP808679V1 | EC000441 | EF000007 | EV000256 | 9.0
CAPRI | CAP808679V1 | EC000441 | EF000010 | EV000164 | 9.0
CAPRI | CAP808679V1 | EC000441 | EF000025 | oui | 9.0
CAPRI | CAP808679V1 | EC000441 | EF000084 | oui | 9.0
CAPRI | CAP808679V1 | EC000441 | EF000139 | EV006034 | 9.0
CAPRI | CAP808679V1 | EC000441 | EF000177 | 17 | 9.0
CAPRI | CAP808679V1 | EC000441 | EF000368 | 22,2 | 9.0
CAPRI | CAP808679V1 | EC000441 | EF000734 | non | 9.0
CAPRI | CAP808679V1 | EC000441 | EF000878 | non | 9.0
CAPRI | CAP808679V1 | EC000441 | EF001210 | non | 9.0
CAPRI | CAP808679V1 | EC000441 | EF001217 | EV009696 | 9.0
CAPRI | CAP808679V1 | EC000441 | EF001257 | EV006908 | 9.0
CAPRI | CAP808679V1 | EC000441 | EF001742 | 140 | 9.0
CAPRI | CAP808679V1 | EC000441 | EF001742 | -60 | 9.0
CAPRI | CAP808679V1 | EC000441 | EF001758 | EV003714 | 9.0
CAPRI | CAP808679V1 | EC000441 | EF002169 | EV000914 | 9.0
CAPRI | CAP808679V1 | EC000441 | EF004191 | oui | 9.0
CAPRI | CAP808679V1 | EC000441 | EF004685 | non | 9.0
CAPRI | CAP808679V1 | EC000441 | EF005004 | non | 9.0
CAPRI | CAP808679V1 | EC000441 | EF005049 | non | 9.0
CAPRI | CAP808679V1 | EC000441 | EF005268 | 18,7 | 9.0
CAPRI | CAP808679V1 | EC000441 | EF005337 | non | 9.0
CAPRI | CAP808679V1 | EC000441 | EF005466 | 4,5 | 9.0
CAPRI | CAP808679V1 | EC000441 | EF005466 | 8,5 | 9.0
CAPRI | CAP808679V1 | EC000441 | EF005474 | EV006619 | 9.0
CAPRI | CAP808679V1 | EC000441 | EF005728 | EV009071 | 9.0
CAPRI | CAP808679V1 | EC000441 | EF007838 | EV004591 | 9.0
CAPRI | CAP808679V1 | EC000441 | EF008404 | EV010598 | 9.0
CAPRI | CAP808694V1 | EC000441 | EF000007 | EV000256 | 9.0
CAPRI | CAP808694V1 | EC000441 | EF000010 | EV000164 | 9.0
CAPRI | CAP808694V1 | EC000441 | EF000025 | oui | 9.0
CAPRI | CAP808694V1 | EC000441 | EF000084 | oui | 9.0
CAPRI | CAP808694V1 | EC000441 | EF000139 | EV000191 | 9.0
CAPRI | CAP808694V1 | EC000441 | EF000177 | 19 | 9.0
CAPRI | CAP808694V1 | EC000441 | EF000368 | 22,2 | 9.0
CAPRI | CAP808694V1 | EC000441 | EF000734 | non | 9.0
CAPRI | CAP808694V1 | EC000441 | EF000878 | non | 9.0
CAPRI | CAP808694V1 | EC000441 | EF001210 | non | 9.0
CAPRI | CAP808694V1 | EC000441 | EF001217 | EV009696 | 9.0
CAPRI | CAP808694V1 | EC000441 | EF001257 | EV000149 | 9.0
CAPRI | CAP808694V1 | EC000441 | EF001742 | 140 | 9.0
CAPRI | CAP808694V1 | EC000441 | EF001742 | -60 | 9.0
CAPRI | CAP808694V1 | EC000441 | EF001758 | EV003714 | 9.0
CAPRI | CAP808694V1 | EC000441 | EF002169 | EV000914 | 9.0
CAPRI | CAP808694V1 | EC000441 | EF004191 | oui | 9.0
CAPRI | CAP808694V1 | EC000441 | EF004685 | non | 9.0
CAPRI | CAP808694V1 | EC000441 | EF005004 | non | 9.0
CAPRI | CAP808694V1 | EC000441 | EF005049 | non | 9.0
CAPRI | CAP808694V1 | EC000441 | EF005268 | 20,9 | 9.0
CAPRI | CAP808694V1 | EC000441 | EF005337 | non | 9.0
CAPRI | CAP808694V1 | EC000441 | EF005466 | 12 | 9.0
CAPRI | CAP808694V1 | EC000441 | EF005466 | 7 | 9.0
CAPRI | CAP808694V1 | EC000441 | EF005474 | EV006619 | 9.0
CAPRI | CAP808694V1 | EC000441 | EF005728 | EV009071 | 9.0
CAPRI | CAP808694V1 | EC000441 | EF007838 | EV004591 | 9.0
CAPRI | CAP808694V1 | EC000441 | EF008404 | EV010598 | 9.0
CAPRI | CAP808699V1 | EC000441 | EF000007 | EV000256 | 9.0
CAPRI | CAP808699V1 | EC000441 | EF000010 | EV000164 | 9.0
CAPRI | CAP808699V1 | EC000441 | EF000025 | oui | 9.0
CAPRI | CAP808699V1 | EC000441 | EF000084 | oui | 9.0
CAPRI | CAP808699V1 | EC000441 | EF000139 | EV006034 | 9.0
CAPRI | CAP808699V1 | EC000441 | EF000177 | 19 | 9.0
CAPRI | CAP808699V1 | EC000441 | EF000368 | 22,2 | 9.0
CAPRI | CAP808699V1 | EC000441 | EF000734 | non | 9.0
CAPRI | CAP808699V1 | EC000441 | EF000878 | non | 9.0
CAPRI | CAP808699V1 | EC000441 | EF001210 | non | 9.0
CAPRI | CAP808699V1 | EC000441 | EF001217 | EV009696 | 9.0
CAPRI | CAP808699V1 | EC000441 | EF001257 | EV006908 | 9.0
CAPRI | CAP808699V1 | EC000441 | EF001742 | 140 | 9.0
CAPRI | CAP808699V1 | EC000441 | EF001742 | -60 | 9.0
CAPRI | CAP808699V1 | EC000441 | EF001758 | EV003714 | 9.0
CAPRI | CAP808699V1 | EC000441 | EF002169 | EV000914 | 9.0
CAPRI | CAP808699V1 | EC000441 | EF004191 | oui | 9.0
CAPRI | CAP808699V1 | EC000441 | EF004685 | non | 9.0
CAPRI | CAP808699V1 | EC000441 | EF005004 | non | 9.0
CAPRI | CAP808699V1 | EC000441 | EF005049 | non | 9.0
CAPRI | CAP808699V1 | EC000441 | EF005268 | 20,9 | 9.0
CAPRI | CAP808699V1 | EC000441 | EF005337 | non | 9.0
CAPRI | CAP808699V1 | EC000441 | EF005466 | 12 | 9.0
CAPRI | CAP808699V1 | EC000441 | EF005466 | 7 | 9.0
CAPRI | CAP808699V1 | EC000441 | EF005474 | EV006619 | 9.0
CAPRI | CAP808699V1 | EC000441 | EF005728 | EV009071 | 9.0
CAPRI | CAP808699V1 | EC000441 | EF007838 | EV004591 | 9.0
CAPRI | CAP808699V1 | EC000441 | EF008404 | EV010598 | 9.0
CAPRI | CAP808704V1 | EC000441 | EF000007 | EV000256 | 9.0
CAPRI | CAP808704V1 | EC000441 | EF000010 | EV000164 | 9.0
CAPRI | CAP808704V1 | EC000441 | EF000025 | oui | 9.0
CAPRI | CAP808704V1 | EC000441 | EF000084 | oui | 9.0
CAPRI | CAP808704V1 | EC000441 | EF000139 | EV000191 | 9.0
CAPRI | CAP808704V1 | EC000441 | EF000177 | 30 | 9.0
CAPRI | CAP808704V1 | EC000441 | EF000368 | 22,5 | 9.0
CAPRI | CAP808704V1 | EC000441 | EF000734 | non | 9.0
CAPRI | CAP808704V1 | EC000441 | EF000878 | non | 9.0
CAPRI | CAP808704V1 | EC000441 | EF001210 | non | 9.0
CAPRI | CAP808704V1 | EC000441 | EF001217 | EV009696 | 9.0
CAPRI | CAP808704V1 | EC000441 | EF001257 | EV000149 | 9.0
CAPRI | CAP808704V1 | EC000441 | EF001742 | 140 | 9.0
CAPRI | CAP808704V1 | EC000441 | EF001742 | -60 | 9.0
CAPRI | CAP808704V1 | EC000441 | EF001758 | EV003714 | 9.0
CAPRI | CAP808704V1 | EC000441 | EF002169 | EV000914 | 9.0
CAPRI | CAP808704V1 | EC000441 | EF004191 | oui | 9.0
CAPRI | CAP808704V1 | EC000441 | EF004685 | non | 9.0
CAPRI | CAP808704V1 | EC000441 | EF005004 | non | 9.0
CAPRI | CAP808704V1 | EC000441 | EF005049 | non | 9.0
CAPRI | CAP808704V1 | EC000441 | EF005268 | 33 | 9.0
CAPRI | CAP808704V1 | EC000441 | EF005337 | non | 9.0
CAPRI | CAP808704V1 | EC000441 | EF005466 | 13,5 | 9.0
CAPRI | CAP808704V1 | EC000441 | EF005466 | 20,5 | 9.0
CAPRI | CAP808704V1 | EC000441 | EF005474 | EV006619 | 9.0
CAPRI | CAP808704V1 | EC000441 | EF005728 | EV009071 | 9.0
CAPRI | CAP808704V1 | EC000441 | EF007838 | EV003502 | 9.0
CAPRI | CAP808704V1 | EC000441 | EF008404 | EV010598 | 9.0
CAPRI | CAP808709V1 | EC000441 | EF000007 | EV000256 | 9.0
CAPRI | CAP808709V1 | EC000441 | EF000010 | EV000164 | 9.0
CAPRI | CAP808709V1 | EC000441 | EF000025 | oui | 9.0
CAPRI | CAP808709V1 | EC000441 | EF000084 | oui | 9.0
CAPRI | CAP808709V1 | EC000441 | EF000139 | EV006034 | 9.0
CAPRI | CAP808709V1 | EC000441 | EF000177 | 30 | 9.0
CAPRI | CAP808709V1 | EC000441 | EF000368 | 22,5 | 9.0
CAPRI | CAP808709V1 | EC000441 | EF000734 | non | 9.0
CAPRI | CAP808709V1 | EC000441 | EF000878 | non | 9.0
CAPRI | CAP808709V1 | EC000441 | EF001210 | non | 9.0
CAPRI | CAP808709V1 | EC000441 | EF001217 | EV009696 | 9.0
CAPRI | CAP808709V1 | EC000441 | EF001257 | EV006908 | 9.0
CAPRI | CAP808709V1 | EC000441 | EF001742 | 140 | 9.0
CAPRI | CAP808709V1 | EC000441 | EF001742 | -60 | 9.0
CAPRI | CAP808709V1 | EC000441 | EF001758 | EV003714 | 9.0
CAPRI | CAP808709V1 | EC000441 | EF002169 | EV000914 | 9.0
CAPRI | CAP808709V1 | EC000441 | EF004191 | oui | 9.0
CAPRI | CAP808709V1 | EC000441 | EF004685 | non | 9.0
CAPRI | CAP808709V1 | EC000441 | EF005004 | non | 9.0
CAPRI | CAP808709V1 | EC000441 | EF005049 | non | 9.0
CAPRI | CAP808709V1 | EC000441 | EF005268 | 33 | 9.0
CAPRI | CAP808709V1 | EC000441 | EF005337 | non | 9.0
CAPRI | CAP808709V1 | EC000441 | EF005466 | 13,5 | 9.0
CAPRI | CAP808709V1 | EC000441 | EF005466 | 20,5 | 9.0
CAPRI | CAP808709V1 | EC000441 | EF005474 | EV006619 | 9.0
CAPRI | CAP808709V1 | EC000441 | EF005728 | EV009071 | 9.0
CAPRI | CAP808709V1 | EC000441 | EF007838 | EV003502 | 9.0
CAPRI | CAP808709V1 | EC000441 | EF008404 | EV010598 | 9.0
CAPRI | CAP808774V1 | EC000441 | EF000007 | EV000256 | 9.0
CAPRI | CAP808774V1 | EC000441 | EF000010 | EV000164 | 9.0
CAPRI | CAP808774V1 | EC000441 | EF000025 | oui | 9.0
CAPRI | CAP808774V1 | EC000441 | EF000084 | oui | 9.0
CAPRI | CAP808774V1 | EC000441 | EF000139 | EV000191 | 9.0
CAPRI | CAP808774V1 | EC000441 | EF000177 | 19 | 9.0
CAPRI | CAP808774V1 | EC000441 | EF000368 | 22,5 | 9.0
CAPRI | CAP808774V1 | EC000441 | EF000734 | non | 9.0
CAPRI | CAP808774V1 | EC000441 | EF000878 | non | 9.0
CAPRI | CAP808774V1 | EC000441 | EF001210 | non | 9.0
CAPRI | CAP808774V1 | EC000441 | EF001217 | EV009696 | 9.0
CAPRI | CAP808774V1 | EC000441 | EF001257 | EV000149 | 9.0
CAPRI | CAP808774V1 | EC000441 | EF001742 | 140 | 9.0
CAPRI | CAP808774V1 | EC000441 | EF001742 | -60 | 9.0
CAPRI | CAP808774V1 | EC000441 | EF001758 | EV003714 | 9.0
CAPRI | CAP808774V1 | EC000441 | EF002169 | EV000914 | 9.0
CAPRI | CAP808774V1 | EC000441 | EF004191 | oui | 9.0
CAPRI | CAP808774V1 | EC000441 | EF004685 | non | 9.0
CAPRI | CAP808774V1 | EC000441 | EF005004 | non | 9.0
CAPRI | CAP808774V1 | EC000441 | EF005049 | non | 9.0
CAPRI | CAP808774V1 | EC000441 | EF005268 | 20,9 | 9.0
CAPRI | CAP808774V1 | EC000441 | EF005337 | non | 9.0
CAPRI | CAP808774V1 | EC000441 | EF005466 | 12 | 9.0
CAPRI | CAP808774V1 | EC000441 | EF005466 | 7 | 9.0
CAPRI | CAP808774V1 | EC000441 | EF005474 | EV006619 | 9.0
CAPRI | CAP808774V1 | EC000441 | EF005728 | EV009071 | 9.0
CAPRI | CAP808774V1 | EC000441 | EF007838 | EV003502 | 9.0
CAPRI | CAP808774V1 | EC000441 | EF008404 | EV010598 | 9.0
CAPRI | CAP808779V1 | EC000441 | EF000007 | EV000256 | 9.0
CAPRI | CAP808779V1 | EC000441 | EF000010 | EV000164 | 9.0
CAPRI | CAP808779V1 | EC000441 | EF000025 | oui | 9.0
CAPRI | CAP808779V1 | EC000441 | EF000084 | oui | 9.0
CAPRI | CAP808779V1 | EC000441 | EF000139 | EV006034 | 9.0
CAPRI | CAP808779V1 | EC000441 | EF000177 | 19 | 9.0
CAPRI | CAP808779V1 | EC000441 | EF000368 | 22,5 | 9.0
CAPRI | CAP808779V1 | EC000441 | EF000734 | non | 9.0
CAPRI | CAP808779V1 | EC000441 | EF000878 | non | 9.0
CAPRI | CAP808779V1 | EC000441 | EF001210 | non | 9.0
CAPRI | CAP808779V1 | EC000441 | EF001217 | EV009696 | 9.0
CAPRI | CAP808779V1 | EC000441 | EF001257 | EV006908 | 9.0
CAPRI | CAP808779V1 | EC000441 | EF001742 | 140 | 9.0
CAPRI | CAP808779V1 | EC000441 | EF001742 | -60 | 9.0
CAPRI | CAP808779V1 | EC000441 | EF001758 | EV003714 | 9.0
CAPRI | CAP808779V1 | EC000441 | EF002169 | EV000914 | 9.0
CAPRI | CAP808779V1 | EC000441 | EF004191 | oui | 9.0
CAPRI | CAP808779V1 | EC000441 | EF004685 | non | 9.0
CAPRI | CAP808779V1 | EC000441 | EF005004 | non | 9.0
CAPRI | CAP808779V1 | EC000441 | EF005049 | non | 9.0
CAPRI | CAP808779V1 | EC000441 | EF005268 | 20,9 | 9.0
CAPRI | CAP808779V1 | EC000441 | EF005337 | non | 9.0
CAPRI | CAP808779V1 | EC000441 | EF005466 | 12 | 9.0
CAPRI | CAP808779V1 | EC000441 | EF005466 | 7 | 9.0
CAPRI | CAP808779V1 | EC000441 | EF005474 | EV006619 | 9.0
CAPRI | CAP808779V1 | EC000441 | EF005728 | EV009071 | 9.0
CAPRI | CAP808779V1 | EC000441 | EF007838 | EV003502 | 9.0
CAPRI | CAP808779V1 | EC000441 | EF008404 | EV010598 | 9.0
CAPRI | CAP808794V1 | EC000441 | EF000007 | EV000256 | 9.0
CAPRI | CAP808794V1 | EC000441 | EF000010 | EV000164 | 9.0
CAPRI | CAP808794V1 | EC000441 | EF000025 | oui | 9.0
CAPRI | CAP808794V1 | EC000441 | EF000084 | oui | 9.0
CAPRI | CAP808794V1 | EC000441 | EF000139 | EV000191 | 9.0
CAPRI | CAP808794V1 | EC000441 | EF000177 | 24 | 9.0
CAPRI | CAP808794V1 | EC000441 | EF000368 | 22,5 | 9.0
CAPRI | CAP808794V1 | EC000441 | EF000734 | non | 9.0
CAPRI | CAP808794V1 | EC000441 | EF000878 | non | 9.0
CAPRI | CAP808794V1 | EC000441 | EF001210 | non | 9.0
CAPRI | CAP808794V1 | EC000441 | EF001217 | EV009696 | 9.0
CAPRI | CAP808794V1 | EC000441 | EF001257 | EV000149 | 9.0
CAPRI | CAP808794V1 | EC000441 | EF001742 | 140 | 9.0
CAPRI | CAP808794V1 | EC000441 | EF001742 | -60 | 9.0
CAPRI | CAP808794V1 | EC000441 | EF001758 | EV003714 | 9.0
CAPRI | CAP808794V1 | EC000441 | EF002169 | EV000914 | 9.0
CAPRI | CAP808794V1 | EC000441 | EF004191 | oui | 9.0
CAPRI | CAP808794V1 | EC000441 | EF004685 | non | 9.0
CAPRI | CAP808794V1 | EC000441 | EF005004 | non | 9.0
CAPRI | CAP808794V1 | EC000441 | EF005049 | non | 9.0
CAPRI | CAP808794V1 | EC000441 | EF005268 | 26,4 | 9.0
CAPRI | CAP808794V1 | EC000441 | EF005337 | non | 9.0
CAPRI | CAP808794V1 | EC000441 | EF005466 | 10 | 9.0
CAPRI | CAP808794V1 | EC000441 | EF005466 | 16 | 9.0
CAPRI | CAP808794V1 | EC000441 | EF005474 | EV006619 | 9.0
CAPRI | CAP808794V1 | EC000441 | EF005728 | EV009071 | 9.0
CAPRI | CAP808794V1 | EC000441 | EF007838 | EV003502 | 9.0
CAPRI | CAP808794V1 | EC000441 | EF008404 | EV010598 | 9.0
CAPRI | CAP808799V1 | EC000441 | EF000007 | EV000256 | 9.0
CAPRI | CAP808799V1 | EC000441 | EF000010 | EV000164 | 9.0
CAPRI | CAP808799V1 | EC000441 | EF000025 | oui | 9.0
CAPRI | CAP808799V1 | EC000441 | EF000084 | oui | 9.0
CAPRI | CAP808799V1 | EC000441 | EF000139 | EV006034 | 9.0
CAPRI | CAP808799V1 | EC000441 | EF000177 | 24 | 9.0
CAPRI | CAP808799V1 | EC000441 | EF000368 | 22,5 | 9.0
CAPRI | CAP808799V1 | EC000441 | EF000734 | non | 9.0
CAPRI | CAP808799V1 | EC000441 | EF000878 | non | 9.0
CAPRI | CAP808799V1 | EC000441 | EF001210 | non | 9.0
CAPRI | CAP808799V1 | EC000441 | EF001217 | EV009696 | 9.0
CAPRI | CAP808799V1 | EC000441 | EF001257 | EV006908 | 9.0
CAPRI | CAP808799V1 | EC000441 | EF001742 | 140 | 9.0
CAPRI | CAP808799V1 | EC000441 | EF001742 | -60 | 9.0
CAPRI | CAP808799V1 | EC000441 | EF001758 | EV003714 | 9.0
CAPRI | CAP808799V1 | EC000441 | EF002169 | EV000914 | 9.0
CAPRI | CAP808799V1 | EC000441 | EF004191 | oui | 9.0
CAPRI | CAP808799V1 | EC000441 | EF004685 | non | 9.0
CAPRI | CAP808799V1 | EC000441 | EF005004 | non | 9.0
CAPRI | CAP808799V1 | EC000441 | EF005049 | non | 9.0
CAPRI | CAP808799V1 | EC000441 | EF005268 | 26,4 | 9.0
CAPRI | CAP808799V1 | EC000441 | EF005337 | non | 9.0
CAPRI | CAP808799V1 | EC000441 | EF005466 | 10 | 9.0
CAPRI | CAP808799V1 | EC000441 | EF005466 | 16 | 9.0
CAPRI | CAP808799V1 | EC000441 | EF005474 | EV006619 | 9.0
CAPRI | CAP808799V1 | EC000441 | EF005728 | EV009071 | 9.0
CAPRI | CAP808799V1 | EC000441 | EF007838 | EV003502 | 9.0
CAPRI | CAP808799V1 | EC000441 | EF008404 | EV010598 | 9.0
CAPRI | CAP808804V1 | EC000441 | EF000007 | EV000256 | 9.0
CAPRI | CAP808804V1 | EC000441 | EF000010 | EV000164 | 9.0
CAPRI | CAP808804V1 | EC000441 | EF000025 | oui | 9.0
CAPRI | CAP808804V1 | EC000441 | EF000084 | oui | 9.0
CAPRI | CAP808804V1 | EC000441 | EF000139 | EV000191 | 9.0
CAPRI | CAP808804V1 | EC000441 | EF000177 | 41 | 9.0
CAPRI | CAP808804V1 | EC000441 | EF000368 | 27,3 | 9.0
CAPRI | CAP808804V1 | EC000441 | EF000734 | non | 9.0
CAPRI | CAP808804V1 | EC000441 | EF000878 | non | 9.0
CAPRI | CAP808804V1 | EC000441 | EF001210 | non | 9.0
CAPRI | CAP808804V1 | EC000441 | EF001217 | EV009696 | 9.0
CAPRI | CAP808804V1 | EC000441 | EF001257 | EV000149 | 9.0
CAPRI | CAP808804V1 | EC000441 | EF001742 | 140 | 9.0
CAPRI | CAP808804V1 | EC000441 | EF001742 | -60 | 9.0
CAPRI | CAP808804V1 | EC000441 | EF001758 | EV003714 | 9.0
CAPRI | CAP808804V1 | EC000441 | EF002169 | EV000914 | 9.0
CAPRI | CAP808804V1 | EC000441 | EF004191 | oui | 9.0
CAPRI | CAP808804V1 | EC000441 | EF004685 | non | 9.0
CAPRI | CAP808804V1 | EC000441 | EF005004 | non | 9.0
CAPRI | CAP808804V1 | EC000441 | EF005049 | non | 9.0
CAPRI | CAP808804V1 | EC000441 | EF005268 | 45,1 | 9.0
CAPRI | CAP808804V1 | EC000441 | EF005337 | non | 9.0
CAPRI | CAP808804V1 | EC000441 | EF005466 | 18 | 9.0
CAPRI | CAP808804V1 | EC000441 | EF005466 | 26 | 9.0
CAPRI | CAP808804V1 | EC000441 | EF005474 | EV006619 | 9.0
CAPRI | CAP808804V1 | EC000441 | EF005728 | EV009071 | 9.0
CAPRI | CAP808804V1 | EC000441 | EF007838 | EV003503 | 9.0
CAPRI | CAP808804V1 | EC000441 | EF008404 | EV010598 | 9.0
CAPRI | CAP808809V1 | EC000441 | EF000007 | EV000256 | 9.0
CAPRI | CAP808809V1 | EC000441 | EF000010 | EV000164 | 9.0
CAPRI | CAP808809V1 | EC000441 | EF000025 | oui | 9.0
CAPRI | CAP808809V1 | EC000441 | EF000084 | oui | 9.0
CAPRI | CAP808809V1 | EC000441 | EF000139 | EV006034 | 9.0
CAPRI | CAP808809V1 | EC000441 | EF000177 | 41 | 9.0
CAPRI | CAP808809V1 | EC000441 | EF000368 | 27,3 | 9.0
CAPRI | CAP808809V1 | EC000441 | EF000734 | non | 9.0
CAPRI | CAP808809V1 | EC000441 | EF000878 | non | 9.0
CAPRI | CAP808809V1 | EC000441 | EF001210 | non | 9.0
CAPRI | CAP808809V1 | EC000441 | EF001217 | EV009696 | 9.0
CAPRI | CAP808809V1 | EC000441 | EF001257 | EV006908 | 9.0
CAPRI | CAP808809V1 | EC000441 | EF001742 | 140 | 9.0
CAPRI | CAP808809V1 | EC000441 | EF001742 | -60 | 9.0
CAPRI | CAP808809V1 | EC000441 | EF001758 | EV003714 | 9.0
CAPRI | CAP808809V1 | EC000441 | EF002169 | EV000914 | 9.0
CAPRI | CAP808809V1 | EC000441 | EF004191 | oui | 9.0
CAPRI | CAP808809V1 | EC000441 | EF004685 | non | 9.0
CAPRI | CAP808809V1 | EC000441 | EF005004 | non | 9.0
CAPRI | CAP808809V1 | EC000441 | EF005049 | non | 9.0
CAPRI | CAP808809V1 | EC000441 | EF005268 | 45,1 | 9.0
CAPRI | CAP808809V1 | EC000441 | EF005337 | non | 9.0
CAPRI | CAP808809V1 | EC000441 | EF005466 | 18 | 9.0
CAPRI | CAP808809V1 | EC000441 | EF005466 | 26 | 9.0
CAPRI | CAP808809V1 | EC000441 | EF005474 | EV006619 | 9.0
CAPRI | CAP808809V1 | EC000441 | EF005728 | EV009071 | 9.0
CAPRI | CAP808809V1 | EC000441 | EF007838 | EV003503 | 9.0
CAPRI | CAP808809V1 | EC000441 | EF008404 | EV010598 | 9.0
CAPRI | CAP808904V1 | EC000441 | EF000007 | EV000256 | 9.0
CAPRI | CAP808904V1 | EC000441 | EF000010 | EV000164 | 9.0
CAPRI | CAP808904V1 | EC000441 | EF000025 | oui | 9.0
CAPRI | CAP808904V1 | EC000441 | EF000084 | oui | 9.0
CAPRI | CAP808904V1 | EC000441 | EF000139 | EV000191 | 9.0
CAPRI | CAP808904V1 | EC000441 | EF000177 | 48 | 9.0
CAPRI | CAP808904V1 | EC000441 | EF000368 | 28 | 9.0
CAPRI | CAP808904V1 | EC000441 | EF000734 | non | 9.0
CAPRI | CAP808904V1 | EC000441 | EF000878 | non | 9.0
CAPRI | CAP808904V1 | EC000441 | EF001210 | non | 9.0
CAPRI | CAP808904V1 | EC000441 | EF001217 | EV009696 | 9.0
CAPRI | CAP808904V1 | EC000441 | EF001257 | EV000149 | 9.0
CAPRI | CAP808904V1 | EC000441 | EF001742 | 140 | 9.0
CAPRI | CAP808904V1 | EC000441 | EF001742 | -60 | 9.0
CAPRI | CAP808904V1 | EC000441 | EF001758 | EV003714 | 9.0
CAPRI | CAP808904V1 | EC000441 | EF002169 | EV000914 | 9.0
CAPRI | CAP808904V1 | EC000441 | EF004191 | oui | 9.0
CAPRI | CAP808904V1 | EC000441 | EF004685 | non | 9.0
CAPRI | CAP808904V1 | EC000441 | EF005004 | non | 9.0
CAPRI | CAP808904V1 | EC000441 | EF005049 | non | 9.0
CAPRI | CAP808904V1 | EC000441 | EF005268 | 52,8 | 9.0
CAPRI | CAP808904V1 | EC000441 | EF005337 | non | 9.0
CAPRI | CAP808904V1 | EC000441 | EF005466 | 23 | 9.0
CAPRI | CAP808904V1 | EC000441 | EF005466 | 34 | 9.0
CAPRI | CAP808904V1 | EC000441 | EF005474 | EV006619 | 9.0
CAPRI | CAP808904V1 | EC000441 | EF005728 | EV009071 | 9.0
CAPRI | CAP808904V1 | EC000441 | EF007838 | EV003504 | 9.0
CAPRI | CAP808904V1 | EC000441 | EF008404 | EV010598 | 9.0
CAPRI | CAP808909V1 | EC000441 | EF000007 | EV000256 | 9.0
CAPRI | CAP808909V1 | EC000441 | EF000010 | EV000164 | 9.0
CAPRI | CAP808909V1 | EC000441 | EF000025 | oui | 9.0
CAPRI | CAP808909V1 | EC000441 | EF000084 | oui | 9.0
CAPRI | CAP808909V1 | EC000441 | EF000139 | EV006034 | 9.0
CAPRI | CAP808909V1 | EC000441 | EF000177 | 48 | 9.0
CAPRI | CAP808909V1 | EC000441 | EF000368 | 28 | 9.0
CAPRI | CAP808909V1 | EC000441 | EF000734 | non | 9.0
CAPRI | CAP808909V1 | EC000441 | EF000878 | non | 9.0
CAPRI | CAP808909V1 | EC000441 | EF001210 | non | 9.0
CAPRI | CAP808909V1 | EC000441 | EF001217 | EV009696 | 9.0
CAPRI | CAP808909V1 | EC000441 | EF001257 | EV006908 | 9.0
CAPRI | CAP808909V1 | EC000441 | EF001742 | 140 | 9.0
CAPRI | CAP808909V1 | EC000441 | EF001742 | -60 | 9.0
CAPRI | CAP808909V1 | EC000441 | EF001758 | EV003714 | 9.0
CAPRI | CAP808909V1 | EC000441 | EF002169 | EV000914 | 9.0
CAPRI | CAP808909V1 | EC000441 | EF004191 | oui | 9.0
CAPRI | CAP808909V1 | EC000441 | EF004685 | non | 9.0
CAPRI | CAP808909V1 | EC000441 | EF005004 | non | 9.0
CAPRI | CAP808909V1 | EC000441 | EF005049 | non | 9.0
CAPRI | CAP808909V1 | EC000441 | EF005268 | 52,8 | 9.0
CAPRI | CAP808909V1 | EC000441 | EF005337 | non | 9.0
CAPRI | CAP808909V1 | EC000441 | EF005466 | 23 | 9.0
CAPRI | CAP808909V1 | EC000441 | EF005466 | 34 | 9.0
CAPRI | CAP808909V1 | EC000441 | EF005474 | EV006619 | 9.0
CAPRI | CAP808909V1 | EC000441 | EF005728 | EV009071 | 9.0
CAPRI | CAP808909V1 | EC000441 | EF007838 | EV003504 | 9.0
CAPRI | CAP808909V1 | EC000441 | EF008404 | EV010598 | 9.0
CAPRI | CAP809004V1 | EC000441 | EF000007 | EV000256 | 9.0
CAPRI | CAP809004V1 | EC000441 | EF000010 | EV000164 | 9.0
CAPRI | CAP809004V1 | EC000441 | EF000025 | oui | 9.0
CAPRI | CAP809004V1 | EC000441 | EF000084 | oui | 9.0
CAPRI | CAP809004V1 | EC000441 | EF000139 | EV000191 | 9.0
CAPRI | CAP809004V1 | EC000441 | EF000177 | 55 | 9.0
CAPRI | CAP809004V1 | EC000441 | EF000368 | 28,5 | 9.0
CAPRI | CAP809004V1 | EC000441 | EF000734 | non | 9.0
CAPRI | CAP809004V1 | EC000441 | EF000878 | non | 9.0
CAPRI | CAP809004V1 | EC000441 | EF001210 | non | 9.0
CAPRI | CAP809004V1 | EC000441 | EF001217 | EV009696 | 9.0
CAPRI | CAP809004V1 | EC000441 | EF001257 | EV000149 | 9.0
CAPRI | CAP809004V1 | EC000441 | EF001742 | 140 | 9.0
CAPRI | CAP809004V1 | EC000441 | EF001742 | -60 | 9.0
CAPRI | CAP809004V1 | EC000441 | EF001758 | EV003714 | 9.0
CAPRI | CAP809004V1 | EC000441 | EF002169 | EV000914 | 9.0
CAPRI | CAP809004V1 | EC000441 | EF004191 | oui | 9.0
CAPRI | CAP809004V1 | EC000441 | EF004685 | non | 9.0
CAPRI | CAP809004V1 | EC000441 | EF005004 | non | 9.0
CAPRI | CAP809004V1 | EC000441 | EF005049 | non | 9.0
CAPRI | CAP809004V1 | EC000441 | EF005268 | 60,5 | 9.0
CAPRI | CAP809004V1 | EC000441 | EF005337 | non | 9.0
CAPRI | CAP809004V1 | EC000441 | EF005466 | 29 | 9.0
CAPRI | CAP809004V1 | EC000441 | EF005466 | 41 | 9.0
CAPRI | CAP809004V1 | EC000441 | EF005474 | EV006619 | 9.0
CAPRI | CAP809004V1 | EC000441 | EF005728 | EV009071 | 9.0
CAPRI | CAP809004V1 | EC000441 | EF007838 | EV004593 | 9.0
CAPRI | CAP809004V1 | EC000441 | EF008404 | EV010598 | 9.0
CAPRI | CAP809009V1 | EC000441 | EF000007 | EV000256 | 9.0
CAPRI | CAP809009V1 | EC000441 | EF000010 | EV000164 | 9.0
CAPRI | CAP809009V1 | EC000441 | EF000025 | oui | 9.0
CAPRI | CAP809009V1 | EC000441 | EF000084 | oui | 9.0
CAPRI | CAP809009V1 | EC000441 | EF000139 | EV006034 | 9.0
CAPRI | CAP809009V1 | EC000441 | EF000177 | 55 | 9.0
CAPRI | CAP809009V1 | EC000441 | EF000368 | 28,5 | 9.0
CAPRI | CAP809009V1 | EC000441 | EF000734 | non | 9.0
CAPRI | CAP809009V1 | EC000441 | EF000878 | non | 9.0
CAPRI | CAP809009V1 | EC000441 | EF001210 | non | 9.0
CAPRI | CAP809009V1 | EC000441 | EF001217 | EV009696 | 9.0
CAPRI | CAP809009V1 | EC000441 | EF001257 | EV006908 | 9.0
CAPRI | CAP809009V1 | EC000441 | EF001742 | 140 | 9.0
CAPRI | CAP809009V1 | EC000441 | EF001742 | -60 | 9.0
CAPRI | CAP809009V1 | EC000441 | EF001758 | EV003714 | 9.0
CAPRI | CAP809009V1 | EC000441 | EF002169 | EV000914 | 9.0
CAPRI | CAP809009V1 | EC000441 | EF004191 | oui | 9.0
CAPRI | CAP809009V1 | EC000441 | EF004685 | non | 9.0
CAPRI | CAP809009V1 | EC000441 | EF005004 | non | 9.0
CAPRI | CAP809009V1 | EC000441 | EF005049 | non | 9.0
CAPRI | CAP809009V1 | EC000441 | EF005268 | 60,5 | 9.0
CAPRI | CAP809009V1 | EC000441 | EF005337 | non | 9.0
CAPRI | CAP809009V1 | EC000441 | EF005466 | 29 | 9.0
CAPRI | CAP809009V1 | EC000441 | EF005466 | 41 | 9.0
CAPRI | CAP809009V1 | EC000441 | EF005474 | EV006619 | 9.0
CAPRI | CAP809009V1 | EC000441 | EF005728 | EV009071 | 9.0
CAPRI | CAP809009V1 | EC000441 | EF007838 | EV004593 | 9.0
CAPRI | CAP809009V1 | EC000441 | EF008404 | EV010598 | 9.0
CAPRI | CAP809204V1 | EC000441 | EF000007 | EV000256 | 9.0
CAPRI | CAP809204V1 | EC000441 | EF000010 | EV000164 | 9.0
CAPRI | CAP809204V1 | EC000441 | EF000025 | oui | 9.0
CAPRI | CAP809204V1 | EC000441 | EF000084 | oui | 9.0
CAPRI | CAP809204V1 | EC000441 | EF000139 | EV000191 | 9.0
CAPRI | CAP809204V1 | EC000441 | EF000177 | 72 | 9.0
CAPRI | CAP809204V1 | EC000441 | EF000368 | 29,2 | 9.0
CAPRI | CAP809204V1 | EC000441 | EF000734 | non | 9.0
CAPRI | CAP809204V1 | EC000441 | EF000878 | non | 9.0
CAPRI | CAP809204V1 | EC000441 | EF001210 | non | 9.0
CAPRI | CAP809204V1 | EC000441 | EF001217 | EV009696 | 9.0
CAPRI | CAP809204V1 | EC000441 | EF001257 | EV000149 | 9.0
CAPRI | CAP809204V1 | EC000441 | EF001742 | 140 | 9.0
CAPRI | CAP809204V1 | EC000441 | EF001742 | -60 | 9.0
CAPRI | CAP809204V1 | EC000441 | EF001758 | EV003714 | 9.0
CAPRI | CAP809204V1 | EC000441 | EF002169 | EV000914 | 9.0
CAPRI | CAP809204V1 | EC000441 | EF004191 | oui | 9.0
CAPRI | CAP809204V1 | EC000441 | EF004685 | non | 9.0
CAPRI | CAP809204V1 | EC000441 | EF005004 | non | 9.0
CAPRI | CAP809204V1 | EC000441 | EF005049 | non | 9.0
CAPRI | CAP809204V1 | EC000441 | EF005268 | 79,2 | 9.0
CAPRI | CAP809204V1 | EC000441 | EF005337 | non | 9.0
CAPRI | CAP809204V1 | EC000441 | EF005466 | 42 | 9.0
CAPRI | CAP809204V1 | EC000441 | EF005466 | 53 | 9.0
CAPRI | CAP809204V1 | EC000441 | EF005474 | EV006619 | 9.0
CAPRI | CAP809204V1 | EC000441 | EF005728 | EV009071 | 9.0
CAPRI | CAP809204V1 | EC000441 | EF007838 | EV004594 | 9.0
CAPRI | CAP809204V1 | EC000441 | EF008404 | EV010598 | 9.0
CAPRI | CAP809504V1 | EC000441 | EF000007 | EV000256 | 9.0
CAPRI | CAP809504V1 | EC000441 | EF000010 | EV000164 | 9.0
CAPRI | CAP809504V1 | EC000441 | EF000025 | oui | 9.0
CAPRI | CAP809504V1 | EC000441 | EF000084 | oui | 9.0
CAPRI | CAP809504V1 | EC000441 | EF000139 | EV000191 | 9.0
CAPRI | CAP809504V1 | EC000441 | EF000177 | 110 | 9.0
CAPRI | CAP809504V1 | EC000441 | EF000368 | 44 | 9.0
CAPRI | CAP809504V1 | EC000441 | EF000734 | non | 9.0
CAPRI | CAP809504V1 | EC000441 | EF000878 | non | 9.0
CAPRI | CAP809504V1 | EC000441 | EF001210 | non | 9.0
CAPRI | CAP809504V1 | EC000441 | EF001217 | EV009696 | 9.0
CAPRI | CAP809504V1 | EC000441 | EF001257 | EV000149 | 9.0
CAPRI | CAP809504V1 | EC000441 | EF001742 | 140 | 9.0
CAPRI | CAP809504V1 | EC000441 | EF001742 | -60 | 9.0
CAPRI | CAP809504V1 | EC000441 | EF001758 | EV003714 | 9.0
CAPRI | CAP809504V1 | EC000441 | EF002169 | EV000914 | 9.0
CAPRI | CAP809504V1 | EC000441 | EF004191 | oui | 9.0
CAPRI | CAP809504V1 | EC000441 | EF004685 | non | 9.0
CAPRI | CAP809504V1 | EC000441 | EF005004 | non | 9.0
CAPRI | CAP809504V1 | EC000441 | EF005049 | non | 9.0
CAPRI | CAP809504V1 | EC000441 | EF005268 | 121 | 9.0
CAPRI | CAP809504V1 | EC000441 | EF005337 | non | 9.0
CAPRI | CAP809504V1 | EC000441 | EF005466 | 66 | 9.0
CAPRI | CAP809504V1 | EC000441 | EF005466 | 78 | 9.0
CAPRI | CAP809504V1 | EC000441 | EF005474 | EV006619 | 9.0
CAPRI | CAP809504V1 | EC000441 | EF005728 | EV009071 | 9.0
CAPRI | CAP809504V1 | EC000441 | EF007838 | EV004595 | 9.0
CAPRI | CAP809504V1 | EC000441 | EF008404 | EV010598 | 9.0
CAPRI | CAP809594V1 | EC000441 | EF000007 | EV000256 | 9.0
CAPRI | CAP809594V1 | EC000441 | EF000010 | EV000164 | 9.0
CAPRI | CAP809594V1 | EC000441 | EF000025 | oui | 9.0
CAPRI | CAP809594V1 | EC000441 | EF000084 | oui | 9.0
CAPRI | CAP809594V1 | EC000441 | EF000139 | EV000191 | 9.0
CAPRI | CAP809594V1 | EC000441 | EF000177 | 95 | 9.0
CAPRI | CAP809594V1 | EC000441 | EF000368 | 44 | 9.0
CAPRI | CAP809594V1 | EC000441 | EF000734 | non | 9.0
CAPRI | CAP809594V1 | EC000441 | EF000878 | non | 9.0
CAPRI | CAP809594V1 | EC000441 | EF001210 | non | 9.0
CAPRI | CAP809594V1 | EC000441 | EF001217 | EV009696 | 9.0
CAPRI | CAP809594V1 | EC000441 | EF001257 | EV000149 | 9.0
CAPRI | CAP809594V1 | EC000441 | EF001742 | 140 | 9.0
CAPRI | CAP809594V1 | EC000441 | EF001742 | -60 | 9.0
CAPRI | CAP809594V1 | EC000441 | EF001758 | EV003714 | 9.0
CAPRI | CAP809594V1 | EC000441 | EF002169 | EV000914 | 9.0
CAPRI | CAP809594V1 | EC000441 | EF004191 | oui | 9.0
CAPRI | CAP809594V1 | EC000441 | EF004685 | non | 9.0
CAPRI | CAP809594V1 | EC000441 | EF005004 | non | 9.0
CAPRI | CAP809594V1 | EC000441 | EF005049 | non | 9.0
CAPRI | CAP809594V1 | EC000441 | EF005268 | 104,5 | 9.0
CAPRI | CAP809594V1 | EC000441 | EF005337 | non | 9.0
CAPRI | CAP809594V1 | EC000441 | EF005466 | 58 | 9.0
CAPRI | CAP809594V1 | EC000441 | EF005466 | 74 | 9.0
CAPRI | CAP809594V1 | EC000441 | EF005474 | EV006619 | 9.0
CAPRI | CAP809594V1 | EC000441 | EF005728 | EV009071 | 9.0
CAPRI | CAP809594V1 | EC000441 | EF007838 | EV004595 | 9.0
CAPRI | CAP809594V1 | EC000441 | EF008404 | EV010598 | 9.0
CAPRI | CAP810534 | EC000441 | EF000025 | oui | 9.0
CAPRI | CAP810534 | EC000441 | EF000139 | EV000191 | 9.0
CAPRI | CAP810534 | EC000441 | EF001210 | non | 9.0
CAPRI | CAP810534 | EC000441 | EF001257 | EV000149 | 9.0
CAPRI | CAP810534 | EC000441 | EF002169 | EV000914 | 9.0
CAPRI | CAP810634 | EC000441 | EF000025 | oui | 9.0
CAPRI | CAP810634 | EC000441 | EF000139 | EV000191 | 9.0
CAPRI | CAP810634 | EC000441 | EF001210 | non | 9.0
CAPRI | CAP810634 | EC000441 | EF001257 | EV000149 | 9.0
CAPRI | CAP810634 | EC000441 | EF002169 | EV000914 | 9.0
CAPRI | CAP810734 | EC000441 | EF000025 | oui | 9.0
CAPRI | CAP810734 | EC000441 | EF000139 | EV000191 | 9.0
CAPRI | CAP810734 | EC000441 | EF001210 | non | 9.0
CAPRI | CAP810734 | EC000441 | EF001257 | EV000149 | 9.0
CAPRI | CAP810734 | EC000441 | EF002169 | EV000914 | 9.0
CAPRI | CAP810834 | EC000441 | EF000025 | oui | 9.0
CAPRI | CAP810834 | EC000441 | EF000139 | EV000191 | 9.0
CAPRI | CAP810834 | EC000441 | EF001210 | non | 9.0
CAPRI | CAP810834 | EC000441 | EF001257 | EV000149 | 9.0
CAPRI | CAP810834 | EC000441 | EF002169 | EV000914 | 9.0
CAPRI | CAP810934 | EC000441 | EF000025 | oui | 9.0
CAPRI | CAP810934 | EC000441 | EF000139 | EV000191 | 9.0
CAPRI | CAP810934 | EC000441 | EF001210 | non | 9.0
CAPRI | CAP810934 | EC000441 | EF001257 | EV000149 | 9.0
CAPRI | CAP810934 | EC000441 | EF002169 | EV000914 | 9.0
CAPRI | CAP811034 | EC000441 | EF000025 | oui | 9.0
CAPRI | CAP811034 | EC000441 | EF000139 | EV000191 | 9.0
CAPRI | CAP811034 | EC000441 | EF001210 | non | 9.0
CAPRI | CAP811034 | EC000441 | EF001257 | EV000149 | 9.0
CAPRI | CAP811034 | EC000441 | EF002169 | EV000914 | 9.0
CAPRI | CAP811134 | EC000441 | EF000025 | oui | 9.0
CAPRI | CAP811134 | EC000441 | EF000139 | EV000191 | 9.0
CAPRI | CAP811134 | EC000441 | EF001210 | non | 9.0
CAPRI | CAP811134 | EC000441 | EF001257 | EV000149 | 9.0
CAPRI | CAP811134 | EC000441 | EF002169 | EV000914 | 9.0
CAPRI | CAP811234 | EC000441 | EF000025 | oui | 9.0
CAPRI | CAP811234 | EC000441 | EF000139 | EV000191 | 9.0
CAPRI | CAP811234 | EC000441 | EF001210 | non | 9.0
CAPRI | CAP811234 | EC000441 | EF001257 | EV000149 | 9.0
CAPRI | CAP811234 | EC000441 | EF002169 | EV000914 | 9.0
CAPRI | CAP811334 | EC000441 | EF000025 | oui | 9.0
CAPRI | CAP811334 | EC000441 | EF000139 | EV000191 | 9.0
CAPRI | CAP811334 | EC000441 | EF001210 | non | 9.0
CAPRI | CAP811334 | EC000441 | EF001257 | EV000149 | 9.0
CAPRI | CAP811334 | EC000441 | EF002169 | EV000914 | 9.0
CAPRI | CAP846404V1 | EC000441 | EF000007 | EV000256 | 9.0
CAPRI | CAP846404V1 | EC000441 | EF000010 | EV000164 | 9.0
CAPRI | CAP846404V1 | EC000441 | EF000025 | oui | 9.0
CAPRI | CAP846404V1 | EC000441 | EF000084 | oui | 9.0
CAPRI | CAP846404V1 | EC000441 | EF000139 | EV000191 | 9.0
CAPRI | CAP846404V1 | EC000441 | EF000177 | 19 | 9.0
CAPRI | CAP846404V1 | EC000441 | EF000368 | 15 | 9.0
CAPRI | CAP846404V1 | EC000441 | EF000734 | non | 9.0
CAPRI | CAP846404V1 | EC000441 | EF000878 | non | 9.0
CAPRI | CAP846404V1 | EC000441 | EF001210 | non | 9.0
CAPRI | CAP846404V1 | EC000441 | EF001217 | EV009696 | 9.0
CAPRI | CAP846404V1 | EC000441 | EF001257 | EV000149 | 9.0
CAPRI | CAP846404V1 | EC000441 | EF001742 | 140 | 9.0
CAPRI | CAP846404V1 | EC000441 | EF001742 | -60 | 9.0
CAPRI | CAP846404V1 | EC000441 | EF001758 | EV003712 | 9.0
CAPRI | CAP846404V1 | EC000441 | EF002169 | EV000914 | 9.0
CAPRI | CAP846404V1 | EC000441 | EF003712 | 1,5 | 9.0
CAPRI | CAP846404V1 | EC000441 | EF004191 | oui | 9.0
CAPRI | CAP846404V1 | EC000441 | EF004685 | non | 9.0
CAPRI | CAP846404V1 | EC000441 | EF005004 | non | 9.0
CAPRI | CAP846404V1 | EC000441 | EF005049 | non | 9.0
CAPRI | CAP846404V1 | EC000441 | EF005268 | 20,9 | 9.0
CAPRI | CAP846404V1 | EC000441 | EF005337 | non | 9.0
CAPRI | CAP846404V1 | EC000441 | EF005466 | 12 | 9.0
CAPRI | CAP846404V1 | EC000441 | EF005466 | 7 | 9.0
CAPRI | CAP846404V1 | EC000441 | EF005474 | EV006619 | 9.0
CAPRI | CAP846404V1 | EC000441 | EF005728 | EV009071 | 9.0
CAPRI | CAP846404V1 | EC000441 | EF007839 | 12 | 9.0
CAPRI | CAP846404V1 | EC000441 | EF008404 | EV010598 | 9.0
CAPRI | CAP846504V1 | EC000441 | EF000007 | EV000256 | 9.0
CAPRI | CAP846504V1 | EC000441 | EF000010 | EV000164 | 9.0
CAPRI | CAP846504V1 | EC000441 | EF000025 | oui | 9.0
CAPRI | CAP846504V1 | EC000441 | EF000084 | oui | 9.0
CAPRI | CAP846504V1 | EC000441 | EF000139 | EV000191 | 9.0
CAPRI | CAP846504V1 | EC000441 | EF000177 | 24 | 9.0
CAPRI | CAP846504V1 | EC000441 | EF000368 | 15 | 9.0
CAPRI | CAP846504V1 | EC000441 | EF000734 | non | 9.0
CAPRI | CAP846504V1 | EC000441 | EF000878 | non | 9.0
CAPRI | CAP846504V1 | EC000441 | EF001210 | non | 9.0
CAPRI | CAP846504V1 | EC000441 | EF001217 | EV009696 | 9.0
CAPRI | CAP846504V1 | EC000441 | EF001257 | EV000149 | 9.0
CAPRI | CAP846504V1 | EC000441 | EF001742 | 140 | 9.0
CAPRI | CAP846504V1 | EC000441 | EF001742 | -60 | 9.0
CAPRI | CAP846504V1 | EC000441 | EF001758 | EV003712 | 9.0
CAPRI | CAP846504V1 | EC000441 | EF002169 | EV000914 | 9.0
CAPRI | CAP846504V1 | EC000441 | EF003712 | 1,5 | 9.0
CAPRI | CAP846504V1 | EC000441 | EF004191 | oui | 9.0
CAPRI | CAP846504V1 | EC000441 | EF004685 | non | 9.0
CAPRI | CAP846504V1 | EC000441 | EF005004 | non | 9.0
CAPRI | CAP846504V1 | EC000441 | EF005049 | non | 9.0
CAPRI | CAP846504V1 | EC000441 | EF005268 | 26,4 | 9.0
CAPRI | CAP846504V1 | EC000441 | EF005337 | non | 9.0
CAPRI | CAP846504V1 | EC000441 | EF005466 | 10 | 9.0
CAPRI | CAP846504V1 | EC000441 | EF005466 | 16 | 9.0
CAPRI | CAP846504V1 | EC000441 | EF005474 | EV006619 | 9.0
CAPRI | CAP846504V1 | EC000441 | EF005728 | EV009071 | 9.0
CAPRI | CAP846504V1 | EC000441 | EF007839 | 16 | 9.0
CAPRI | CAP846504V1 | EC000441 | EF008404 | EV010598 | 9.0
CAPRI | CAP846509V1 | EC000441 | EF000007 | EV000256 | 9.0
CAPRI | CAP846509V1 | EC000441 | EF000010 | EV000164 | 9.0
CAPRI | CAP846509V1 | EC000441 | EF000025 | oui | 9.0
CAPRI | CAP846509V1 | EC000441 | EF000084 | oui | 9.0
CAPRI | CAP846509V1 | EC000441 | EF000139 | EV006034 | 9.0
CAPRI | CAP846509V1 | EC000441 | EF000177 | 24 | 9.0
CAPRI | CAP846509V1 | EC000441 | EF000368 | 15 | 9.0
CAPRI | CAP846509V1 | EC000441 | EF000734 | non | 9.0
CAPRI | CAP846509V1 | EC000441 | EF000878 | non | 9.0
CAPRI | CAP846509V1 | EC000441 | EF001210 | non | 9.0
CAPRI | CAP846509V1 | EC000441 | EF001217 | EV009696 | 9.0
CAPRI | CAP846509V1 | EC000441 | EF001257 | EV006908 | 9.0
CAPRI | CAP846509V1 | EC000441 | EF001742 | 140 | 9.0
CAPRI | CAP846509V1 | EC000441 | EF001742 | -60 | 9.0
CAPRI | CAP846509V1 | EC000441 | EF001758 | EV003712 | 9.0
CAPRI | CAP846509V1 | EC000441 | EF002169 | EV000914 | 9.0
CAPRI | CAP846509V1 | EC000441 | EF003712 | 1,5 | 9.0
CAPRI | CAP846509V1 | EC000441 | EF004191 | oui | 9.0
CAPRI | CAP846509V1 | EC000441 | EF004685 | non | 9.0
CAPRI | CAP846509V1 | EC000441 | EF005004 | non | 9.0
CAPRI | CAP846509V1 | EC000441 | EF005049 | non | 9.0
CAPRI | CAP846509V1 | EC000441 | EF005268 | 26,4 | 9.0
CAPRI | CAP846509V1 | EC000441 | EF005337 | non | 9.0
CAPRI | CAP846509V1 | EC000441 | EF005466 | 10 | 9.0
CAPRI | CAP846509V1 | EC000441 | EF005466 | 16 | 9.0
CAPRI | CAP846509V1 | EC000441 | EF005474 | EV006619 | 9.0
CAPRI | CAP846509V1 | EC000441 | EF005728 | EV009071 | 9.0
CAPRI | CAP846509V1 | EC000441 | EF007839 | 16 | 9.0
CAPRI | CAP846509V1 | EC000441 | EF008404 | EV010598 | 9.0
CAPRI | CAP846594V1 | EC000441 | EF000007 | EV000256 | 9.0
CAPRI | CAP846594V1 | EC000441 | EF000010 | EV000164 | 9.0
CAPRI | CAP846594V1 | EC000441 | EF000025 | oui | 9.0
CAPRI | CAP846594V1 | EC000441 | EF000084 | oui | 9.0
CAPRI | CAP846594V1 | EC000441 | EF000139 | EV000191 | 9.0
CAPRI | CAP846594V1 | EC000441 | EF000177 | 19 | 9.0
CAPRI | CAP846594V1 | EC000441 | EF000368 | 15 | 9.0
CAPRI | CAP846594V1 | EC000441 | EF000734 | non | 9.0
CAPRI | CAP846594V1 | EC000441 | EF000878 | non | 9.0
CAPRI | CAP846594V1 | EC000441 | EF001210 | non | 9.0
CAPRI | CAP846594V1 | EC000441 | EF001217 | EV009696 | 9.0
CAPRI | CAP846594V1 | EC000441 | EF001257 | EV000149 | 9.0
CAPRI | CAP846594V1 | EC000441 | EF001742 | 140 | 9.0
CAPRI | CAP846594V1 | EC000441 | EF001742 | -60 | 9.0
CAPRI | CAP846594V1 | EC000441 | EF001758 | EV003712 | 9.0
CAPRI | CAP846594V1 | EC000441 | EF002169 | EV000914 | 9.0
CAPRI | CAP846594V1 | EC000441 | EF003712 | 1,5 | 9.0
CAPRI | CAP846594V1 | EC000441 | EF004191 | oui | 9.0
CAPRI | CAP846594V1 | EC000441 | EF004685 | non | 9.0
CAPRI | CAP846594V1 | EC000441 | EF005004 | non | 9.0
CAPRI | CAP846594V1 | EC000441 | EF005049 | non | 9.0
CAPRI | CAP846594V1 | EC000441 | EF005268 | 20,9 | 9.0
CAPRI | CAP846594V1 | EC000441 | EF005337 | non | 9.0
CAPRI | CAP846594V1 | EC000441 | EF005466 | 12 | 9.0
CAPRI | CAP846594V1 | EC000441 | EF005466 | 7 | 9.0
CAPRI | CAP846594V1 | EC000441 | EF005474 | EV006619 | 9.0
CAPRI | CAP846594V1 | EC000441 | EF005728 | EV009071 | 9.0
CAPRI | CAP846594V1 | EC000441 | EF007839 | 16 | 9.0
CAPRI | CAP846594V1 | EC000441 | EF008404 | EV010598 | 9.0
CAPRI | CAP846604V1 | EC000441 | EF000007 | EV000256 | 9.0
CAPRI | CAP846604V1 | EC000441 | EF000010 | EV000164 | 9.0
CAPRI | CAP846604V1 | EC000441 | EF000025 | oui | 9.0
CAPRI | CAP846604V1 | EC000441 | EF000084 | oui | 9.0
CAPRI | CAP846604V1 | EC000441 | EF000139 | EV000191 | 9.0
CAPRI | CAP846604V1 | EC000441 | EF000177 | 30 | 9.0
CAPRI | CAP846604V1 | EC000441 | EF000368 | 15 | 9.0
CAPRI | CAP846604V1 | EC000441 | EF000734 | non | 9.0
CAPRI | CAP846604V1 | EC000441 | EF000878 | non | 9.0
CAPRI | CAP846604V1 | EC000441 | EF001210 | non | 9.0
CAPRI | CAP846604V1 | EC000441 | EF001217 | EV009696 | 9.0
CAPRI | CAP846604V1 | EC000441 | EF001257 | EV000149 | 9.0
CAPRI | CAP846604V1 | EC000441 | EF001742 | 140 | 9.0
CAPRI | CAP846604V1 | EC000441 | EF001742 | -60 | 9.0
CAPRI | CAP846604V1 | EC000441 | EF001758 | EV003712 | 9.0
CAPRI | CAP846604V1 | EC000441 | EF002169 | EV000914 | 9.0
CAPRI | CAP846604V1 | EC000441 | EF003712 | 1,5 | 9.0
CAPRI | CAP846604V1 | EC000441 | EF004191 | oui | 9.0
CAPRI | CAP846604V1 | EC000441 | EF004685 | non | 9.0
CAPRI | CAP846604V1 | EC000441 | EF005004 | non | 9.0
CAPRI | CAP846604V1 | EC000441 | EF005049 | non | 9.0
CAPRI | CAP846604V1 | EC000441 | EF005268 | 33 | 9.0
CAPRI | CAP846604V1 | EC000441 | EF005337 | non | 9.0
CAPRI | CAP846604V1 | EC000441 | EF005466 | 13,5 | 9.0
CAPRI | CAP846604V1 | EC000441 | EF005466 | 21 | 9.0
CAPRI | CAP846604V1 | EC000441 | EF005474 | EV006619 | 9.0
CAPRI | CAP846604V1 | EC000441 | EF005728 | EV009071 | 9.0
CAPRI | CAP846604V1 | EC000441 | EF007839 | 20 | 9.0
CAPRI | CAP846604V1 | EC000441 | EF008404 | EV010598 | 9.0
CAPRI | CAP846609V1 | EC000441 | EF000007 | EV000256 | 9.0
CAPRI | CAP846609V1 | EC000441 | EF000010 | EV000164 | 9.0
CAPRI | CAP846609V1 | EC000441 | EF000025 | oui | 9.0
CAPRI | CAP846609V1 | EC000441 | EF000084 | oui | 9.0
CAPRI | CAP846609V1 | EC000441 | EF000139 | EV006034 | 9.0
CAPRI | CAP846609V1 | EC000441 | EF000177 | 30 | 9.0
CAPRI | CAP846609V1 | EC000441 | EF000368 | 15 | 9.0
CAPRI | CAP846609V1 | EC000441 | EF000734 | non | 9.0
CAPRI | CAP846609V1 | EC000441 | EF000878 | non | 9.0
CAPRI | CAP846609V1 | EC000441 | EF001210 | non | 9.0
CAPRI | CAP846609V1 | EC000441 | EF001217 | EV009696 | 9.0
CAPRI | CAP846609V1 | EC000441 | EF001257 | EV006908 | 9.0
CAPRI | CAP846609V1 | EC000441 | EF001742 | 140 | 9.0
CAPRI | CAP846609V1 | EC000441 | EF001742 | -60 | 9.0
CAPRI | CAP846609V1 | EC000441 | EF001758 | EV003712 | 9.0
CAPRI | CAP846609V1 | EC000441 | EF002169 | EV000914 | 9.0
CAPRI | CAP846609V1 | EC000441 | EF003712 | 1,5 | 9.0
CAPRI | CAP846609V1 | EC000441 | EF004191 | oui | 9.0
CAPRI | CAP846609V1 | EC000441 | EF004685 | non | 9.0
CAPRI | CAP846609V1 | EC000441 | EF005004 | non | 9.0
CAPRI | CAP846609V1 | EC000441 | EF005049 | non | 9.0
CAPRI | CAP846609V1 | EC000441 | EF005268 | 33 | 9.0
CAPRI | CAP846609V1 | EC000441 | EF005337 | non | 9.0
CAPRI | CAP846609V1 | EC000441 | EF005466 | 13,5 | 9.0
CAPRI | CAP846609V1 | EC000441 | EF005466 | 21 | 9.0
CAPRI | CAP846609V1 | EC000441 | EF005474 | EV006619 | 9.0
CAPRI | CAP846609V1 | EC000441 | EF005728 | EV009071 | 9.0
CAPRI | CAP846609V1 | EC000441 | EF007839 | 20 | 9.0
CAPRI | CAP846609V1 | EC000441 | EF008404 | EV010598 | 9.0
CAPRI | CAP846674V1 | EC000441 | EF000007 | EV000256 | 9.0
CAPRI | CAP846674V1 | EC000441 | EF000010 | EV000164 | 9.0
CAPRI | CAP846674V1 | EC000441 | EF000025 | oui | 9.0
CAPRI | CAP846674V1 | EC000441 | EF000084 | oui | 9.0
CAPRI | CAP846674V1 | EC000441 | EF000139 | EV000191 | 9.0
CAPRI | CAP846674V1 | EC000441 | EF000177 | 24 | 9.0
CAPRI | CAP846674V1 | EC000441 | EF000368 | 15 | 9.0
CAPRI | CAP846674V1 | EC000441 | EF000734 | non | 9.0
CAPRI | CAP846674V1 | EC000441 | EF000878 | non | 9.0
CAPRI | CAP846674V1 | EC000441 | EF001210 | non | 9.0
CAPRI | CAP846674V1 | EC000441 | EF001217 | EV009696 | 9.0
CAPRI | CAP846674V1 | EC000441 | EF001257 | EV000149 | 9.0
CAPRI | CAP846674V1 | EC000441 | EF001742 | 140 | 9.0
CAPRI | CAP846674V1 | EC000441 | EF001742 | -60 | 9.0
CAPRI | CAP846674V1 | EC000441 | EF001758 | EV003712 | 9.0
CAPRI | CAP846674V1 | EC000441 | EF002169 | EV000914 | 9.0
CAPRI | CAP846674V1 | EC000441 | EF003712 | 1,5 | 9.0
CAPRI | CAP846674V1 | EC000441 | EF004191 | oui | 9.0
CAPRI | CAP846674V1 | EC000441 | EF004685 | non | 9.0
CAPRI | CAP846674V1 | EC000441 | EF005004 | non | 9.0
CAPRI | CAP846674V1 | EC000441 | EF005049 | non | 9.0
CAPRI | CAP846674V1 | EC000441 | EF005268 | 26,4 | 9.0
CAPRI | CAP846674V1 | EC000441 | EF005337 | non | 9.0
CAPRI | CAP846674V1 | EC000441 | EF005466 | 12 | 9.0
CAPRI | CAP846674V1 | EC000441 | EF005466 | 7 | 9.0
CAPRI | CAP846674V1 | EC000441 | EF005474 | EV006619 | 9.0
CAPRI | CAP846674V1 | EC000441 | EF005728 | EV009071 | 9.0
CAPRI | CAP846674V1 | EC000441 | EF007839 | 20 | 9.0
CAPRI | CAP846674V1 | EC000441 | EF008404 | EV010598 | 9.0
CAPRI | CAP846679V1 | EC000441 | EF000007 | EV000256 | 9.0
CAPRI | CAP846679V1 | EC000441 | EF000010 | EV000164 | 9.0
CAPRI | CAP846679V1 | EC000441 | EF000025 | oui | 9.0
CAPRI | CAP846679V1 | EC000441 | EF000084 | oui | 9.0
CAPRI | CAP846679V1 | EC000441 | EF000139 | EV006034 | 9.0
CAPRI | CAP846679V1 | EC000441 | EF000177 | 24 | 9.0
CAPRI | CAP846679V1 | EC000441 | EF000368 | 15 | 9.0
CAPRI | CAP846679V1 | EC000441 | EF000734 | non | 9.0
CAPRI | CAP846679V1 | EC000441 | EF000878 | non | 9.0
CAPRI | CAP846679V1 | EC000441 | EF001210 | non | 9.0
CAPRI | CAP846679V1 | EC000441 | EF001217 | EV009696 | 9.0
CAPRI | CAP846679V1 | EC000441 | EF001257 | EV006908 | 9.0
CAPRI | CAP846679V1 | EC000441 | EF001742 | 140 | 9.0
CAPRI | CAP846679V1 | EC000441 | EF001742 | -60 | 9.0
CAPRI | CAP846679V1 | EC000441 | EF001758 | EV003712 | 9.0
CAPRI | CAP846679V1 | EC000441 | EF002169 | EV000914 | 9.0
CAPRI | CAP846679V1 | EC000441 | EF003712 | 1,5 | 9.0
CAPRI | CAP846679V1 | EC000441 | EF004191 | oui | 9.0
CAPRI | CAP846679V1 | EC000441 | EF004685 | non | 9.0
CAPRI | CAP846679V1 | EC000441 | EF005004 | non | 9.0
CAPRI | CAP846679V1 | EC000441 | EF005049 | non | 9.0
CAPRI | CAP846679V1 | EC000441 | EF005268 | 26,4 | 9.0
CAPRI | CAP846679V1 | EC000441 | EF005337 | non | 9.0
CAPRI | CAP846679V1 | EC000441 | EF005466 | 12 | 9.0
CAPRI | CAP846679V1 | EC000441 | EF005466 | 7 | 9.0
CAPRI | CAP846679V1 | EC000441 | EF005474 | EV006619 | 9.0
CAPRI | CAP846679V1 | EC000441 | EF005728 | EV009071 | 9.0
CAPRI | CAP846679V1 | EC000441 | EF007839 | 20 | 9.0
CAPRI | CAP846679V1 | EC000441 | EF008404 | EV010598 | 9.0
CAPRI | CAP846694V1 | EC000441 | EF000007 | EV000256 | 9.0
CAPRI | CAP846694V1 | EC000441 | EF000010 | EV000164 | 9.0
CAPRI | CAP846694V1 | EC000441 | EF000025 | oui | 9.0
CAPRI | CAP846694V1 | EC000441 | EF000084 | oui | 9.0
CAPRI | CAP846694V1 | EC000441 | EF000139 | EV000191 | 9.0
CAPRI | CAP846694V1 | EC000441 | EF000177 | 24 | 9.0
CAPRI | CAP846694V1 | EC000441 | EF000368 | 15 | 9.0
CAPRI | CAP846694V1 | EC000441 | EF000734 | non | 9.0
CAPRI | CAP846694V1 | EC000441 | EF000878 | non | 9.0
CAPRI | CAP846694V1 | EC000441 | EF001210 | non | 9.0
CAPRI | CAP846694V1 | EC000441 | EF001217 | EV009696 | 9.0
CAPRI | CAP846694V1 | EC000441 | EF001257 | EV000149 | 9.0
CAPRI | CAP846694V1 | EC000441 | EF001742 | 140 | 9.0
CAPRI | CAP846694V1 | EC000441 | EF001742 | -60 | 9.0
CAPRI | CAP846694V1 | EC000441 | EF001758 | EV003712 | 9.0
CAPRI | CAP846694V1 | EC000441 | EF002169 | EV000914 | 9.0
CAPRI | CAP846694V1 | EC000441 | EF003712 | 1,5 | 9.0
CAPRI | CAP846694V1 | EC000441 | EF004191 | oui | 9.0
CAPRI | CAP846694V1 | EC000441 | EF004685 | non | 9.0
CAPRI | CAP846694V1 | EC000441 | EF005004 | non | 9.0
CAPRI | CAP846694V1 | EC000441 | EF005049 | non | 9.0
CAPRI | CAP846694V1 | EC000441 | EF005268 | 26,4 | 9.0
CAPRI | CAP846694V1 | EC000441 | EF005337 | non | 9.0
CAPRI | CAP846694V1 | EC000441 | EF005466 | 10 | 9.0
CAPRI | CAP846694V1 | EC000441 | EF005466 | 16 | 9.0
CAPRI | CAP846694V1 | EC000441 | EF005474 | EV006619 | 9.0
CAPRI | CAP846694V1 | EC000441 | EF005728 | EV009071 | 9.0
CAPRI | CAP846694V1 | EC000441 | EF007839 | 20 | 9.0
CAPRI | CAP846694V1 | EC000441 | EF008404 | EV010598 | 9.0
CAPRI | CAP846699V1 | EC000441 | EF000007 | EV000256 | 9.0
CAPRI | CAP846699V1 | EC000441 | EF000010 | EV000164 | 9.0
CAPRI | CAP846699V1 | EC000441 | EF000025 | oui | 9.0
CAPRI | CAP846699V1 | EC000441 | EF000084 | oui | 9.0
CAPRI | CAP846699V1 | EC000441 | EF000139 | EV006034 | 9.0
CAPRI | CAP846699V1 | EC000441 | EF000177 | 24 | 9.0
CAPRI | CAP846699V1 | EC000441 | EF000368 | 15 | 9.0
CAPRI | CAP846699V1 | EC000441 | EF000734 | non | 9.0
CAPRI | CAP846699V1 | EC000441 | EF000878 | non | 9.0
CAPRI | CAP846699V1 | EC000441 | EF001210 | non | 9.0
CAPRI | CAP846699V1 | EC000441 | EF001217 | EV009696 | 9.0
CAPRI | CAP846699V1 | EC000441 | EF001257 | EV006908 | 9.0
CAPRI | CAP846699V1 | EC000441 | EF001742 | 140 | 9.0
CAPRI | CAP846699V1 | EC000441 | EF001742 | -60 | 9.0
CAPRI | CAP846699V1 | EC000441 | EF001758 | EV003712 | 9.0
CAPRI | CAP846699V1 | EC000441 | EF002169 | EV000914 | 9.0
CAPRI | CAP846699V1 | EC000441 | EF003712 | 1,5 | 9.0
CAPRI | CAP846699V1 | EC000441 | EF004191 | oui | 9.0
CAPRI | CAP846699V1 | EC000441 | EF004685 | non | 9.0
CAPRI | CAP846699V1 | EC000441 | EF005004 | non | 9.0
CAPRI | CAP846699V1 | EC000441 | EF005049 | non | 9.0
CAPRI | CAP846699V1 | EC000441 | EF005268 | 26,4 | 9.0
CAPRI | CAP846699V1 | EC000441 | EF005337 | non | 9.0
CAPRI | CAP846699V1 | EC000441 | EF005466 | 10 | 9.0
CAPRI | CAP846699V1 | EC000441 | EF005466 | 16 | 9.0
CAPRI | CAP846699V1 | EC000441 | EF005474 | EV006619 | 9.0
CAPRI | CAP846699V1 | EC000441 | EF005728 | EV009071 | 9.0
CAPRI | CAP846699V1 | EC000441 | EF007839 | 20 | 9.0
CAPRI | CAP846699V1 | EC000441 | EF008404 | EV010598 | 9.0
CAPRI | CAP846704V1 | EC000441 | EF000007 | EV000256 | 9.0
CAPRI | CAP846704V1 | EC000441 | EF000010 | EV000164 | 9.0
CAPRI | CAP846704V1 | EC000441 | EF000025 | oui | 9.0
CAPRI | CAP846704V1 | EC000441 | EF000084 | oui | 9.0
CAPRI | CAP846704V1 | EC000441 | EF000139 | EV000191 | 9.0
CAPRI | CAP846704V1 | EC000441 | EF000177 | 41 | 9.0
CAPRI | CAP846704V1 | EC000441 | EF000368 | 15 | 9.0
CAPRI | CAP846704V1 | EC000441 | EF000734 | non | 9.0
CAPRI | CAP846704V1 | EC000441 | EF000878 | non | 9.0
CAPRI | CAP846704V1 | EC000441 | EF001210 | non | 9.0
CAPRI | CAP846704V1 | EC000441 | EF001217 | EV009696 | 9.0
CAPRI | CAP846704V1 | EC000441 | EF001257 | EV000149 | 9.0
CAPRI | CAP846704V1 | EC000441 | EF001742 | 140 | 9.0
CAPRI | CAP846704V1 | EC000441 | EF001742 | -60 | 9.0
CAPRI | CAP846704V1 | EC000441 | EF001758 | EV003712 | 9.0
CAPRI | CAP846704V1 | EC000441 | EF002169 | EV000914 | 9.0
CAPRI | CAP846704V1 | EC000441 | EF003712 | 1,5 | 9.0
CAPRI | CAP846704V1 | EC000441 | EF004191 | oui | 9.0
CAPRI | CAP846704V1 | EC000441 | EF004685 | non | 9.0
CAPRI | CAP846704V1 | EC000441 | EF005004 | non | 9.0
CAPRI | CAP846704V1 | EC000441 | EF005049 | non | 9.0
CAPRI | CAP846704V1 | EC000441 | EF005268 | 45,1 | 9.0
CAPRI | CAP846704V1 | EC000441 | EF005337 | non | 9.0
CAPRI | CAP846704V1 | EC000441 | EF005466 | 18 | 9.0
CAPRI | CAP846704V1 | EC000441 | EF005466 | 27,5 | 9.0
CAPRI | CAP846704V1 | EC000441 | EF005474 | EV006619 | 9.0
CAPRI | CAP846704V1 | EC000441 | EF005728 | EV009071 | 9.0
CAPRI | CAP846704V1 | EC000441 | EF007839 | 25 | 9.0
CAPRI | CAP846704V1 | EC000441 | EF008404 | EV010598 | 9.0
CAPRI | CAP846709V1 | EC000441 | EF000007 | EV000256 | 9.0
CAPRI | CAP846709V1 | EC000441 | EF000010 | EV000164 | 9.0
CAPRI | CAP846709V1 | EC000441 | EF000025 | oui | 9.0
CAPRI | CAP846709V1 | EC000441 | EF000084 | oui | 9.0
CAPRI | CAP846709V1 | EC000441 | EF000139 | EV006034 | 9.0
CAPRI | CAP846709V1 | EC000441 | EF000177 | 41 | 9.0
CAPRI | CAP846709V1 | EC000441 | EF000368 | 15 | 9.0
CAPRI | CAP846709V1 | EC000441 | EF000734 | non | 9.0
CAPRI | CAP846709V1 | EC000441 | EF000878 | non | 9.0
CAPRI | CAP846709V1 | EC000441 | EF001210 | non | 9.0
CAPRI | CAP846709V1 | EC000441 | EF001217 | EV009696 | 9.0
CAPRI | CAP846709V1 | EC000441 | EF001257 | EV006908 | 9.0
CAPRI | CAP846709V1 | EC000441 | EF001742 | 140 | 9.0
CAPRI | CAP846709V1 | EC000441 | EF001742 | -60 | 9.0
CAPRI | CAP846709V1 | EC000441 | EF001758 | EV003712 | 9.0
CAPRI | CAP846709V1 | EC000441 | EF002169 | EV000914 | 9.0
CAPRI | CAP846709V1 | EC000441 | EF003712 | 1,5 | 9.0
CAPRI | CAP846709V1 | EC000441 | EF004191 | oui | 9.0
CAPRI | CAP846709V1 | EC000441 | EF004685 | non | 9.0
CAPRI | CAP846709V1 | EC000441 | EF005004 | non | 9.0
CAPRI | CAP846709V1 | EC000441 | EF005049 | non | 9.0
CAPRI | CAP846709V1 | EC000441 | EF005268 | 45,1 | 9.0
CAPRI | CAP846709V1 | EC000441 | EF005337 | non | 9.0
CAPRI | CAP846709V1 | EC000441 | EF005466 | 18 | 9.0
CAPRI | CAP846709V1 | EC000441 | EF005466 | 27,5 | 9.0
CAPRI | CAP846709V1 | EC000441 | EF005474 | EV006619 | 9.0
CAPRI | CAP846709V1 | EC000441 | EF005728 | EV009071 | 9.0
CAPRI | CAP846709V1 | EC000441 | EF007839 | 25 | 9.0
CAPRI | CAP846709V1 | EC000441 | EF008404 | EV010598 | 9.0
CAPRI | CAP846774V1 | EC000441 | EF000007 | EV000256 | 9.0
CAPRI | CAP846774V1 | EC000441 | EF000010 | EV000164 | 9.0
CAPRI | CAP846774V1 | EC000441 | EF000025 | oui | 9.0
CAPRI | CAP846774V1 | EC000441 | EF000084 | oui | 9.0
CAPRI | CAP846774V1 | EC000441 | EF000139 | EV000191 | 9.0
CAPRI | CAP846774V1 | EC000441 | EF000177 | 30 | 9.0
CAPRI | CAP846774V1 | EC000441 | EF000368 | 15 | 9.0
CAPRI | CAP846774V1 | EC000441 | EF000734 | non | 9.0
CAPRI | CAP846774V1 | EC000441 | EF000878 | non | 9.0
CAPRI | CAP846774V1 | EC000441 | EF001210 | non | 9.0
CAPRI | CAP846774V1 | EC000441 | EF001217 | EV009696 | 9.0
CAPRI | CAP846774V1 | EC000441 | EF001257 | EV000149 | 9.0
CAPRI | CAP846774V1 | EC000441 | EF001742 | 140 | 9.0
CAPRI | CAP846774V1 | EC000441 | EF001742 | -60 | 9.0
CAPRI | CAP846774V1 | EC000441 | EF001758 | EV003712 | 9.0
CAPRI | CAP846774V1 | EC000441 | EF002169 | EV000914 | 9.0
CAPRI | CAP846774V1 | EC000441 | EF003712 | 1,5 | 9.0
CAPRI | CAP846774V1 | EC000441 | EF004191 | oui | 9.0
CAPRI | CAP846774V1 | EC000441 | EF004685 | non | 9.0
CAPRI | CAP846774V1 | EC000441 | EF005004 | non | 9.0
CAPRI | CAP846774V1 | EC000441 | EF005049 | non | 9.0
CAPRI | CAP846774V1 | EC000441 | EF005268 | 33 | 9.0
CAPRI | CAP846774V1 | EC000441 | EF005337 | non | 9.0
CAPRI | CAP846774V1 | EC000441 | EF005466 | 10 | 9.0
CAPRI | CAP846774V1 | EC000441 | EF005466 | 16 | 9.0
CAPRI | CAP846774V1 | EC000441 | EF005474 | EV006619 | 9.0
CAPRI | CAP846774V1 | EC000441 | EF005728 | EV009071 | 9.0
CAPRI | CAP846774V1 | EC000441 | EF007839 | 25 | 9.0
CAPRI | CAP846774V1 | EC000441 | EF008404 | EV010598 | 9.0
CAPRI | CAP846779V1 | EC000441 | EF000007 | EV000256 | 9.0
CAPRI | CAP846779V1 | EC000441 | EF000010 | EV000164 | 9.0
CAPRI | CAP846779V1 | EC000441 | EF000025 | oui | 9.0
CAPRI | CAP846779V1 | EC000441 | EF000084 | oui | 9.0
CAPRI | CAP846779V1 | EC000441 | EF000139 | EV006034 | 9.0
CAPRI | CAP846779V1 | EC000441 | EF000177 | 30 | 9.0
CAPRI | CAP846779V1 | EC000441 | EF000368 | 15 | 9.0
CAPRI | CAP846779V1 | EC000441 | EF000734 | non | 9.0
CAPRI | CAP846779V1 | EC000441 | EF000878 | non | 9.0
CAPRI | CAP846779V1 | EC000441 | EF001210 | non | 9.0
CAPRI | CAP846779V1 | EC000441 | EF001217 | EV009696 | 9.0
CAPRI | CAP846779V1 | EC000441 | EF001257 | EV006908 | 9.0
CAPRI | CAP846779V1 | EC000441 | EF001742 | 140 | 9.0
CAPRI | CAP846779V1 | EC000441 | EF001742 | -60 | 9.0
CAPRI | CAP846779V1 | EC000441 | EF001758 | EV003712 | 9.0
CAPRI | CAP846779V1 | EC000441 | EF002169 | EV000914 | 9.0
CAPRI | CAP846779V1 | EC000441 | EF003712 | 1,5 | 9.0
CAPRI | CAP846779V1 | EC000441 | EF004191 | oui | 9.0
CAPRI | CAP846779V1 | EC000441 | EF004685 | non | 9.0
CAPRI | CAP846779V1 | EC000441 | EF005004 | non | 9.0
CAPRI | CAP846779V1 | EC000441 | EF005049 | non | 9.0
CAPRI | CAP846779V1 | EC000441 | EF005268 | 33 | 9.0
CAPRI | CAP846779V1 | EC000441 | EF005337 | non | 9.0
CAPRI | CAP846779V1 | EC000441 | EF005466 | 10 | 9.0
CAPRI | CAP846779V1 | EC000441 | EF005466 | 16 | 9.0
CAPRI | CAP846779V1 | EC000441 | EF005474 | EV006619 | 9.0
CAPRI | CAP846779V1 | EC000441 | EF005728 | EV009071 | 9.0
CAPRI | CAP846779V1 | EC000441 | EF007839 | 25 | 9.0
CAPRI | CAP846779V1 | EC000441 | EF008404 | EV010598 | 9.0
CAPRI | CAP846794V1 | EC000441 | EF000007 | EV000256 | 9.0
CAPRI | CAP846794V1 | EC000441 | EF000010 | EV000164 | 9.0
CAPRI | CAP846794V1 | EC000441 | EF000025 | oui | 9.0
CAPRI | CAP846794V1 | EC000441 | EF000084 | oui | 9.0
CAPRI | CAP846794V1 | EC000441 | EF000139 | EV000191 | 9.0
CAPRI | CAP846794V1 | EC000441 | EF000177 | 30 | 9.0
CAPRI | CAP846794V1 | EC000441 | EF000368 | 15 | 9.0
CAPRI | CAP846794V1 | EC000441 | EF000734 | non | 9.0
CAPRI | CAP846794V1 | EC000441 | EF000878 | non | 9.0
CAPRI | CAP846794V1 | EC000441 | EF001210 | non | 9.0
CAPRI | CAP846794V1 | EC000441 | EF001217 | EV009696 | 9.0
CAPRI | CAP846794V1 | EC000441 | EF001257 | EV000149 | 9.0
CAPRI | CAP846794V1 | EC000441 | EF001742 | 140 | 9.0
CAPRI | CAP846794V1 | EC000441 | EF001742 | -60 | 9.0
CAPRI | CAP846794V1 | EC000441 | EF001758 | EV003712 | 9.0
CAPRI | CAP846794V1 | EC000441 | EF002169 | EV000914 | 9.0
CAPRI | CAP846794V1 | EC000441 | EF003712 | 1,5 | 9.0
CAPRI | CAP846794V1 | EC000441 | EF004191 | oui | 9.0
CAPRI | CAP846794V1 | EC000441 | EF004685 | non | 9.0
CAPRI | CAP846794V1 | EC000441 | EF005004 | non | 9.0
CAPRI | CAP846794V1 | EC000441 | EF005049 | non | 9.0
CAPRI | CAP846794V1 | EC000441 | EF005268 | 33 | 9.0
CAPRI | CAP846794V1 | EC000441 | EF005337 | non | 9.0
CAPRI | CAP846794V1 | EC000441 | EF005466 | 13,5 | 9.0
CAPRI | CAP846794V1 | EC000441 | EF005466 | 21 | 9.0
CAPRI | CAP846794V1 | EC000441 | EF005474 | EV006619 | 9.0
CAPRI | CAP846794V1 | EC000441 | EF005728 | EV009071 | 9.0
CAPRI | CAP846794V1 | EC000441 | EF007839 | 25 | 9.0
CAPRI | CAP846794V1 | EC000441 | EF008404 | EV010598 | 9.0
CAPRI | CAP846799V1 | EC000441 | EF000007 | EV000256 | 9.0
CAPRI | CAP846799V1 | EC000441 | EF000010 | EV000164 | 9.0
CAPRI | CAP846799V1 | EC000441 | EF000025 | oui | 9.0
CAPRI | CAP846799V1 | EC000441 | EF000084 | oui | 9.0
CAPRI | CAP846799V1 | EC000441 | EF000139 | EV006034 | 9.0
CAPRI | CAP846799V1 | EC000441 | EF000177 | 30 | 9.0
CAPRI | CAP846799V1 | EC000441 | EF000368 | 15 | 9.0
CAPRI | CAP846799V1 | EC000441 | EF000734 | non | 9.0
CAPRI | CAP846799V1 | EC000441 | EF000878 | non | 9.0
CAPRI | CAP846799V1 | EC000441 | EF001210 | non | 9.0
CAPRI | CAP846799V1 | EC000441 | EF001217 | EV009696 | 9.0
CAPRI | CAP846799V1 | EC000441 | EF001257 | EV006908 | 9.0
CAPRI | CAP846799V1 | EC000441 | EF001742 | 140 | 9.0
CAPRI | CAP846799V1 | EC000441 | EF001742 | -60 | 9.0
CAPRI | CAP846799V1 | EC000441 | EF001758 | EV003712 | 9.0
CAPRI | CAP846799V1 | EC000441 | EF002169 | EV000914 | 9.0
CAPRI | CAP846799V1 | EC000441 | EF003712 | 1,5 | 9.0
CAPRI | CAP846799V1 | EC000441 | EF004191 | oui | 9.0
CAPRI | CAP846799V1 | EC000441 | EF004685 | non | 9.0
CAPRI | CAP846799V1 | EC000441 | EF005004 | non | 9.0
CAPRI | CAP846799V1 | EC000441 | EF005049 | non | 9.0
CAPRI | CAP846799V1 | EC000441 | EF005268 | 33 | 9.0
CAPRI | CAP846799V1 | EC000441 | EF005337 | non | 9.0
CAPRI | CAP846799V1 | EC000441 | EF005466 | 13,5 | 9.0
CAPRI | CAP846799V1 | EC000441 | EF005466 | 21 | 9.0
CAPRI | CAP846799V1 | EC000441 | EF005474 | EV006619 | 9.0
CAPRI | CAP846799V1 | EC000441 | EF005728 | EV009071 | 9.0
CAPRI | CAP846799V1 | EC000441 | EF007839 | 25 | 9.0
CAPRI | CAP846799V1 | EC000441 | EF008404 | EV010598 | 9.0
CAPRI | CAP846804V1 | EC000441 | EF000007 | EV000256 | 9.0
CAPRI | CAP846804V1 | EC000441 | EF000010 | EV000164 | 9.0
CAPRI | CAP846804V1 | EC000441 | EF000025 | oui | 9.0
CAPRI | CAP846804V1 | EC000441 | EF000084 | oui | 9.0
CAPRI | CAP846804V1 | EC000441 | EF000139 | EV000191 | 9.0
CAPRI | CAP846804V1 | EC000441 | EF000177 | 48 | 9.0
CAPRI | CAP846804V1 | EC000441 | EF000368 | 15 | 9.0
CAPRI | CAP846804V1 | EC000441 | EF000734 | non | 9.0
CAPRI | CAP846804V1 | EC000441 | EF000878 | non | 9.0
CAPRI | CAP846804V1 | EC000441 | EF001210 | non | 9.0
CAPRI | CAP846804V1 | EC000441 | EF001217 | EV009696 | 9.0
CAPRI | CAP846804V1 | EC000441 | EF001257 | EV000149 | 9.0
CAPRI | CAP846804V1 | EC000441 | EF001742 | 140 | 9.0
CAPRI | CAP846804V1 | EC000441 | EF001742 | -60 | 9.0
CAPRI | CAP846804V1 | EC000441 | EF001758 | EV003712 | 9.0
CAPRI | CAP846804V1 | EC000441 | EF002169 | EV000914 | 9.0
CAPRI | CAP846804V1 | EC000441 | EF003712 | 1,5 | 9.0
CAPRI | CAP846804V1 | EC000441 | EF004191 | oui | 9.0
CAPRI | CAP846804V1 | EC000441 | EF004685 | non | 9.0
CAPRI | CAP846804V1 | EC000441 | EF005004 | non | 9.0
CAPRI | CAP846804V1 | EC000441 | EF005049 | non | 9.0
CAPRI | CAP846804V1 | EC000441 | EF005268 | 52,8 | 9.0
CAPRI | CAP846804V1 | EC000441 | EF005337 | non | 9.0
CAPRI | CAP846804V1 | EC000441 | EF005466 | 23 | 9.0
CAPRI | CAP846804V1 | EC000441 | EF005466 | 34 | 9.0
CAPRI | CAP846804V1 | EC000441 | EF005474 | EV006619 | 9.0
CAPRI | CAP846804V1 | EC000441 | EF005728 | EV009071 | 9.0
CAPRI | CAP846804V1 | EC000441 | EF007839 | 32 | 9.0
CAPRI | CAP846804V1 | EC000441 | EF008404 | EV010598 | 9.0
CAPRI | CAP846809V1 | EC000441 | EF000007 | EV000256 | 9.0
CAPRI | CAP846809V1 | EC000441 | EF000010 | EV000164 | 9.0
CAPRI | CAP846809V1 | EC000441 | EF000025 | oui | 9.0
CAPRI | CAP846809V1 | EC000441 | EF000084 | oui | 9.0
CAPRI | CAP846809V1 | EC000441 | EF000139 | EV006034 | 9.0
CAPRI | CAP846809V1 | EC000441 | EF000177 | 48 | 9.0
CAPRI | CAP846809V1 | EC000441 | EF000368 | 15 | 9.0
CAPRI | CAP846809V1 | EC000441 | EF000734 | non | 9.0
CAPRI | CAP846809V1 | EC000441 | EF000878 | non | 9.0
CAPRI | CAP846809V1 | EC000441 | EF001210 | non | 9.0
CAPRI | CAP846809V1 | EC000441 | EF001217 | EV009696 | 9.0
CAPRI | CAP846809V1 | EC000441 | EF001257 | EV006908 | 9.0
CAPRI | CAP846809V1 | EC000441 | EF001742 | 140 | 9.0
CAPRI | CAP846809V1 | EC000441 | EF001742 | -60 | 9.0
CAPRI | CAP846809V1 | EC000441 | EF001758 | EV003712 | 9.0
CAPRI | CAP846809V1 | EC000441 | EF002169 | EV000914 | 9.0
CAPRI | CAP846809V1 | EC000441 | EF003712 | 1,5 | 9.0
CAPRI | CAP846809V1 | EC000441 | EF004191 | oui | 9.0
CAPRI | CAP846809V1 | EC000441 | EF004685 | non | 9.0
CAPRI | CAP846809V1 | EC000441 | EF005004 | non | 9.0
CAPRI | CAP846809V1 | EC000441 | EF005049 | non | 9.0
CAPRI | CAP846809V1 | EC000441 | EF005268 | 52,8 | 9.0
CAPRI | CAP846809V1 | EC000441 | EF005337 | non | 9.0
CAPRI | CAP846809V1 | EC000441 | EF005466 | 23 | 9.0
CAPRI | CAP846809V1 | EC000441 | EF005466 | 34 | 9.0
CAPRI | CAP846809V1 | EC000441 | EF005474 | EV006619 | 9.0
CAPRI | CAP846809V1 | EC000441 | EF005728 | EV009071 | 9.0
CAPRI | CAP846809V1 | EC000441 | EF007839 | 32 | 9.0
CAPRI | CAP846809V1 | EC000441 | EF008404 | EV010598 | 9.0
CAPRI | CAP846894V1 | EC000441 | EF000007 | EV000256 | 9.0
CAPRI | CAP846894V1 | EC000441 | EF000010 | EV000164 | 9.0
CAPRI | CAP846894V1 | EC000441 | EF000025 | oui | 9.0
CAPRI | CAP846894V1 | EC000441 | EF000084 | oui | 9.0
CAPRI | CAP846894V1 | EC000441 | EF000139 | EV000191 | 9.0
CAPRI | CAP846894V1 | EC000441 | EF000177 | 41 | 9.0
CAPRI | CAP846894V1 | EC000441 | EF000368 | 15 | 9.0
CAPRI | CAP846894V1 | EC000441 | EF000734 | non | 9.0
CAPRI | CAP846894V1 | EC000441 | EF000878 | non | 9.0
CAPRI | CAP846894V1 | EC000441 | EF001210 | non | 9.0
CAPRI | CAP846894V1 | EC000441 | EF001217 | EV009696 | 9.0
CAPRI | CAP846894V1 | EC000441 | EF001257 | EV000149 | 9.0
CAPRI | CAP846894V1 | EC000441 | EF001742 | 140 | 9.0
CAPRI | CAP846894V1 | EC000441 | EF001742 | -60 | 9.0
CAPRI | CAP846894V1 | EC000441 | EF001758 | EV003712 | 9.0
CAPRI | CAP846894V1 | EC000441 | EF002169 | EV000914 | 9.0
CAPRI | CAP846894V1 | EC000441 | EF003712 | 1,5 | 9.0
CAPRI | CAP846894V1 | EC000441 | EF004191 | oui | 9.0
CAPRI | CAP846894V1 | EC000441 | EF004685 | non | 9.0
CAPRI | CAP846894V1 | EC000441 | EF005004 | non | 9.0
CAPRI | CAP846894V1 | EC000441 | EF005049 | non | 9.0
CAPRI | CAP846894V1 | EC000441 | EF005268 | 45,1 | 9.0
CAPRI | CAP846894V1 | EC000441 | EF005337 | non | 9.0
CAPRI | CAP846894V1 | EC000441 | EF005466 | 18 | 9.0
CAPRI | CAP846894V1 | EC000441 | EF005466 | 27,5 | 9.0
CAPRI | CAP846894V1 | EC000441 | EF005474 | EV006619 | 9.0
CAPRI | CAP846894V1 | EC000441 | EF005728 | EV009071 | 9.0
CAPRI | CAP846894V1 | EC000441 | EF007839 | 32 | 9.0
CAPRI | CAP846894V1 | EC000441 | EF008404 | EV010598 | 9.0
CAPRI | CAP846899V1 | EC000441 | EF000007 | EV000256 | 9.0
CAPRI | CAP846899V1 | EC000441 | EF000010 | EV000164 | 9.0
CAPRI | CAP846899V1 | EC000441 | EF000025 | oui | 9.0
CAPRI | CAP846899V1 | EC000441 | EF000084 | oui | 9.0
CAPRI | CAP846899V1 | EC000441 | EF000139 | EV006034 | 9.0
CAPRI | CAP846899V1 | EC000441 | EF000177 | 41 | 9.0
CAPRI | CAP846899V1 | EC000441 | EF000368 | 15 | 9.0
CAPRI | CAP846899V1 | EC000441 | EF000734 | non | 9.0
CAPRI | CAP846899V1 | EC000441 | EF000878 | non | 9.0
CAPRI | CAP846899V1 | EC000441 | EF001210 | non | 9.0
CAPRI | CAP846899V1 | EC000441 | EF001217 | EV009696 | 9.0
CAPRI | CAP846899V1 | EC000441 | EF001257 | EV006908 | 9.0
CAPRI | CAP846899V1 | EC000441 | EF001742 | 140 | 9.0
CAPRI | CAP846899V1 | EC000441 | EF001742 | -60 | 9.0
CAPRI | CAP846899V1 | EC000441 | EF001758 | EV003712 | 9.0
CAPRI | CAP846899V1 | EC000441 | EF002169 | EV000914 | 9.0
CAPRI | CAP846899V1 | EC000441 | EF003712 | 1,5 | 9.0
CAPRI | CAP846899V1 | EC000441 | EF004191 | oui | 9.0
CAPRI | CAP846899V1 | EC000441 | EF004685 | non | 9.0
CAPRI | CAP846899V1 | EC000441 | EF005004 | non | 9.0
CAPRI | CAP846899V1 | EC000441 | EF005049 | non | 9.0
CAPRI | CAP846899V1 | EC000441 | EF005268 | 45,1 | 9.0
CAPRI | CAP846899V1 | EC000441 | EF005337 | non | 9.0
CAPRI | CAP846899V1 | EC000441 | EF005466 | 18 | 9.0
CAPRI | CAP846899V1 | EC000441 | EF005466 | 27,5 | 9.0
CAPRI | CAP846899V1 | EC000441 | EF005474 | EV006619 | 9.0
CAPRI | CAP846899V1 | EC000441 | EF005728 | EV009071 | 9.0
CAPRI | CAP846899V1 | EC000441 | EF007839 | 32 | 9.0
CAPRI | CAP846899V1 | EC000441 | EF008404 | EV010598 | 9.0
CAPRI | CAP846904V1 | EC000441 | EF000007 | EV000256 | 9.0
CAPRI | CAP846904V1 | EC000441 | EF000010 | EV000164 | 9.0
CAPRI | CAP846904V1 | EC000441 | EF000025 | oui | 9.0
CAPRI | CAP846904V1 | EC000441 | EF000084 | oui | 9.0
CAPRI | CAP846904V1 | EC000441 | EF000139 | EV000191 | 9.0
CAPRI | CAP846904V1 | EC000441 | EF000177 | 55 | 9.0
CAPRI | CAP846904V1 | EC000441 | EF000368 | 15 | 9.0
CAPRI | CAP846904V1 | EC000441 | EF000734 | non | 9.0
CAPRI | CAP846904V1 | EC000441 | EF000878 | non | 9.0
CAPRI | CAP846904V1 | EC000441 | EF001210 | non | 9.0
CAPRI | CAP846904V1 | EC000441 | EF001217 | EV009696 | 9.0
CAPRI | CAP846904V1 | EC000441 | EF001257 | EV000149 | 9.0
CAPRI | CAP846904V1 | EC000441 | EF001742 | 140 | 9.0
CAPRI | CAP846904V1 | EC000441 | EF001742 | -60 | 9.0
CAPRI | CAP846904V1 | EC000441 | EF001758 | EV003712 | 9.0
CAPRI | CAP846904V1 | EC000441 | EF002169 | EV000914 | 9.0
CAPRI | CAP846904V1 | EC000441 | EF003712 | 1,5 | 9.0
CAPRI | CAP846904V1 | EC000441 | EF004191 | oui | 9.0
CAPRI | CAP846904V1 | EC000441 | EF004685 | non | 9.0
CAPRI | CAP846904V1 | EC000441 | EF005004 | non | 9.0
CAPRI | CAP846904V1 | EC000441 | EF005049 | non | 9.0
CAPRI | CAP846904V1 | EC000441 | EF005268 | 60,5 | 9.0
CAPRI | CAP846904V1 | EC000441 | EF005337 | non | 9.0
CAPRI | CAP846904V1 | EC000441 | EF005466 | 29 | 9.0
CAPRI | CAP846904V1 | EC000441 | EF005466 | 41 | 9.0
CAPRI | CAP846904V1 | EC000441 | EF005474 | EV006619 | 9.0
CAPRI | CAP846904V1 | EC000441 | EF005728 | EV009071 | 9.0
CAPRI | CAP846904V1 | EC000441 | EF007839 | 40 | 9.0
CAPRI | CAP846904V1 | EC000441 | EF008404 | EV010598 | 9.0
CAPRI | CAP846909V1 | EC000441 | EF000007 | EV000256 | 9.0
CAPRI | CAP846909V1 | EC000441 | EF000010 | EV000164 | 9.0
CAPRI | CAP846909V1 | EC000441 | EF000025 | oui | 9.0
CAPRI | CAP846909V1 | EC000441 | EF000084 | oui | 9.0
CAPRI | CAP846909V1 | EC000441 | EF000139 | EV006034 | 9.0
CAPRI | CAP846909V1 | EC000441 | EF000177 | 55 | 9.0
CAPRI | CAP846909V1 | EC000441 | EF000368 | 15 | 9.0
CAPRI | CAP846909V1 | EC000441 | EF000734 | non | 9.0
CAPRI | CAP846909V1 | EC000441 | EF000878 | non | 9.0
CAPRI | CAP846909V1 | EC000441 | EF001210 | non | 9.0
CAPRI | CAP846909V1 | EC000441 | EF001217 | EV009696 | 9.0
CAPRI | CAP846909V1 | EC000441 | EF001257 | EV006908 | 9.0
CAPRI | CAP846909V1 | EC000441 | EF001742 | 140 | 9.0
CAPRI | CAP846909V1 | EC000441 | EF001742 | -60 | 9.0
CAPRI | CAP846909V1 | EC000441 | EF001758 | EV003712 | 9.0
CAPRI | CAP846909V1 | EC000441 | EF002169 | EV000914 | 9.0
CAPRI | CAP846909V1 | EC000441 | EF003712 | 1,5 | 9.0
CAPRI | CAP846909V1 | EC000441 | EF004191 | oui | 9.0
CAPRI | CAP846909V1 | EC000441 | EF004685 | non | 9.0
CAPRI | CAP846909V1 | EC000441 | EF005004 | non | 9.0
CAPRI | CAP846909V1 | EC000441 | EF005049 | non | 9.0
CAPRI | CAP846909V1 | EC000441 | EF005268 | 60,5 | 9.0
CAPRI | CAP846909V1 | EC000441 | EF005337 | non | 9.0
CAPRI | CAP846909V1 | EC000441 | EF005466 | 29 | 9.0
CAPRI | CAP846909V1 | EC000441 | EF005466 | 41 | 9.0
CAPRI | CAP846909V1 | EC000441 | EF005474 | EV006619 | 9.0
CAPRI | CAP846909V1 | EC000441 | EF005728 | EV009071 | 9.0
CAPRI | CAP846909V1 | EC000441 | EF007839 | 40 | 9.0
CAPRI | CAP846909V1 | EC000441 | EF008404 | EV010598 | 9.0
CAPRI | CAP846994V1 | EC000441 | EF000007 | EV000256 | 9.0
CAPRI | CAP846994V1 | EC000441 | EF000010 | EV000164 | 9.0
CAPRI | CAP846994V1 | EC000441 | EF000025 | oui | 9.0
CAPRI | CAP846994V1 | EC000441 | EF000084 | oui | 9.0
CAPRI | CAP846994V1 | EC000441 | EF000139 | EV000191 | 9.0
CAPRI | CAP846994V1 | EC000441 | EF000177 | 48 | 9.0
CAPRI | CAP846994V1 | EC000441 | EF000368 | 15 | 9.0
CAPRI | CAP846994V1 | EC000441 | EF000734 | non | 9.0
CAPRI | CAP846994V1 | EC000441 | EF000878 | non | 9.0
CAPRI | CAP846994V1 | EC000441 | EF001210 | non | 9.0
CAPRI | CAP846994V1 | EC000441 | EF001217 | EV009696 | 9.0
CAPRI | CAP846994V1 | EC000441 | EF001257 | EV000149 | 9.0
CAPRI | CAP846994V1 | EC000441 | EF001742 | 140 | 9.0
CAPRI | CAP846994V1 | EC000441 | EF001742 | -60 | 9.0
CAPRI | CAP846994V1 | EC000441 | EF001758 | EV003712 | 9.0
CAPRI | CAP846994V1 | EC000441 | EF002169 | EV000914 | 9.0
CAPRI | CAP846994V1 | EC000441 | EF003712 | 1,5 | 9.0
CAPRI | CAP846994V1 | EC000441 | EF004191 | oui | 9.0
CAPRI | CAP846994V1 | EC000441 | EF004685 | non | 9.0
CAPRI | CAP846994V1 | EC000441 | EF005004 | non | 9.0
CAPRI | CAP846994V1 | EC000441 | EF005049 | non | 9.0
CAPRI | CAP846994V1 | EC000441 | EF005268 | 52,8 | 9.0
CAPRI | CAP846994V1 | EC000441 | EF005337 | non | 9.0
CAPRI | CAP846994V1 | EC000441 | EF005466 | 23 | 9.0
CAPRI | CAP846994V1 | EC000441 | EF005466 | 34 | 9.0
CAPRI | CAP846994V1 | EC000441 | EF005474 | EV006619 | 9.0
CAPRI | CAP846994V1 | EC000441 | EF005728 | EV009071 | 9.0
CAPRI | CAP846994V1 | EC000441 | EF007839 | 40 | 9.0
CAPRI | CAP846994V1 | EC000441 | EF008404 | EV010598 | 9.0
CAPRI | CAP846999V1 | EC000441 | EF000007 | EV000256 | 9.0
CAPRI | CAP846999V1 | EC000441 | EF000010 | EV000164 | 9.0
CAPRI | CAP846999V1 | EC000441 | EF000025 | oui | 9.0
CAPRI | CAP846999V1 | EC000441 | EF000084 | oui | 9.0
CAPRI | CAP846999V1 | EC000441 | EF000139 | EV006034 | 9.0
CAPRI | CAP846999V1 | EC000441 | EF000177 | 48 | 9.0
CAPRI | CAP846999V1 | EC000441 | EF000368 | 15 | 9.0
CAPRI | CAP846999V1 | EC000441 | EF000734 | non | 9.0
CAPRI | CAP846999V1 | EC000441 | EF000878 | non | 9.0
CAPRI | CAP846999V1 | EC000441 | EF001210 | non | 9.0
CAPRI | CAP846999V1 | EC000441 | EF001217 | EV009696 | 9.0
CAPRI | CAP846999V1 | EC000441 | EF001257 | EV006908 | 9.0
CAPRI | CAP846999V1 | EC000441 | EF001742 | 140 | 9.0
CAPRI | CAP846999V1 | EC000441 | EF001742 | -60 | 9.0
CAPRI | CAP846999V1 | EC000441 | EF001758 | EV003712 | 9.0
CAPRI | CAP846999V1 | EC000441 | EF002169 | EV000914 | 9.0
CAPRI | CAP846999V1 | EC000441 | EF003712 | 1,5 | 9.0
CAPRI | CAP846999V1 | EC000441 | EF004191 | oui | 9.0
CAPRI | CAP846999V1 | EC000441 | EF004685 | non | 9.0
CAPRI | CAP846999V1 | EC000441 | EF005004 | non | 9.0
CAPRI | CAP846999V1 | EC000441 | EF005049 | non | 9.0
CAPRI | CAP846999V1 | EC000441 | EF005268 | 52,8 | 9.0
CAPRI | CAP846999V1 | EC000441 | EF005337 | non | 9.0
CAPRI | CAP846999V1 | EC000441 | EF005466 | 23 | 9.0
CAPRI | CAP846999V1 | EC000441 | EF005466 | 34 | 9.0
CAPRI | CAP846999V1 | EC000441 | EF005474 | EV006619 | 9.0
CAPRI | CAP846999V1 | EC000441 | EF005728 | EV009071 | 9.0
CAPRI | CAP846999V1 | EC000441 | EF007839 | 40 | 9.0
CAPRI | CAP846999V1 | EC000441 | EF008404 | EV010598 | 9.0
CAPRI | CAP847004V1 | EC000441 | EF000007 | EV000256 | 9.0
CAPRI | CAP847004V1 | EC000441 | EF000010 | EV000164 | 9.0
CAPRI | CAP847004V1 | EC000441 | EF000025 | oui | 9.0
CAPRI | CAP847004V1 | EC000441 | EF000084 | oui | 9.0
CAPRI | CAP847004V1 | EC000441 | EF000139 | EV000191 | 9.0
CAPRI | CAP847004V1 | EC000441 | EF000177 | 64 | 9.0
CAPRI | CAP847004V1 | EC000441 | EF000368 | 16 | 9.0
CAPRI | CAP847004V1 | EC000441 | EF000734 | non | 9.0
CAPRI | CAP847004V1 | EC000441 | EF000878 | non | 9.0
CAPRI | CAP847004V1 | EC000441 | EF001210 | non | 9.0
CAPRI | CAP847004V1 | EC000441 | EF001217 | EV009696 | 9.0
CAPRI | CAP847004V1 | EC000441 | EF001257 | EV000149 | 9.0
CAPRI | CAP847004V1 | EC000441 | EF001742 | 140 | 9.0
CAPRI | CAP847004V1 | EC000441 | EF001742 | -60 | 9.0
CAPRI | CAP847004V1 | EC000441 | EF001758 | EV003712 | 9.0
CAPRI | CAP847004V1 | EC000441 | EF002169 | EV000914 | 9.0
CAPRI | CAP847004V1 | EC000441 | EF003712 | 1,5 | 9.0
CAPRI | CAP847004V1 | EC000441 | EF004191 | oui | 9.0
CAPRI | CAP847004V1 | EC000441 | EF004685 | non | 9.0
CAPRI | CAP847004V1 | EC000441 | EF005004 | non | 9.0
CAPRI | CAP847004V1 | EC000441 | EF005049 | non | 9.0
CAPRI | CAP847004V1 | EC000441 | EF005268 | 70,4 | 9.0
CAPRI | CAP847004V1 | EC000441 | EF005337 | non | 9.0
CAPRI | CAP847004V1 | EC000441 | EF005466 | 35 | 9.0
CAPRI | CAP847004V1 | EC000441 | EF005466 | 48 | 9.0
CAPRI | CAP847004V1 | EC000441 | EF005474 | EV006619 | 9.0
CAPRI | CAP847004V1 | EC000441 | EF005728 | EV009071 | 9.0
CAPRI | CAP847004V1 | EC000441 | EF007839 | 50 | 9.0
CAPRI | CAP847004V1 | EC000441 | EF008404 | EV010598 | 9.0
CAPRI | CAP847009V1 | EC000441 | EF000007 | EV000256 | 9.0
CAPRI | CAP847009V1 | EC000441 | EF000010 | EV000164 | 9.0
CAPRI | CAP847009V1 | EC000441 | EF000025 | oui | 9.0
CAPRI | CAP847009V1 | EC000441 | EF000084 | oui | 9.0
CAPRI | CAP847009V1 | EC000441 | EF000139 | EV006034 | 9.0
CAPRI | CAP847009V1 | EC000441 | EF000177 | 64 | 9.0
CAPRI | CAP847009V1 | EC000441 | EF000368 | 16 | 9.0
CAPRI | CAP847009V1 | EC000441 | EF000734 | non | 9.0
CAPRI | CAP847009V1 | EC000441 | EF000878 | non | 9.0
CAPRI | CAP847009V1 | EC000441 | EF001210 | non | 9.0
CAPRI | CAP847009V1 | EC000441 | EF001217 | EV009696 | 9.0
CAPRI | CAP847009V1 | EC000441 | EF001257 | EV006908 | 9.0
CAPRI | CAP847009V1 | EC000441 | EF001742 | 140 | 9.0
CAPRI | CAP847009V1 | EC000441 | EF001742 | -60 | 9.0
CAPRI | CAP847009V1 | EC000441 | EF001758 | EV003712 | 9.0
CAPRI | CAP847009V1 | EC000441 | EF002169 | EV000914 | 9.0
CAPRI | CAP847009V1 | EC000441 | EF003712 | 1,5 | 9.0
CAPRI | CAP847009V1 | EC000441 | EF004191 | oui | 9.0
CAPRI | CAP847009V1 | EC000441 | EF004685 | non | 9.0
CAPRI | CAP847009V1 | EC000441 | EF005004 | non | 9.0
CAPRI | CAP847009V1 | EC000441 | EF005049 | non | 9.0
CAPRI | CAP847009V1 | EC000441 | EF005268 | 70,4 | 9.0
CAPRI | CAP847009V1 | EC000441 | EF005337 | non | 9.0
CAPRI | CAP847009V1 | EC000441 | EF005466 | 35 | 9.0
CAPRI | CAP847009V1 | EC000441 | EF005466 | 48 | 9.0
CAPRI | CAP847009V1 | EC000441 | EF005474 | EV006619 | 9.0
CAPRI | CAP847009V1 | EC000441 | EF005728 | EV009071 | 9.0
CAPRI | CAP847009V1 | EC000441 | EF007839 | 50 | 9.0
CAPRI | CAP847009V1 | EC000441 | EF008404 | EV010598 | 9.0
CAPRI | CAP847094V1 | EC000441 | EF000007 | EV000256 | 9.0
CAPRI | CAP847094V1 | EC000441 | EF000010 | EV000164 | 9.0
CAPRI | CAP847094V1 | EC000441 | EF000025 | oui | 9.0
CAPRI | CAP847094V1 | EC000441 | EF000084 | oui | 9.0
CAPRI | CAP847094V1 | EC000441 | EF000139 | EV000191 | 9.0
CAPRI | CAP847094V1 | EC000441 | EF000177 | 55 | 9.0
CAPRI | CAP847094V1 | EC000441 | EF000368 | 16 | 9.0
CAPRI | CAP847094V1 | EC000441 | EF000734 | non | 9.0
CAPRI | CAP847094V1 | EC000441 | EF000878 | non | 9.0
CAPRI | CAP847094V1 | EC000441 | EF001210 | non | 9.0
CAPRI | CAP847094V1 | EC000441 | EF001217 | EV009696 | 9.0
CAPRI | CAP847094V1 | EC000441 | EF001257 | EV000149 | 9.0
CAPRI | CAP847094V1 | EC000441 | EF001742 | 140 | 9.0
CAPRI | CAP847094V1 | EC000441 | EF001742 | -60 | 9.0
CAPRI | CAP847094V1 | EC000441 | EF001758 | EV003712 | 9.0
CAPRI | CAP847094V1 | EC000441 | EF002169 | EV000914 | 9.0
CAPRI | CAP847094V1 | EC000441 | EF003712 | 1,5 | 9.0
CAPRI | CAP847094V1 | EC000441 | EF004191 | oui | 9.0
CAPRI | CAP847094V1 | EC000441 | EF004685 | non | 9.0
CAPRI | CAP847094V1 | EC000441 | EF005004 | non | 9.0
CAPRI | CAP847094V1 | EC000441 | EF005049 | non | 9.0
CAPRI | CAP847094V1 | EC000441 | EF005268 | 60,5 | 9.0
CAPRI | CAP847094V1 | EC000441 | EF005337 | non | 9.0
CAPRI | CAP847094V1 | EC000441 | EF005466 | 29 | 9.0
CAPRI | CAP847094V1 | EC000441 | EF005466 | 41 | 9.0
CAPRI | CAP847094V1 | EC000441 | EF005474 | EV006619 | 9.0
CAPRI | CAP847094V1 | EC000441 | EF005728 | EV009071 | 9.0
CAPRI | CAP847094V1 | EC000441 | EF007839 | 50 | 9.0
CAPRI | CAP847094V1 | EC000441 | EF008404 | EV010598 | 9.0
CAPRI | CAP847099V1 | EC000441 | EF000007 | EV000256 | 9.0
CAPRI | CAP847099V1 | EC000441 | EF000010 | EV000164 | 9.0
CAPRI | CAP847099V1 | EC000441 | EF000025 | oui | 9.0
CAPRI | CAP847099V1 | EC000441 | EF000084 | oui | 9.0
CAPRI | CAP847099V1 | EC000441 | EF000139 | EV006034 | 9.0
CAPRI | CAP847099V1 | EC000441 | EF000177 | 55 | 9.0
CAPRI | CAP847099V1 | EC000441 | EF000368 | 16 | 9.0
CAPRI | CAP847099V1 | EC000441 | EF000734 | non | 9.0
CAPRI | CAP847099V1 | EC000441 | EF000878 | non | 9.0
CAPRI | CAP847099V1 | EC000441 | EF001210 | non | 9.0
CAPRI | CAP847099V1 | EC000441 | EF001217 | EV009696 | 9.0
CAPRI | CAP847099V1 | EC000441 | EF001257 | EV006908 | 9.0
CAPRI | CAP847099V1 | EC000441 | EF001742 | 140 | 9.0
CAPRI | CAP847099V1 | EC000441 | EF001742 | -60 | 9.0
CAPRI | CAP847099V1 | EC000441 | EF001758 | EV003712 | 9.0
CAPRI | CAP847099V1 | EC000441 | EF002169 | EV000914 | 9.0
CAPRI | CAP847099V1 | EC000441 | EF003712 | 1,5 | 9.0
CAPRI | CAP847099V1 | EC000441 | EF004191 | oui | 9.0
CAPRI | CAP847099V1 | EC000441 | EF004685 | non | 9.0
CAPRI | CAP847099V1 | EC000441 | EF005004 | non | 9.0
CAPRI | CAP847099V1 | EC000441 | EF005049 | non | 9.0
CAPRI | CAP847099V1 | EC000441 | EF005268 | 60,5 | 9.0
CAPRI | CAP847099V1 | EC000441 | EF005337 | non | 9.0
CAPRI | CAP847099V1 | EC000441 | EF005466 | 29 | 9.0
CAPRI | CAP847099V1 | EC000441 | EF005466 | 41 | 9.0
CAPRI | CAP847099V1 | EC000441 | EF005474 | EV006619 | 9.0
CAPRI | CAP847099V1 | EC000441 | EF005728 | EV009071 | 9.0
CAPRI | CAP847099V1 | EC000441 | EF007839 | 50 | 9.0
CAPRI | CAP847099V1 | EC000441 | EF008404 | EV010598 | 9.0
CAPRI | CAP847204V1 | EC000441 | EF000007 | EV000256 | 9.0
CAPRI | CAP847204V1 | EC000441 | EF000010 | EV000164 | 9.0
CAPRI | CAP847204V1 | EC000441 | EF000025 | oui | 9.0
CAPRI | CAP847204V1 | EC000441 | EF000084 | oui | 9.0
CAPRI | CAP847204V1 | EC000441 | EF000139 | EV000191 | 9.0
CAPRI | CAP847204V1 | EC000441 | EF000177 | 85 | 9.0
CAPRI | CAP847204V1 | EC000441 | EF000368 | 17 | 9.0
CAPRI | CAP847204V1 | EC000441 | EF000734 | non | 9.0
CAPRI | CAP847204V1 | EC000441 | EF000878 | non | 9.0
CAPRI | CAP847204V1 | EC000441 | EF001210 | non | 9.0
CAPRI | CAP847204V1 | EC000441 | EF001217 | EV009696 | 9.0
CAPRI | CAP847204V1 | EC000441 | EF001257 | EV000149 | 9.0
CAPRI | CAP847204V1 | EC000441 | EF001742 | 140 | 9.0
CAPRI | CAP847204V1 | EC000441 | EF001742 | -60 | 9.0
CAPRI | CAP847204V1 | EC000441 | EF001758 | EV003712 | 9.0
CAPRI | CAP847204V1 | EC000441 | EF002169 | EV000914 | 9.0
CAPRI | CAP847204V1 | EC000441 | EF003712 | 1,5 | 9.0
CAPRI | CAP847204V1 | EC000441 | EF004191 | oui | 9.0
CAPRI | CAP847204V1 | EC000441 | EF004685 | non | 9.0
CAPRI | CAP847204V1 | EC000441 | EF005004 | non | 9.0
CAPRI | CAP847204V1 | EC000441 | EF005049 | non | 9.0
CAPRI | CAP847204V1 | EC000441 | EF005268 | 93,5 | 9.0
CAPRI | CAP847204V1 | EC000441 | EF005337 | non | 9.0
CAPRI | CAP847204V1 | EC000441 | EF005466 | 50 | 9.0
CAPRI | CAP847204V1 | EC000441 | EF005466 | 65 | 9.0
CAPRI | CAP847204V1 | EC000441 | EF005474 | EV006619 | 9.0
CAPRI | CAP847204V1 | EC000441 | EF005728 | EV009071 | 9.0
CAPRI | CAP847204V1 | EC000441 | EF007839 | 63 | 9.0
CAPRI | CAP847204V1 | EC000441 | EF008404 | EV010598 | 9.0
CAPRI | CAP847209V1 | EC000441 | EF000007 | EV000256 | 9.0
CAPRI | CAP847209V1 | EC000441 | EF000010 | EV000164 | 9.0
CAPRI | CAP847209V1 | EC000441 | EF000025 | oui | 9.0
CAPRI | CAP847209V1 | EC000441 | EF000084 | oui | 9.0
CAPRI | CAP847209V1 | EC000441 | EF000139 | EV006034 | 9.0
CAPRI | CAP847209V1 | EC000441 | EF000177 | 85 | 9.0
CAPRI | CAP847209V1 | EC000441 | EF000368 | 17 | 9.0
CAPRI | CAP847209V1 | EC000441 | EF000734 | non | 9.0
CAPRI | CAP847209V1 | EC000441 | EF000878 | non | 9.0
CAPRI | CAP847209V1 | EC000441 | EF001210 | non | 9.0
CAPRI | CAP847209V1 | EC000441 | EF001217 | EV009696 | 9.0
CAPRI | CAP847209V1 | EC000441 | EF001257 | EV006908 | 9.0
CAPRI | CAP847209V1 | EC000441 | EF001742 | 140 | 9.0
CAPRI | CAP847209V1 | EC000441 | EF001742 | -60 | 9.0
CAPRI | CAP847209V1 | EC000441 | EF001758 | EV003712 | 9.0
CAPRI | CAP847209V1 | EC000441 | EF002169 | EV000914 | 9.0
CAPRI | CAP847209V1 | EC000441 | EF003712 | 1,5 | 9.0
CAPRI | CAP847209V1 | EC000441 | EF004191 | oui | 9.0
CAPRI | CAP847209V1 | EC000441 | EF004685 | non | 9.0
CAPRI | CAP847209V1 | EC000441 | EF005004 | non | 9.0
CAPRI | CAP847209V1 | EC000441 | EF005049 | non | 9.0
CAPRI | CAP847209V1 | EC000441 | EF005268 | 93,5 | 9.0
CAPRI | CAP847209V1 | EC000441 | EF005337 | non | 9.0
CAPRI | CAP847209V1 | EC000441 | EF005466 | 50 | 9.0
CAPRI | CAP847209V1 | EC000441 | EF005466 | 65 | 9.0
CAPRI | CAP847209V1 | EC000441 | EF005474 | EV006619 | 9.0
CAPRI | CAP847209V1 | EC000441 | EF005728 | EV009071 | 9.0
CAPRI | CAP847209V1 | EC000441 | EF007839 | 63 | 9.0
CAPRI | CAP847209V1 | EC000441 | EF008404 | EV010598 | 9.0
CAPRI | CAP847294V1 | EC000441 | EF000007 | EV000256 | 9.0
CAPRI | CAP847294V1 | EC000441 | EF000010 | EV000164 | 9.0
CAPRI | CAP847294V1 | EC000441 | EF000025 | oui | 9.0
CAPRI | CAP847294V1 | EC000441 | EF000084 | oui | 9.0
CAPRI | CAP847294V1 | EC000441 | EF000139 | EV000191 | 9.0
CAPRI | CAP847294V1 | EC000441 | EF000177 | 72 | 9.0
CAPRI | CAP847294V1 | EC000441 | EF000368 | 17 | 9.0
CAPRI | CAP847294V1 | EC000441 | EF000734 | non | 9.0
CAPRI | CAP847294V1 | EC000441 | EF000878 | non | 9.0
CAPRI | CAP847294V1 | EC000441 | EF001210 | non | 9.0
CAPRI | CAP847294V1 | EC000441 | EF001217 | EV009696 | 9.0
CAPRI | CAP847294V1 | EC000441 | EF001257 | EV000149 | 9.0
CAPRI | CAP847294V1 | EC000441 | EF001742 | 140 | 9.0
CAPRI | CAP847294V1 | EC000441 | EF001742 | -60 | 9.0
CAPRI | CAP847294V1 | EC000441 | EF001758 | EV003712 | 9.0
CAPRI | CAP847294V1 | EC000441 | EF002169 | EV000914 | 9.0
CAPRI | CAP847294V1 | EC000441 | EF003712 | 1,5 | 9.0
CAPRI | CAP847294V1 | EC000441 | EF004191 | oui | 9.0
CAPRI | CAP847294V1 | EC000441 | EF004685 | non | 9.0
CAPRI | CAP847294V1 | EC000441 | EF005004 | non | 9.0
CAPRI | CAP847294V1 | EC000441 | EF005049 | non | 9.0
CAPRI | CAP847294V1 | EC000441 | EF005268 | 79,2 | 9.0
CAPRI | CAP847294V1 | EC000441 | EF005337 | non | 9.0
CAPRI | CAP847294V1 | EC000441 | EF005466 | 42 | 9.0
CAPRI | CAP847294V1 | EC000441 | EF005466 | 56 | 9.0
CAPRI | CAP847294V1 | EC000441 | EF005474 | EV006619 | 9.0
CAPRI | CAP847294V1 | EC000441 | EF005728 | EV009071 | 9.0
CAPRI | CAP847294V1 | EC000441 | EF007839 | 63 | 9.0
CAPRI | CAP847294V1 | EC000441 | EF008404 | EV010598 | 9.0
CAPRI | CAP847299V1 | EC000441 | EF000007 | EV000256 | 9.0
CAPRI | CAP847299V1 | EC000441 | EF000010 | EV000164 | 9.0
CAPRI | CAP847299V1 | EC000441 | EF000025 | oui | 9.0
CAPRI | CAP847299V1 | EC000441 | EF000084 | oui | 9.0
CAPRI | CAP847299V1 | EC000441 | EF000139 | EV006034 | 9.0
CAPRI | CAP847299V1 | EC000441 | EF000177 | 72 | 9.0
CAPRI | CAP847299V1 | EC000441 | EF000368 | 17 | 9.0
CAPRI | CAP847299V1 | EC000441 | EF000734 | non | 9.0
CAPRI | CAP847299V1 | EC000441 | EF000878 | non | 9.0
CAPRI | CAP847299V1 | EC000441 | EF001210 | non | 9.0
CAPRI | CAP847299V1 | EC000441 | EF001217 | EV009696 | 9.0
CAPRI | CAP847299V1 | EC000441 | EF001257 | EV006908 | 9.0
CAPRI | CAP847299V1 | EC000441 | EF001742 | 140 | 9.0
CAPRI | CAP847299V1 | EC000441 | EF001742 | -60 | 9.0
CAPRI | CAP847299V1 | EC000441 | EF001758 | EV003712 | 9.0
CAPRI | CAP847299V1 | EC000441 | EF002169 | EV000914 | 9.0
CAPRI | CAP847299V1 | EC000441 | EF003712 | 1,5 | 9.0
CAPRI | CAP847299V1 | EC000441 | EF004191 | oui | 9.0
CAPRI | CAP847299V1 | EC000441 | EF004685 | non | 9.0
CAPRI | CAP847299V1 | EC000441 | EF005004 | non | 9.0
CAPRI | CAP847299V1 | EC000441 | EF005049 | non | 9.0
CAPRI | CAP847299V1 | EC000441 | EF005268 | 79,2 | 9.0
CAPRI | CAP847299V1 | EC000441 | EF005337 | non | 9.0
CAPRI | CAP847299V1 | EC000441 | EF005466 | 42 | 9.0
CAPRI | CAP847299V1 | EC000441 | EF005466 | 56 | 9.0
CAPRI | CAP847299V1 | EC000441 | EF005474 | EV006619 | 9.0
CAPRI | CAP847299V1 | EC000441 | EF005728 | EV009071 | 9.0
CAPRI | CAP847299V1 | EC000441 | EF007839 | 63 | 9.0
CAPRI | CAP847299V1 | EC000441 | EF008404 | EV010598 | 9.0
CAPRI | CAP847304V1 | EC000441 | EF000007 | EV000256 | 9.0
CAPRI | CAP847304V1 | EC000441 | EF000010 | EV000164 | 9.0
CAPRI | CAP847304V1 | EC000441 | EF000025 | oui | 9.0
CAPRI | CAP847304V1 | EC000441 | EF000084 | oui | 9.0
CAPRI | CAP847304V1 | EC000441 | EF000139 | EV000191 | 9.0
CAPRI | CAP847304V1 | EC000441 | EF000177 | 95 | 9.0
CAPRI | CAP847304V1 | EC000441 | EF000368 | 18 | 9.0
CAPRI | CAP847304V1 | EC000441 | EF000734 | non | 9.0
CAPRI | CAP847304V1 | EC000441 | EF000878 | non | 9.0
CAPRI | CAP847304V1 | EC000441 | EF001210 | non | 9.0
CAPRI | CAP847304V1 | EC000441 | EF001217 | EV009696 | 9.0
CAPRI | CAP847304V1 | EC000441 | EF001257 | EV000149 | 9.0
CAPRI | CAP847304V1 | EC000441 | EF001742 | 140 | 9.0
CAPRI | CAP847304V1 | EC000441 | EF001742 | -60 | 9.0
CAPRI | CAP847304V1 | EC000441 | EF001758 | EV003712 | 9.0
CAPRI | CAP847304V1 | EC000441 | EF002169 | EV000914 | 9.0
CAPRI | CAP847304V1 | EC000441 | EF003712 | 2 | 9.0
CAPRI | CAP847304V1 | EC000441 | EF004191 | oui | 9.0
CAPRI | CAP847304V1 | EC000441 | EF004685 | non | 9.0
CAPRI | CAP847304V1 | EC000441 | EF005004 | non | 9.0
CAPRI | CAP847304V1 | EC000441 | EF005049 | non | 9.0
CAPRI | CAP847304V1 | EC000441 | EF005268 | 104,5 | 9.0
CAPRI | CAP847304V1 | EC000441 | EF005337 | non | 9.0
CAPRI | CAP847304V1 | EC000441 | EF005466 | 58 | 9.0
CAPRI | CAP847304V1 | EC000441 | EF005466 | 74 | 9.0
CAPRI | CAP847304V1 | EC000441 | EF005474 | EV006619 | 9.0
CAPRI | CAP847304V1 | EC000441 | EF005728 | EV009071 | 9.0
CAPRI | CAP847304V1 | EC000441 | EF007839 | 75 | 9.0
CAPRI | CAP847304V1 | EC000441 | EF008404 | EV010598 | 9.0
CAPRI | CAP847394V1 | EC000441 | EF000007 | EV000256 | 9.0
CAPRI | CAP847394V1 | EC000441 | EF000010 | EV000164 | 9.0
CAPRI | CAP847394V1 | EC000441 | EF000025 | oui | 9.0
CAPRI | CAP847394V1 | EC000441 | EF000084 | oui | 9.0
CAPRI | CAP847394V1 | EC000441 | EF000139 | EV000191 | 9.0
CAPRI | CAP847394V1 | EC000441 | EF000177 | 85 | 9.0
CAPRI | CAP847394V1 | EC000441 | EF000368 | 18 | 9.0
CAPRI | CAP847394V1 | EC000441 | EF000734 | non | 9.0
CAPRI | CAP847394V1 | EC000441 | EF000878 | non | 9.0
CAPRI | CAP847394V1 | EC000441 | EF001210 | non | 9.0
CAPRI | CAP847394V1 | EC000441 | EF001217 | EV009696 | 9.0
CAPRI | CAP847394V1 | EC000441 | EF001257 | EV000149 | 9.0
CAPRI | CAP847394V1 | EC000441 | EF001742 | 140 | 9.0
CAPRI | CAP847394V1 | EC000441 | EF001742 | -60 | 9.0
CAPRI | CAP847394V1 | EC000441 | EF001758 | EV003712 | 9.0
CAPRI | CAP847394V1 | EC000441 | EF002169 | EV000914 | 9.0
CAPRI | CAP847394V1 | EC000441 | EF003712 | 2 | 9.0
CAPRI | CAP847394V1 | EC000441 | EF004191 | oui | 9.0
CAPRI | CAP847394V1 | EC000441 | EF004685 | non | 9.0
CAPRI | CAP847394V1 | EC000441 | EF005004 | non | 9.0
CAPRI | CAP847394V1 | EC000441 | EF005049 | non | 9.0
CAPRI | CAP847394V1 | EC000441 | EF005268 | 93,5 | 9.0
CAPRI | CAP847394V1 | EC000441 | EF005337 | non | 9.0
CAPRI | CAP847394V1 | EC000441 | EF005466 | 50 | 9.0
CAPRI | CAP847394V1 | EC000441 | EF005466 | 65 | 9.0
CAPRI | CAP847394V1 | EC000441 | EF005474 | EV006619 | 9.0
CAPRI | CAP847394V1 | EC000441 | EF005728 | EV009071 | 9.0
CAPRI | CAP847394V1 | EC000441 | EF007839 | 75 | 9.0
CAPRI | CAP847394V1 | EC000441 | EF008404 | EV010598 | 9.0
CAPRI | CAP847504V1 | EC000441 | EF000007 | EV000256 | 9.0
CAPRI | CAP847504V1 | EC000441 | EF000010 | EV000164 | 9.0
CAPRI | CAP847504V1 | EC000441 | EF000025 | oui | 9.0
CAPRI | CAP847504V1 | EC000441 | EF000084 | oui | 9.0
CAPRI | CAP847504V1 | EC000441 | EF000139 | EV000191 | 9.0
CAPRI | CAP847504V1 | EC000441 | EF000177 | 120 | 9.0
CAPRI | CAP847504V1 | EC000441 | EF000368 | 22 | 9.0
CAPRI | CAP847504V1 | EC000441 | EF000734 | non | 9.0
CAPRI | CAP847504V1 | EC000441 | EF000878 | non | 9.0
CAPRI | CAP847504V1 | EC000441 | EF001210 | non | 9.0
CAPRI | CAP847504V1 | EC000441 | EF001217 | EV009696 | 9.0
CAPRI | CAP847504V1 | EC000441 | EF001257 | EV000149 | 9.0
CAPRI | CAP847504V1 | EC000441 | EF001742 | 140 | 9.0
CAPRI | CAP847504V1 | EC000441 | EF001742 | -60 | 9.0
CAPRI | CAP847504V1 | EC000441 | EF001758 | EV003712 | 9.0
CAPRI | CAP847504V1 | EC000441 | EF002169 | EV000914 | 9.0
CAPRI | CAP847504V1 | EC000441 | EF003712 | 2 | 9.0
CAPRI | CAP847504V1 | EC000441 | EF004191 | oui | 9.0
CAPRI | CAP847504V1 | EC000441 | EF004685 | non | 9.0
CAPRI | CAP847504V1 | EC000441 | EF005004 | non | 9.0
CAPRI | CAP847504V1 | EC000441 | EF005049 | non | 9.0
CAPRI | CAP847504V1 | EC000441 | EF005268 | 132 | 9.0
CAPRI | CAP847504V1 | EC000441 | EF005337 | non | 9.0
CAPRI | CAP847504V1 | EC000441 | EF005466 | 75 | 9.0
CAPRI | CAP847504V1 | EC000441 | EF005466 | 93 | 9.0
CAPRI | CAP847504V1 | EC000441 | EF005474 | EV006619 | 9.0
CAPRI | CAP847504V1 | EC000441 | EF005728 | EV009071 | 9.0
CAPRI | CAP847504V1 | EC000441 | EF007839 | 90 | 9.0
CAPRI | CAP847504V1 | EC000441 | EF008404 | EV010598 | 9.0
CAPRI | CAP847574V1 | EC000441 | EF000007 | EV000256 | 9.0
CAPRI | CAP847574V1 | EC000441 | EF000010 | EV000164 | 9.0
CAPRI | CAP847574V1 | EC000441 | EF000025 | oui | 9.0
CAPRI | CAP847574V1 | EC000441 | EF000084 | oui | 9.0
CAPRI | CAP847574V1 | EC000441 | EF000139 | EV000191 | 9.0
CAPRI | CAP847574V1 | EC000441 | EF000177 | 120 | 9.0
CAPRI | CAP847574V1 | EC000441 | EF000368 | 22 | 9.0
CAPRI | CAP847574V1 | EC000441 | EF000734 | non | 9.0
CAPRI | CAP847574V1 | EC000441 | EF000878 | non | 9.0
CAPRI | CAP847574V1 | EC000441 | EF001210 | non | 9.0
CAPRI | CAP847574V1 | EC000441 | EF001217 | EV009696 | 9.0
CAPRI | CAP847574V1 | EC000441 | EF001257 | EV000149 | 9.0
CAPRI | CAP847574V1 | EC000441 | EF001742 | 140 | 9.0
CAPRI | CAP847574V1 | EC000441 | EF001742 | -60 | 9.0
CAPRI | CAP847574V1 | EC000441 | EF001758 | EV003712 | 9.0
CAPRI | CAP847574V1 | EC000441 | EF002169 | EV000914 | 9.0
CAPRI | CAP847574V1 | EC000441 | EF003712 | 2 | 9.0
CAPRI | CAP847574V1 | EC000441 | EF004191 | oui | 9.0
CAPRI | CAP847574V1 | EC000441 | EF004685 | non | 9.0
CAPRI | CAP847574V1 | EC000441 | EF005004 | non | 9.0
CAPRI | CAP847574V1 | EC000441 | EF005049 | non | 9.0
CAPRI | CAP847574V1 | EC000441 | EF005268 | 132 | 9.0
CAPRI | CAP847574V1 | EC000441 | EF005337 | non | 9.0
CAPRI | CAP847574V1 | EC000441 | EF005466 | 104 | 9.0
CAPRI | CAP847574V1 | EC000441 | EF005466 | 85 | 9.0
CAPRI | CAP847574V1 | EC000441 | EF005474 | EV006619 | 9.0
CAPRI | CAP847574V1 | EC000441 | EF005728 | EV009071 | 9.0
CAPRI | CAP847574V1 | EC000441 | EF007839 | 90 | 9.0
CAPRI | CAP847574V1 | EC000441 | EF008404 | EV010598 | 9.0
CAPRI | CAP847594V1 | EC000441 | EF000007 | EV000256 | 9.0
CAPRI | CAP847594V1 | EC000441 | EF000010 | EV000164 | 9.0
CAPRI | CAP847594V1 | EC000441 | EF000025 | oui | 9.0
CAPRI | CAP847594V1 | EC000441 | EF000084 | oui | 9.0
CAPRI | CAP847594V1 | EC000441 | EF000139 | EV000191 | 9.0
CAPRI | CAP847594V1 | EC000441 | EF000177 | 110 | 9.0
CAPRI | CAP847594V1 | EC000441 | EF000368 | 22 | 9.0
CAPRI | CAP847594V1 | EC000441 | EF000734 | non | 9.0
CAPRI | CAP847594V1 | EC000441 | EF000878 | non | 9.0
CAPRI | CAP847594V1 | EC000441 | EF001210 | non | 9.0
CAPRI | CAP847594V1 | EC000441 | EF001217 | EV009696 | 9.0
CAPRI | CAP847594V1 | EC000441 | EF001257 | EV000149 | 9.0
CAPRI | CAP847594V1 | EC000441 | EF001742 | 140 | 9.0
CAPRI | CAP847594V1 | EC000441 | EF001742 | -60 | 9.0
CAPRI | CAP847594V1 | EC000441 | EF001758 | EV003712 | 9.0
CAPRI | CAP847594V1 | EC000441 | EF002169 | EV000914 | 9.0
CAPRI | CAP847594V1 | EC000441 | EF003712 | 2 | 9.0
CAPRI | CAP847594V1 | EC000441 | EF004191 | oui | 9.0
CAPRI | CAP847594V1 | EC000441 | EF004685 | non | 9.0
CAPRI | CAP847594V1 | EC000441 | EF005004 | non | 9.0
CAPRI | CAP847594V1 | EC000441 | EF005049 | non | 9.0
CAPRI | CAP847594V1 | EC000441 | EF005268 | 121 | 9.0
CAPRI | CAP847594V1 | EC000441 | EF005337 | non | 9.0
CAPRI | CAP847594V1 | EC000441 | EF005466 | 66 | 9.0
CAPRI | CAP847594V1 | EC000441 | EF005466 | 83 | 9.0
CAPRI | CAP847594V1 | EC000441 | EF005474 | EV006619 | 9.0
CAPRI | CAP847594V1 | EC000441 | EF005728 | EV009071 | 9.0
CAPRI | CAP847594V1 | EC000441 | EF007839 | 90 | 9.0
CAPRI | CAP847594V1 | EC000441 | EF008404 | EV010598 | 9.0
CAPRI | CAP848404V1 | EC000441 | EF000007 | EV000256 | 9.0
CAPRI | CAP848404V1 | EC000441 | EF000010 | EV000164 | 9.0
CAPRI | CAP848404V1 | EC000441 | EF000025 | oui | 9.0
CAPRI | CAP848404V1 | EC000441 | EF000084 | oui | 9.0
CAPRI | CAP848404V1 | EC000441 | EF000139 | EV000191 | 9.0
CAPRI | CAP848404V1 | EC000441 | EF000177 | 19 | 9.0
CAPRI | CAP848404V1 | EC000441 | EF000368 | 12 | 9.0
CAPRI | CAP848404V1 | EC000441 | EF000734 | non | 9.0
CAPRI | CAP848404V1 | EC000441 | EF000878 | non | 9.0
CAPRI | CAP848404V1 | EC000441 | EF001210 | non | 9.0
CAPRI | CAP848404V1 | EC000441 | EF001217 | EV009696 | 9.0
CAPRI | CAP848404V1 | EC000441 | EF001257 | EV000149 | 9.0
CAPRI | CAP848404V1 | EC000441 | EF001742 | 140 | 9.0
CAPRI | CAP848404V1 | EC000441 | EF001742 | -60 | 9.0
CAPRI | CAP848404V1 | EC000441 | EF001758 | EV003714 | 9.0
CAPRI | CAP848404V1 | EC000441 | EF002169 | EV000914 | 9.0
CAPRI | CAP848404V1 | EC000441 | EF004191 | oui | 9.0
CAPRI | CAP848404V1 | EC000441 | EF004685 | non | 9.0
CAPRI | CAP848404V1 | EC000441 | EF005004 | non | 9.0
CAPRI | CAP848404V1 | EC000441 | EF005049 | non | 9.0
CAPRI | CAP848404V1 | EC000441 | EF005268 | 20,9 | 9.0
CAPRI | CAP848404V1 | EC000441 | EF005337 | non | 9.0
CAPRI | CAP848404V1 | EC000441 | EF005466 | 12 | 9.0
CAPRI | CAP848404V1 | EC000441 | EF005466 | 7 | 9.0
CAPRI | CAP848404V1 | EC000441 | EF005474 | EV006619 | 9.0
CAPRI | CAP848404V1 | EC000441 | EF005728 | EV009071 | 9.0
CAPRI | CAP848404V1 | EC000441 | EF008404 | EV010598 | 9.0
CAPRI | CAP848604V1 | EC000441 | EF000007 | EV000256 | 9.0
CAPRI | CAP848604V1 | EC000441 | EF000010 | EV000164 | 9.0
CAPRI | CAP848604V1 | EC000441 | EF000025 | oui | 9.0
CAPRI | CAP848604V1 | EC000441 | EF000084 | oui | 9.0
CAPRI | CAP848604V1 | EC000441 | EF000139 | EV000191 | 9.0
CAPRI | CAP848604V1 | EC000441 | EF000177 | 30 | 9.0
CAPRI | CAP848604V1 | EC000441 | EF000368 | 16 | 9.0
CAPRI | CAP848604V1 | EC000441 | EF000734 | non | 9.0
CAPRI | CAP848604V1 | EC000441 | EF000878 | non | 9.0
CAPRI | CAP848604V1 | EC000441 | EF001210 | non | 9.0
CAPRI | CAP848604V1 | EC000441 | EF001217 | EV009696 | 9.0
CAPRI | CAP848604V1 | EC000441 | EF001257 | EV000149 | 9.0
CAPRI | CAP848604V1 | EC000441 | EF001742 | 140 | 9.0
CAPRI | CAP848604V1 | EC000441 | EF001742 | -60 | 9.0
CAPRI | CAP848604V1 | EC000441 | EF001758 | EV003714 | 9.0
CAPRI | CAP848604V1 | EC000441 | EF002169 | EV000914 | 9.0
CAPRI | CAP848604V1 | EC000441 | EF004191 | oui | 9.0
CAPRI | CAP848604V1 | EC000441 | EF004685 | non | 9.0
CAPRI | CAP848604V1 | EC000441 | EF005004 | non | 9.0
CAPRI | CAP848604V1 | EC000441 | EF005049 | non | 9.0
CAPRI | CAP848604V1 | EC000441 | EF005268 | 33 | 9.0
CAPRI | CAP848604V1 | EC000441 | EF005337 | non | 9.0
CAPRI | CAP848604V1 | EC000441 | EF005466 | 13,5 | 9.0
CAPRI | CAP848604V1 | EC000441 | EF005466 | 21 | 9.0
CAPRI | CAP848604V1 | EC000441 | EF005474 | EV006619 | 9.0
CAPRI | CAP848604V1 | EC000441 | EF005728 | EV009071 | 9.0
CAPRI | CAP848604V1 | EC000441 | EF007838 | EV004591 | 9.0
CAPRI | CAP848604V1 | EC000441 | EF008404 | EV010598 | 9.0
CAPRI | CAP848609V1 | EC000441 | EF000007 | EV000256 | 9.0
CAPRI | CAP848609V1 | EC000441 | EF000010 | EV000164 | 9.0
CAPRI | CAP848609V1 | EC000441 | EF000025 | oui | 9.0
CAPRI | CAP848609V1 | EC000441 | EF000084 | oui | 9.0
CAPRI | CAP848609V1 | EC000441 | EF000139 | EV006034 | 9.0
CAPRI | CAP848609V1 | EC000441 | EF000177 | 30 | 9.0
CAPRI | CAP848609V1 | EC000441 | EF000368 | 16 | 9.0
CAPRI | CAP848609V1 | EC000441 | EF000734 | non | 9.0
CAPRI | CAP848609V1 | EC000441 | EF000878 | non | 9.0
CAPRI | CAP848609V1 | EC000441 | EF001210 | non | 9.0
CAPRI | CAP848609V1 | EC000441 | EF001217 | EV009696 | 9.0
CAPRI | CAP848609V1 | EC000441 | EF001257 | EV006908 | 9.0
CAPRI | CAP848609V1 | EC000441 | EF001742 | 140 | 9.0
CAPRI | CAP848609V1 | EC000441 | EF001742 | -60 | 9.0
CAPRI | CAP848609V1 | EC000441 | EF001758 | EV003714 | 9.0
CAPRI | CAP848609V1 | EC000441 | EF002169 | EV000914 | 9.0
CAPRI | CAP848609V1 | EC000441 | EF004191 | oui | 9.0
CAPRI | CAP848609V1 | EC000441 | EF004685 | non | 9.0
CAPRI | CAP848609V1 | EC000441 | EF005004 | non | 9.0
CAPRI | CAP848609V1 | EC000441 | EF005049 | non | 9.0
CAPRI | CAP848609V1 | EC000441 | EF005268 | 33 | 9.0
CAPRI | CAP848609V1 | EC000441 | EF005337 | non | 9.0
CAPRI | CAP848609V1 | EC000441 | EF005466 | 13,5 | 9.0
CAPRI | CAP848609V1 | EC000441 | EF005466 | 21 | 9.0
CAPRI | CAP848609V1 | EC000441 | EF005474 | EV006619 | 9.0
CAPRI | CAP848609V1 | EC000441 | EF005728 | EV009071 | 9.0
CAPRI | CAP848609V1 | EC000441 | EF007838 | EV004591 | 9.0
CAPRI | CAP848609V1 | EC000441 | EF008404 | EV010598 | 9.0
CAPRI | CAP848674V1 | EC000441 | EF000007 | EV000256 | 9.0
CAPRI | CAP848674V1 | EC000441 | EF000010 | EV000164 | 9.0
CAPRI | CAP848674V1 | EC000441 | EF000025 | oui | 9.0
CAPRI | CAP848674V1 | EC000441 | EF000084 | oui | 9.0
CAPRI | CAP848674V1 | EC000441 | EF000139 | EV000191 | 9.0
CAPRI | CAP848674V1 | EC000441 | EF000177 | 24 | 9.0
CAPRI | CAP848674V1 | EC000441 | EF000368 | 16 | 9.0
CAPRI | CAP848674V1 | EC000441 | EF000734 | non | 9.0
CAPRI | CAP848674V1 | EC000441 | EF000878 | non | 9.0
CAPRI | CAP848674V1 | EC000441 | EF001210 | non | 9.0
CAPRI | CAP848674V1 | EC000441 | EF001217 | EV009696 | 9.0
CAPRI | CAP848674V1 | EC000441 | EF001257 | EV000149 | 9.0
CAPRI | CAP848674V1 | EC000441 | EF001742 | 140 | 9.0
CAPRI | CAP848674V1 | EC000441 | EF001742 | -60 | 9.0
CAPRI | CAP848674V1 | EC000441 | EF001758 | EV003714 | 9.0
CAPRI | CAP848674V1 | EC000441 | EF002169 | EV000914 | 9.0
CAPRI | CAP848674V1 | EC000441 | EF004191 | oui | 9.0
CAPRI | CAP848674V1 | EC000441 | EF004685 | non | 9.0
CAPRI | CAP848674V1 | EC000441 | EF005004 | non | 9.0
CAPRI | CAP848674V1 | EC000441 | EF005049 | non | 9.0
CAPRI | CAP848674V1 | EC000441 | EF005268 | 26,4 | 9.0
CAPRI | CAP848674V1 | EC000441 | EF005337 | non | 9.0
CAPRI | CAP848674V1 | EC000441 | EF005466 | 12 | 9.0
CAPRI | CAP848674V1 | EC000441 | EF005466 | 7 | 9.0
CAPRI | CAP848674V1 | EC000441 | EF005474 | EV006619 | 9.0
CAPRI | CAP848674V1 | EC000441 | EF005728 | EV009071 | 9.0
CAPRI | CAP848674V1 | EC000441 | EF007838 | EV004591 | 9.0
CAPRI | CAP848674V1 | EC000441 | EF008404 | EV010598 | 9.0
CAPRI | CAP848679V1 | EC000441 | EF000007 | EV000256 | 9.0
CAPRI | CAP848679V1 | EC000441 | EF000010 | EV000164 | 9.0
CAPRI | CAP848679V1 | EC000441 | EF000025 | oui | 9.0
CAPRI | CAP848679V1 | EC000441 | EF000084 | oui | 9.0
CAPRI | CAP848679V1 | EC000441 | EF000139 | EV006034 | 9.0
CAPRI | CAP848679V1 | EC000441 | EF000177 | 24 | 9.0
CAPRI | CAP848679V1 | EC000441 | EF000368 | 16 | 9.0
CAPRI | CAP848679V1 | EC000441 | EF000734 | non | 9.0
CAPRI | CAP848679V1 | EC000441 | EF000878 | non | 9.0
CAPRI | CAP848679V1 | EC000441 | EF001210 | non | 9.0
CAPRI | CAP848679V1 | EC000441 | EF001217 | EV009696 | 9.0
CAPRI | CAP848679V1 | EC000441 | EF001257 | EV006908 | 9.0
CAPRI | CAP848679V1 | EC000441 | EF001742 | 140 | 9.0
CAPRI | CAP848679V1 | EC000441 | EF001742 | -60 | 9.0
CAPRI | CAP848679V1 | EC000441 | EF001758 | EV003714 | 9.0
CAPRI | CAP848679V1 | EC000441 | EF002169 | EV000914 | 9.0
CAPRI | CAP848679V1 | EC000441 | EF004191 | oui | 9.0
CAPRI | CAP848679V1 | EC000441 | EF004685 | non | 9.0
CAPRI | CAP848679V1 | EC000441 | EF005004 | non | 9.0
CAPRI | CAP848679V1 | EC000441 | EF005049 | non | 9.0
CAPRI | CAP848679V1 | EC000441 | EF005268 | 26,4 | 9.0
CAPRI | CAP848679V1 | EC000441 | EF005337 | non | 9.0
CAPRI | CAP848679V1 | EC000441 | EF005466 | 12 | 9.0
CAPRI | CAP848679V1 | EC000441 | EF005466 | 7 | 9.0
CAPRI | CAP848679V1 | EC000441 | EF005474 | EV006619 | 9.0
CAPRI | CAP848679V1 | EC000441 | EF005728 | EV009071 | 9.0
CAPRI | CAP848679V1 | EC000441 | EF007838 | EV004591 | 9.0
CAPRI | CAP848679V1 | EC000441 | EF008404 | EV010598 | 9.0
CAPRI | CAP848694V1 | EC000441 | EF000007 | EV000256 | 9.0
CAPRI | CAP848694V1 | EC000441 | EF000010 | EV000164 | 9.0
CAPRI | CAP848694V1 | EC000441 | EF000025 | oui | 9.0
CAPRI | CAP848694V1 | EC000441 | EF000084 | oui | 9.0
CAPRI | CAP848694V1 | EC000441 | EF000139 | EV000191 | 9.0
CAPRI | CAP848694V1 | EC000441 | EF000177 | 24 | 9.0
CAPRI | CAP848694V1 | EC000441 | EF000368 | 16 | 9.0
CAPRI | CAP848694V1 | EC000441 | EF000734 | non | 9.0
CAPRI | CAP848694V1 | EC000441 | EF000878 | non | 9.0
CAPRI | CAP848694V1 | EC000441 | EF001210 | non | 9.0
CAPRI | CAP848694V1 | EC000441 | EF001217 | EV009696 | 9.0
CAPRI | CAP848694V1 | EC000441 | EF001257 | EV000149 | 9.0
CAPRI | CAP848694V1 | EC000441 | EF001742 | 140 | 9.0
CAPRI | CAP848694V1 | EC000441 | EF001742 | -60 | 9.0
CAPRI | CAP848694V1 | EC000441 | EF001758 | EV003714 | 9.0
CAPRI | CAP848694V1 | EC000441 | EF002169 | EV000914 | 9.0
CAPRI | CAP848694V1 | EC000441 | EF004191 | oui | 9.0
CAPRI | CAP848694V1 | EC000441 | EF004685 | non | 9.0
CAPRI | CAP848694V1 | EC000441 | EF005004 | non | 9.0
CAPRI | CAP848694V1 | EC000441 | EF005049 | non | 9.0
CAPRI | CAP848694V1 | EC000441 | EF005268 | 26,4 | 9.0
CAPRI | CAP848694V1 | EC000441 | EF005337 | non | 9.0
CAPRI | CAP848694V1 | EC000441 | EF005466 | 10 | 9.0
CAPRI | CAP848694V1 | EC000441 | EF005466 | 16 | 9.0
CAPRI | CAP848694V1 | EC000441 | EF005474 | EV006619 | 9.0
CAPRI | CAP848694V1 | EC000441 | EF005728 | EV009071 | 9.0
CAPRI | CAP848694V1 | EC000441 | EF007838 | EV004591 | 9.0
CAPRI | CAP848694V1 | EC000441 | EF008404 | EV010598 | 9.0
CAPRI | CAP848699V1 | EC000441 | EF000007 | EV000256 | 9.0
CAPRI | CAP848699V1 | EC000441 | EF000010 | EV000164 | 9.0
CAPRI | CAP848699V1 | EC000441 | EF000025 | oui | 9.0
CAPRI | CAP848699V1 | EC000441 | EF000084 | oui | 9.0
CAPRI | CAP848699V1 | EC000441 | EF000139 | EV006034 | 9.0
CAPRI | CAP848699V1 | EC000441 | EF000177 | 24 | 9.0
CAPRI | CAP848699V1 | EC000441 | EF000368 | 16 | 9.0
CAPRI | CAP848699V1 | EC000441 | EF000734 | non | 9.0
CAPRI | CAP848699V1 | EC000441 | EF000878 | non | 9.0
CAPRI | CAP848699V1 | EC000441 | EF001210 | non | 9.0
CAPRI | CAP848699V1 | EC000441 | EF001217 | EV009696 | 9.0
CAPRI | CAP848699V1 | EC000441 | EF001257 | EV006908 | 9.0
CAPRI | CAP848699V1 | EC000441 | EF001742 | 140 | 9.0
CAPRI | CAP848699V1 | EC000441 | EF001742 | -60 | 9.0
CAPRI | CAP848699V1 | EC000441 | EF001758 | EV003714 | 9.0
CAPRI | CAP848699V1 | EC000441 | EF002169 | EV000914 | 9.0
CAPRI | CAP848699V1 | EC000441 | EF004191 | oui | 9.0
CAPRI | CAP848699V1 | EC000441 | EF004685 | non | 9.0
CAPRI | CAP848699V1 | EC000441 | EF005004 | non | 9.0
CAPRI | CAP848699V1 | EC000441 | EF005049 | non | 9.0
CAPRI | CAP848699V1 | EC000441 | EF005268 | 26,4 | 9.0
CAPRI | CAP848699V1 | EC000441 | EF005337 | non | 9.0
CAPRI | CAP848699V1 | EC000441 | EF005466 | 10 | 9.0
CAPRI | CAP848699V1 | EC000441 | EF005466 | 16 | 9.0
CAPRI | CAP848699V1 | EC000441 | EF005474 | EV006619 | 9.0
CAPRI | CAP848699V1 | EC000441 | EF005728 | EV009071 | 9.0
CAPRI | CAP848699V1 | EC000441 | EF007838 | EV004591 | 9.0
CAPRI | CAP848699V1 | EC000441 | EF008404 | EV010598 | 9.0
CAPRI | CAP848704V1 | EC000441 | EF000007 | EV000256 | 9.0
CAPRI | CAP848704V1 | EC000441 | EF000010 | EV000164 | 9.0
CAPRI | CAP848704V1 | EC000441 | EF000025 | oui | 9.0
CAPRI | CAP848704V1 | EC000441 | EF000084 | oui | 9.0
CAPRI | CAP848704V1 | EC000441 | EF000139 | EV000191 | 9.0
CAPRI | CAP848704V1 | EC000441 | EF000177 | 41 | 9.0
CAPRI | CAP848704V1 | EC000441 | EF000368 | 16 | 9.0
CAPRI | CAP848704V1 | EC000441 | EF000734 | non | 9.0
CAPRI | CAP848704V1 | EC000441 | EF000878 | non | 9.0
CAPRI | CAP848704V1 | EC000441 | EF001210 | non | 9.0
CAPRI | CAP848704V1 | EC000441 | EF001217 | EV009696 | 9.0
CAPRI | CAP848704V1 | EC000441 | EF001257 | EV000149 | 9.0
CAPRI | CAP848704V1 | EC000441 | EF001742 | 140 | 9.0
CAPRI | CAP848704V1 | EC000441 | EF001742 | -60 | 9.0
CAPRI | CAP848704V1 | EC000441 | EF001758 | EV003714 | 9.0
CAPRI | CAP848704V1 | EC000441 | EF002169 | EV000914 | 9.0
CAPRI | CAP848704V1 | EC000441 | EF004191 | oui | 9.0
CAPRI | CAP848704V1 | EC000441 | EF004685 | non | 9.0
CAPRI | CAP848704V1 | EC000441 | EF005004 | non | 9.0
CAPRI | CAP848704V1 | EC000441 | EF005049 | non | 9.0
CAPRI | CAP848704V1 | EC000441 | EF005268 | 45,1 | 9.0
CAPRI | CAP848704V1 | EC000441 | EF005337 | non | 9.0
CAPRI | CAP848704V1 | EC000441 | EF005466 | 18 | 9.0
CAPRI | CAP848704V1 | EC000441 | EF005466 | 27,5 | 9.0
CAPRI | CAP848704V1 | EC000441 | EF005474 | EV006619 | 9.0
CAPRI | CAP848704V1 | EC000441 | EF005728 | EV009071 | 9.0
CAPRI | CAP848704V1 | EC000441 | EF007838 | EV003502 | 9.0
CAPRI | CAP848704V1 | EC000441 | EF008404 | EV010598 | 9.0
CAPRI | CAP848709V1 | EC000441 | EF000007 | EV000256 | 9.0
CAPRI | CAP848709V1 | EC000441 | EF000010 | EV000164 | 9.0
CAPRI | CAP848709V1 | EC000441 | EF000025 | oui | 9.0
CAPRI | CAP848709V1 | EC000441 | EF000084 | oui | 9.0
CAPRI | CAP848709V1 | EC000441 | EF000139 | EV006034 | 9.0
CAPRI | CAP848709V1 | EC000441 | EF000177 | 41 | 9.0
CAPRI | CAP848709V1 | EC000441 | EF000368 | 16 | 9.0
CAPRI | CAP848709V1 | EC000441 | EF000734 | non | 9.0
CAPRI | CAP848709V1 | EC000441 | EF000878 | non | 9.0
CAPRI | CAP848709V1 | EC000441 | EF001210 | non | 9.0
CAPRI | CAP848709V1 | EC000441 | EF001217 | EV009696 | 9.0
CAPRI | CAP848709V1 | EC000441 | EF001257 | EV006908 | 9.0
CAPRI | CAP848709V1 | EC000441 | EF001742 | 140 | 9.0
CAPRI | CAP848709V1 | EC000441 | EF001742 | -60 | 9.0
CAPRI | CAP848709V1 | EC000441 | EF001758 | EV003714 | 9.0
CAPRI | CAP848709V1 | EC000441 | EF002169 | EV000914 | 9.0
CAPRI | CAP848709V1 | EC000441 | EF004191 | oui | 9.0
CAPRI | CAP848709V1 | EC000441 | EF004685 | non | 9.0
CAPRI | CAP848709V1 | EC000441 | EF005004 | non | 9.0
CAPRI | CAP848709V1 | EC000441 | EF005049 | non | 9.0
CAPRI | CAP848709V1 | EC000441 | EF005268 | 45,1 | 9.0
CAPRI | CAP848709V1 | EC000441 | EF005337 | non | 9.0
CAPRI | CAP848709V1 | EC000441 | EF005466 | 18 | 9.0
CAPRI | CAP848709V1 | EC000441 | EF005466 | 27,5 | 9.0
CAPRI | CAP848709V1 | EC000441 | EF005474 | EV006619 | 9.0
CAPRI | CAP848709V1 | EC000441 | EF005728 | EV009071 | 9.0
CAPRI | CAP848709V1 | EC000441 | EF007838 | EV003502 | 9.0
CAPRI | CAP848709V1 | EC000441 | EF008404 | EV010598 | 9.0
CAPRI | CAP848774V1 | EC000441 | EF000007 | EV000256 | 9.0
CAPRI | CAP848774V1 | EC000441 | EF000010 | EV000164 | 9.0
CAPRI | CAP848774V1 | EC000441 | EF000025 | oui | 9.0
CAPRI | CAP848774V1 | EC000441 | EF000084 | oui | 9.0
CAPRI | CAP848774V1 | EC000441 | EF000139 | EV000191 | 9.0
CAPRI | CAP848774V1 | EC000441 | EF000177 | 30 | 9.0
CAPRI | CAP848774V1 | EC000441 | EF000368 | 16 | 9.0
CAPRI | CAP848774V1 | EC000441 | EF000734 | non | 9.0
CAPRI | CAP848774V1 | EC000441 | EF000878 | non | 9.0
CAPRI | CAP848774V1 | EC000441 | EF001210 | non | 9.0
CAPRI | CAP848774V1 | EC000441 | EF001217 | EV009696 | 9.0
CAPRI | CAP848774V1 | EC000441 | EF001257 | EV000149 | 9.0
CAPRI | CAP848774V1 | EC000441 | EF001742 | 140 | 9.0
CAPRI | CAP848774V1 | EC000441 | EF001742 | -60 | 9.0
CAPRI | CAP848774V1 | EC000441 | EF001758 | EV003714 | 9.0
CAPRI | CAP848774V1 | EC000441 | EF002169 | EV000914 | 9.0
CAPRI | CAP848774V1 | EC000441 | EF004191 | oui | 9.0
CAPRI | CAP848774V1 | EC000441 | EF004685 | non | 9.0
CAPRI | CAP848774V1 | EC000441 | EF005004 | non | 9.0
CAPRI | CAP848774V1 | EC000441 | EF005049 | non | 9.0
CAPRI | CAP848774V1 | EC000441 | EF005268 | 33 | 9.0
CAPRI | CAP848774V1 | EC000441 | EF005337 | non | 9.0
CAPRI | CAP848774V1 | EC000441 | EF005466 | 10 | 9.0
CAPRI | CAP848774V1 | EC000441 | EF005466 | 16 | 9.0
CAPRI | CAP848774V1 | EC000441 | EF005474 | EV006619 | 9.0
CAPRI | CAP848774V1 | EC000441 | EF005728 | EV009071 | 9.0
CAPRI | CAP848774V1 | EC000441 | EF007838 | EV003502 | 9.0
CAPRI | CAP848774V1 | EC000441 | EF008404 | EV010598 | 9.0
CAPRI | CAP848779V1 | EC000441 | EF000007 | EV000256 | 9.0
CAPRI | CAP848779V1 | EC000441 | EF000010 | EV000164 | 9.0
CAPRI | CAP848779V1 | EC000441 | EF000025 | oui | 9.0
CAPRI | CAP848779V1 | EC000441 | EF000084 | oui | 9.0
CAPRI | CAP848779V1 | EC000441 | EF000139 | EV006034 | 9.0
CAPRI | CAP848779V1 | EC000441 | EF000177 | 30 | 9.0
CAPRI | CAP848779V1 | EC000441 | EF000368 | 16 | 9.0
CAPRI | CAP848779V1 | EC000441 | EF000734 | non | 9.0
CAPRI | CAP848779V1 | EC000441 | EF000878 | non | 9.0
CAPRI | CAP848779V1 | EC000441 | EF001210 | non | 9.0
CAPRI | CAP848779V1 | EC000441 | EF001217 | EV009696 | 9.0
CAPRI | CAP848779V1 | EC000441 | EF001257 | EV006908 | 9.0
CAPRI | CAP848779V1 | EC000441 | EF001742 | 140 | 9.0
CAPRI | CAP848779V1 | EC000441 | EF001742 | -60 | 9.0
CAPRI | CAP848779V1 | EC000441 | EF001758 | EV003714 | 9.0
CAPRI | CAP848779V1 | EC000441 | EF002169 | EV000914 | 9.0
CAPRI | CAP848779V1 | EC000441 | EF004191 | oui | 9.0
CAPRI | CAP848779V1 | EC000441 | EF004685 | non | 9.0
CAPRI | CAP848779V1 | EC000441 | EF005004 | non | 9.0
CAPRI | CAP848779V1 | EC000441 | EF005049 | non | 9.0
CAPRI | CAP848779V1 | EC000441 | EF005268 | 33 | 9.0
CAPRI | CAP848779V1 | EC000441 | EF005337 | non | 9.0
CAPRI | CAP848779V1 | EC000441 | EF005466 | 10 | 9.0
CAPRI | CAP848779V1 | EC000441 | EF005466 | 16 | 9.0
CAPRI | CAP848779V1 | EC000441 | EF005474 | EV006619 | 9.0
CAPRI | CAP848779V1 | EC000441 | EF005728 | EV009071 | 9.0
CAPRI | CAP848779V1 | EC000441 | EF007838 | EV003502 | 9.0
CAPRI | CAP848779V1 | EC000441 | EF008404 | EV010598 | 9.0
CAPRI | CAP848794V1 | EC000441 | EF000007 | EV000256 | 9.0
CAPRI | CAP848794V1 | EC000441 | EF000010 | EV000164 | 9.0
CAPRI | CAP848794V1 | EC000441 | EF000025 | oui | 9.0
CAPRI | CAP848794V1 | EC000441 | EF000084 | oui | 9.0
CAPRI | CAP848794V1 | EC000441 | EF000139 | EV000191 | 9.0
CAPRI | CAP848794V1 | EC000441 | EF000177 | 30 | 9.0
CAPRI | CAP848794V1 | EC000441 | EF000368 | 16 | 9.0
CAPRI | CAP848794V1 | EC000441 | EF000734 | non | 9.0
CAPRI | CAP848794V1 | EC000441 | EF000878 | non | 9.0
CAPRI | CAP848794V1 | EC000441 | EF001210 | non | 9.0
CAPRI | CAP848794V1 | EC000441 | EF001217 | EV009696 | 9.0
CAPRI | CAP848794V1 | EC000441 | EF001257 | EV000149 | 9.0
CAPRI | CAP848794V1 | EC000441 | EF001742 | 140 | 9.0
CAPRI | CAP848794V1 | EC000441 | EF001742 | -60 | 9.0
CAPRI | CAP848794V1 | EC000441 | EF001758 | EV003714 | 9.0
CAPRI | CAP848794V1 | EC000441 | EF002169 | EV000914 | 9.0
CAPRI | CAP848794V1 | EC000441 | EF004191 | oui | 9.0
CAPRI | CAP848794V1 | EC000441 | EF004685 | non | 9.0
CAPRI | CAP848794V1 | EC000441 | EF005004 | non | 9.0
CAPRI | CAP848794V1 | EC000441 | EF005049 | non | 9.0
CAPRI | CAP848794V1 | EC000441 | EF005268 | 33 | 9.0
CAPRI | CAP848794V1 | EC000441 | EF005337 | non | 9.0
CAPRI | CAP848794V1 | EC000441 | EF005466 | 13,5 | 9.0
CAPRI | CAP848794V1 | EC000441 | EF005466 | 21 | 9.0
CAPRI | CAP848794V1 | EC000441 | EF005474 | EV006619 | 9.0
CAPRI | CAP848794V1 | EC000441 | EF005728 | EV009071 | 9.0
CAPRI | CAP848794V1 | EC000441 | EF007838 | EV003502 | 9.0
CAPRI | CAP848794V1 | EC000441 | EF008404 | EV010598 | 9.0
CAPRI | CAP848799V1 | EC000441 | EF000007 | EV000256 | 9.0
CAPRI | CAP848799V1 | EC000441 | EF000010 | EV000164 | 9.0
CAPRI | CAP848799V1 | EC000441 | EF000025 | oui | 9.0
CAPRI | CAP848799V1 | EC000441 | EF000084 | oui | 9.0
CAPRI | CAP848799V1 | EC000441 | EF000139 | EV006034 | 9.0
CAPRI | CAP848799V1 | EC000441 | EF000177 | 30 | 9.0
CAPRI | CAP848799V1 | EC000441 | EF000368 | 16 | 9.0
CAPRI | CAP848799V1 | EC000441 | EF000734 | non | 9.0
CAPRI | CAP848799V1 | EC000441 | EF000878 | non | 9.0
CAPRI | CAP848799V1 | EC000441 | EF001210 | non | 9.0
CAPRI | CAP848799V1 | EC000441 | EF001217 | EV009696 | 9.0
CAPRI | CAP848799V1 | EC000441 | EF001257 | EV006908 | 9.0
CAPRI | CAP848799V1 | EC000441 | EF001742 | 140 | 9.0
CAPRI | CAP848799V1 | EC000441 | EF001742 | -60 | 9.0
CAPRI | CAP848799V1 | EC000441 | EF001758 | EV003714 | 9.0
CAPRI | CAP848799V1 | EC000441 | EF002169 | EV000914 | 9.0
CAPRI | CAP848799V1 | EC000441 | EF004191 | oui | 9.0
CAPRI | CAP848799V1 | EC000441 | EF004685 | non | 9.0
CAPRI | CAP848799V1 | EC000441 | EF005004 | non | 9.0
CAPRI | CAP848799V1 | EC000441 | EF005049 | non | 9.0
CAPRI | CAP848799V1 | EC000441 | EF005268 | 33 | 9.0
CAPRI | CAP848799V1 | EC000441 | EF005337 | non | 9.0
CAPRI | CAP848799V1 | EC000441 | EF005466 | 13,5 | 9.0
CAPRI | CAP848799V1 | EC000441 | EF005466 | 21 | 9.0
CAPRI | CAP848799V1 | EC000441 | EF005474 | EV006619 | 9.0
CAPRI | CAP848799V1 | EC000441 | EF005728 | EV009071 | 9.0
CAPRI | CAP848799V1 | EC000441 | EF007838 | EV003502 | 9.0
CAPRI | CAP848799V1 | EC000441 | EF008404 | EV010598 | 9.0
CAPRI | CAP848804V1 | EC000441 | EF000007 | EV000256 | 9.0
CAPRI | CAP848804V1 | EC000441 | EF000010 | EV000164 | 9.0
CAPRI | CAP848804V1 | EC000441 | EF000025 | oui | 9.0
CAPRI | CAP848804V1 | EC000441 | EF000084 | oui | 9.0
CAPRI | CAP848804V1 | EC000441 | EF000139 | EV000191 | 9.0
CAPRI | CAP848804V1 | EC000441 | EF000177 | 48 | 9.0
CAPRI | CAP848804V1 | EC000441 | EF000368 | 20 | 9.0
CAPRI | CAP848804V1 | EC000441 | EF000734 | non | 9.0
CAPRI | CAP848804V1 | EC000441 | EF000878 | non | 9.0
CAPRI | CAP848804V1 | EC000441 | EF001210 | non | 9.0
CAPRI | CAP848804V1 | EC000441 | EF001217 | EV009696 | 9.0
CAPRI | CAP848804V1 | EC000441 | EF001257 | EV000149 | 9.0
CAPRI | CAP848804V1 | EC000441 | EF001742 | 140 | 9.0
CAPRI | CAP848804V1 | EC000441 | EF001742 | -60 | 9.0
CAPRI | CAP848804V1 | EC000441 | EF001758 | EV003714 | 9.0
CAPRI | CAP848804V1 | EC000441 | EF002169 | EV000914 | 9.0
CAPRI | CAP848804V1 | EC000441 | EF004191 | oui | 9.0
CAPRI | CAP848804V1 | EC000441 | EF004685 | non | 9.0
CAPRI | CAP848804V1 | EC000441 | EF005004 | non | 9.0
CAPRI | CAP848804V1 | EC000441 | EF005049 | non | 9.0
CAPRI | CAP848804V1 | EC000441 | EF005268 | 52,8 | 9.0
CAPRI | CAP848804V1 | EC000441 | EF005337 | non | 9.0
CAPRI | CAP848804V1 | EC000441 | EF005466 | 23 | 9.0
CAPRI | CAP848804V1 | EC000441 | EF005466 | 34 | 9.0
CAPRI | CAP848804V1 | EC000441 | EF005474 | EV006619 | 9.0
CAPRI | CAP848804V1 | EC000441 | EF005728 | EV009071 | 9.0
CAPRI | CAP848804V1 | EC000441 | EF007838 | EV003503 | 9.0
CAPRI | CAP848804V1 | EC000441 | EF008404 | EV010598 | 9.0
CAPRI | CAP848809V1 | EC000441 | EF000007 | EV000256 | 9.0
CAPRI | CAP848809V1 | EC000441 | EF000010 | EV000164 | 9.0
CAPRI | CAP848809V1 | EC000441 | EF000025 | oui | 9.0
CAPRI | CAP848809V1 | EC000441 | EF000084 | oui | 9.0
CAPRI | CAP848809V1 | EC000441 | EF000139 | EV006034 | 9.0
CAPRI | CAP848809V1 | EC000441 | EF000177 | 48 | 9.0
CAPRI | CAP848809V1 | EC000441 | EF000368 | 20 | 9.0
CAPRI | CAP848809V1 | EC000441 | EF000734 | non | 9.0
CAPRI | CAP848809V1 | EC000441 | EF000878 | non | 9.0
CAPRI | CAP848809V1 | EC000441 | EF001210 | non | 9.0
CAPRI | CAP848809V1 | EC000441 | EF001217 | EV009696 | 9.0
CAPRI | CAP848809V1 | EC000441 | EF001257 | EV006908 | 9.0
CAPRI | CAP848809V1 | EC000441 | EF001742 | 140 | 9.0
CAPRI | CAP848809V1 | EC000441 | EF001742 | -60 | 9.0
CAPRI | CAP848809V1 | EC000441 | EF001758 | EV003714 | 9.0
CAPRI | CAP848809V1 | EC000441 | EF002169 | EV000914 | 9.0
CAPRI | CAP848809V1 | EC000441 | EF004191 | oui | 9.0
CAPRI | CAP848809V1 | EC000441 | EF004685 | non | 9.0
CAPRI | CAP848809V1 | EC000441 | EF005004 | non | 9.0
CAPRI | CAP848809V1 | EC000441 | EF005049 | non | 9.0
CAPRI | CAP848809V1 | EC000441 | EF005268 | 52,8 | 9.0
CAPRI | CAP848809V1 | EC000441 | EF005337 | non | 9.0
CAPRI | CAP848809V1 | EC000441 | EF005466 | 23 | 9.0
CAPRI | CAP848809V1 | EC000441 | EF005466 | 34 | 9.0
CAPRI | CAP848809V1 | EC000441 | EF005474 | EV006619 | 9.0
CAPRI | CAP848809V1 | EC000441 | EF005728 | EV009071 | 9.0
CAPRI | CAP848809V1 | EC000441 | EF007838 | EV003503 | 9.0
CAPRI | CAP848809V1 | EC000441 | EF008404 | EV010598 | 9.0
CAPRI | CAP848894V1 | EC000441 | EF000007 | EV000256 | 9.0
CAPRI | CAP848894V1 | EC000441 | EF000010 | EV000164 | 9.0
CAPRI | CAP848894V1 | EC000441 | EF000025 | oui | 9.0
CAPRI | CAP848894V1 | EC000441 | EF000084 | oui | 9.0
CAPRI | CAP848894V1 | EC000441 | EF000139 | EV000191 | 9.0
CAPRI | CAP848894V1 | EC000441 | EF000177 | 41 | 9.0
CAPRI | CAP848894V1 | EC000441 | EF000368 | 20 | 9.0
CAPRI | CAP848894V1 | EC000441 | EF000734 | non | 9.0
CAPRI | CAP848894V1 | EC000441 | EF000878 | non | 9.0
CAPRI | CAP848894V1 | EC000441 | EF001210 | non | 9.0
CAPRI | CAP848894V1 | EC000441 | EF001217 | EV009696 | 9.0
CAPRI | CAP848894V1 | EC000441 | EF001257 | EV000149 | 9.0
CAPRI | CAP848894V1 | EC000441 | EF001742 | 140 | 9.0
CAPRI | CAP848894V1 | EC000441 | EF001742 | -60 | 9.0
CAPRI | CAP848894V1 | EC000441 | EF001758 | EV003714 | 9.0
CAPRI | CAP848894V1 | EC000441 | EF002169 | EV000914 | 9.0
CAPRI | CAP848894V1 | EC000441 | EF004191 | oui | 9.0
CAPRI | CAP848894V1 | EC000441 | EF004685 | non | 9.0
CAPRI | CAP848894V1 | EC000441 | EF005004 | non | 9.0
CAPRI | CAP848894V1 | EC000441 | EF005049 | non | 9.0
CAPRI | CAP848894V1 | EC000441 | EF005268 | 45,1 | 9.0
CAPRI | CAP848894V1 | EC000441 | EF005337 | non | 9.0
CAPRI | CAP848894V1 | EC000441 | EF005466 | 18 | 9.0
CAPRI | CAP848894V1 | EC000441 | EF005466 | 27,5 | 9.0
CAPRI | CAP848894V1 | EC000441 | EF005474 | EV006619 | 9.0
CAPRI | CAP848894V1 | EC000441 | EF005728 | EV009071 | 9.0
CAPRI | CAP848894V1 | EC000441 | EF007838 | EV003503 | 9.0
CAPRI | CAP848894V1 | EC000441 | EF008404 | EV010598 | 9.0
CAPRI | CAP848904V1 | EC000441 | EF000007 | EV000256 | 9.0
CAPRI | CAP848904V1 | EC000441 | EF000010 | EV000164 | 9.0
CAPRI | CAP848904V1 | EC000441 | EF000025 | oui | 9.0
CAPRI | CAP848904V1 | EC000441 | EF000084 | oui | 9.0
CAPRI | CAP848904V1 | EC000441 | EF000139 | EV000191 | 9.0
CAPRI | CAP848904V1 | EC000441 | EF000177 | 55 | 9.0
CAPRI | CAP848904V1 | EC000441 | EF000368 | 20 | 9.0
CAPRI | CAP848904V1 | EC000441 | EF000734 | non | 9.0
CAPRI | CAP848904V1 | EC000441 | EF000878 | non | 9.0
CAPRI | CAP848904V1 | EC000441 | EF001210 | non | 9.0
CAPRI | CAP848904V1 | EC000441 | EF001217 | EV009696 | 9.0
CAPRI | CAP848904V1 | EC000441 | EF001257 | EV000149 | 9.0
CAPRI | CAP848904V1 | EC000441 | EF001742 | 140 | 9.0
CAPRI | CAP848904V1 | EC000441 | EF001742 | -60 | 9.0
CAPRI | CAP848904V1 | EC000441 | EF001758 | EV003714 | 9.0
CAPRI | CAP848904V1 | EC000441 | EF002169 | EV000914 | 9.0
CAPRI | CAP848904V1 | EC000441 | EF004191 | oui | 9.0
CAPRI | CAP848904V1 | EC000441 | EF004685 | non | 9.0
CAPRI | CAP848904V1 | EC000441 | EF005004 | non | 9.0
CAPRI | CAP848904V1 | EC000441 | EF005049 | non | 9.0
CAPRI | CAP848904V1 | EC000441 | EF005268 | 60,5 | 9.0
CAPRI | CAP848904V1 | EC000441 | EF005337 | non | 9.0
CAPRI | CAP848904V1 | EC000441 | EF005466 | 29 | 9.0
CAPRI | CAP848904V1 | EC000441 | EF005466 | 41 | 9.0
CAPRI | CAP848904V1 | EC000441 | EF005474 | EV006619 | 9.0
CAPRI | CAP848904V1 | EC000441 | EF005728 | EV009071 | 9.0
CAPRI | CAP848904V1 | EC000441 | EF007838 | EV003504 | 9.0
CAPRI | CAP848904V1 | EC000441 | EF008404 | EV010598 | 9.0
CAPRI | CAP848909V1 | EC000441 | EF000007 | EV000256 | 9.0
CAPRI | CAP848909V1 | EC000441 | EF000010 | EV000164 | 9.0
CAPRI | CAP848909V1 | EC000441 | EF000025 | oui | 9.0
CAPRI | CAP848909V1 | EC000441 | EF000084 | oui | 9.0
CAPRI | CAP848909V1 | EC000441 | EF000139 | EV006034 | 9.0
CAPRI | CAP848909V1 | EC000441 | EF000177 | 55 | 9.0
CAPRI | CAP848909V1 | EC000441 | EF000368 | 20 | 9.0
CAPRI | CAP848909V1 | EC000441 | EF000734 | non | 9.0
CAPRI | CAP848909V1 | EC000441 | EF000878 | non | 9.0
CAPRI | CAP848909V1 | EC000441 | EF001210 | non | 9.0
CAPRI | CAP848909V1 | EC000441 | EF001217 | EV009696 | 9.0
CAPRI | CAP848909V1 | EC000441 | EF001257 | EV006908 | 9.0
CAPRI | CAP848909V1 | EC000441 | EF001742 | 140 | 9.0
CAPRI | CAP848909V1 | EC000441 | EF001742 | -60 | 9.0
CAPRI | CAP848909V1 | EC000441 | EF001758 | EV003714 | 9.0
CAPRI | CAP848909V1 | EC000441 | EF002169 | EV000914 | 9.0
CAPRI | CAP848909V1 | EC000441 | EF004191 | oui | 9.0
CAPRI | CAP848909V1 | EC000441 | EF004685 | non | 9.0
CAPRI | CAP848909V1 | EC000441 | EF005004 | non | 9.0
CAPRI | CAP848909V1 | EC000441 | EF005049 | non | 9.0
CAPRI | CAP848909V1 | EC000441 | EF005268 | 60,5 | 9.0
CAPRI | CAP848909V1 | EC000441 | EF005337 | non | 9.0
CAPRI | CAP848909V1 | EC000441 | EF005466 | 29 | 9.0
CAPRI | CAP848909V1 | EC000441 | EF005466 | 41 | 9.0
CAPRI | CAP848909V1 | EC000441 | EF005474 | EV006619 | 9.0
CAPRI | CAP848909V1 | EC000441 | EF005728 | EV009071 | 9.0
CAPRI | CAP848909V1 | EC000441 | EF007838 | EV003504 | 9.0
CAPRI | CAP848909V1 | EC000441 | EF008404 | EV010598 | 9.0
CAPRI | CAP848994V1 | EC000441 | EF000007 | EV000256 | 9.0
CAPRI | CAP848994V1 | EC000441 | EF000010 | EV000164 | 9.0
CAPRI | CAP848994V1 | EC000441 | EF000025 | oui | 9.0
CAPRI | CAP848994V1 | EC000441 | EF000084 | oui | 9.0
CAPRI | CAP848994V1 | EC000441 | EF000139 | EV000191 | 9.0
CAPRI | CAP848994V1 | EC000441 | EF000177 | 48 | 9.0
CAPRI | CAP848994V1 | EC000441 | EF000368 | 20 | 9.0
CAPRI | CAP848994V1 | EC000441 | EF000734 | non | 9.0
CAPRI | CAP848994V1 | EC000441 | EF000878 | non | 9.0
CAPRI | CAP848994V1 | EC000441 | EF001210 | non | 9.0
CAPRI | CAP848994V1 | EC000441 | EF001217 | EV009696 | 9.0
CAPRI | CAP848994V1 | EC000441 | EF001257 | EV000149 | 9.0
CAPRI | CAP848994V1 | EC000441 | EF001742 | 140 | 9.0
CAPRI | CAP848994V1 | EC000441 | EF001742 | -60 | 9.0
CAPRI | CAP848994V1 | EC000441 | EF001758 | EV003714 | 9.0
CAPRI | CAP848994V1 | EC000441 | EF002169 | EV000914 | 9.0
CAPRI | CAP848994V1 | EC000441 | EF004191 | oui | 9.0
CAPRI | CAP848994V1 | EC000441 | EF004685 | non | 9.0
CAPRI | CAP848994V1 | EC000441 | EF005004 | non | 9.0
CAPRI | CAP848994V1 | EC000441 | EF005049 | non | 9.0
CAPRI | CAP848994V1 | EC000441 | EF005268 | 52,8 | 9.0
CAPRI | CAP848994V1 | EC000441 | EF005337 | non | 9.0
CAPRI | CAP848994V1 | EC000441 | EF005466 | 23 | 9.0
CAPRI | CAP848994V1 | EC000441 | EF005466 | 34 | 9.0
CAPRI | CAP848994V1 | EC000441 | EF005474 | EV006619 | 9.0
CAPRI | CAP848994V1 | EC000441 | EF005728 | EV009071 | 9.0
CAPRI | CAP848994V1 | EC000441 | EF007838 | EV003504 | 9.0
CAPRI | CAP848994V1 | EC000441 | EF008404 | EV010598 | 9.0
CAPRI | CAP849004V1 | EC000441 | EF000007 | EV000256 | 9.0
CAPRI | CAP849004V1 | EC000441 | EF000010 | EV000164 | 9.0
CAPRI | CAP849004V1 | EC000441 | EF000025 | oui | 9.0
CAPRI | CAP849004V1 | EC000441 | EF000084 | oui | 9.0
CAPRI | CAP849004V1 | EC000441 | EF000139 | EV000191 | 9.0
CAPRI | CAP849004V1 | EC000441 | EF000177 | 64 | 9.0
CAPRI | CAP849004V1 | EC000441 | EF000368 | 20 | 9.0
CAPRI | CAP849004V1 | EC000441 | EF000734 | non | 9.0
CAPRI | CAP849004V1 | EC000441 | EF000878 | non | 9.0
CAPRI | CAP849004V1 | EC000441 | EF001210 | non | 9.0
CAPRI | CAP849004V1 | EC000441 | EF001217 | EV009696 | 9.0
CAPRI | CAP849004V1 | EC000441 | EF001257 | EV000149 | 9.0
CAPRI | CAP849004V1 | EC000441 | EF001742 | 140 | 9.0
CAPRI | CAP849004V1 | EC000441 | EF001742 | -60 | 9.0
CAPRI | CAP849004V1 | EC000441 | EF001758 | EV003714 | 9.0
CAPRI | CAP849004V1 | EC000441 | EF002169 | EV000914 | 9.0
CAPRI | CAP849004V1 | EC000441 | EF004191 | oui | 9.0
CAPRI | CAP849004V1 | EC000441 | EF004685 | non | 9.0
CAPRI | CAP849004V1 | EC000441 | EF005004 | non | 9.0
CAPRI | CAP849004V1 | EC000441 | EF005049 | non | 9.0
CAPRI | CAP849004V1 | EC000441 | EF005268 | 70,4 | 9.0
CAPRI | CAP849004V1 | EC000441 | EF005337 | non | 9.0
CAPRI | CAP849004V1 | EC000441 | EF005466 | 35 | 9.0
CAPRI | CAP849004V1 | EC000441 | EF005466 | 48 | 9.0
CAPRI | CAP849004V1 | EC000441 | EF005474 | EV006619 | 9.0
CAPRI | CAP849004V1 | EC000441 | EF005728 | EV009071 | 9.0
CAPRI | CAP849004V1 | EC000441 | EF007838 | EV004593 | 9.0
CAPRI | CAP849004V1 | EC000441 | EF008404 | EV010598 | 9.0
CAPRI | CAP849094V1 | EC000441 | EF000007 | EV000256 | 9.0
CAPRI | CAP849094V1 | EC000441 | EF000010 | EV000164 | 9.0
CAPRI | CAP849094V1 | EC000441 | EF000025 | oui | 9.0
CAPRI | CAP849094V1 | EC000441 | EF000084 | oui | 9.0
CAPRI | CAP849094V1 | EC000441 | EF000139 | EV000191 | 9.0
CAPRI | CAP849094V1 | EC000441 | EF000177 | 55 | 9.0
CAPRI | CAP849094V1 | EC000441 | EF000368 | 20 | 9.0
CAPRI | CAP849094V1 | EC000441 | EF000734 | non | 9.0
CAPRI | CAP849094V1 | EC000441 | EF000878 | non | 9.0
CAPRI | CAP849094V1 | EC000441 | EF001210 | non | 9.0
CAPRI | CAP849094V1 | EC000441 | EF001217 | EV009696 | 9.0
CAPRI | CAP849094V1 | EC000441 | EF001257 | EV000149 | 9.0
CAPRI | CAP849094V1 | EC000441 | EF001742 | 140 | 9.0
CAPRI | CAP849094V1 | EC000441 | EF001742 | -60 | 9.0
CAPRI | CAP849094V1 | EC000441 | EF001758 | EV003714 | 9.0
CAPRI | CAP849094V1 | EC000441 | EF002169 | EV000914 | 9.0
CAPRI | CAP849094V1 | EC000441 | EF004191 | oui | 9.0
CAPRI | CAP849094V1 | EC000441 | EF004685 | non | 9.0
CAPRI | CAP849094V1 | EC000441 | EF005004 | non | 9.0
CAPRI | CAP849094V1 | EC000441 | EF005049 | non | 9.0
CAPRI | CAP849094V1 | EC000441 | EF005268 | 60,5 | 9.0
CAPRI | CAP849094V1 | EC000441 | EF005337 | non | 9.0
CAPRI | CAP849094V1 | EC000441 | EF005466 | 29 | 9.0
CAPRI | CAP849094V1 | EC000441 | EF005466 | 41 | 9.0
CAPRI | CAP849094V1 | EC000441 | EF005474 | EV006619 | 9.0
CAPRI | CAP849094V1 | EC000441 | EF005728 | EV009071 | 9.0
CAPRI | CAP849094V1 | EC000441 | EF007838 | EV004593 | 9.0
CAPRI | CAP849094V1 | EC000441 | EF008404 | EV010598 | 9.0
CAPRI | CAP849204V1 | EC000441 | EF000007 | EV000256 | 9.0
CAPRI | CAP849204V1 | EC000441 | EF000010 | EV000164 | 9.0
CAPRI | CAP849204V1 | EC000441 | EF000025 | oui | 9.0
CAPRI | CAP849204V1 | EC000441 | EF000084 | oui | 9.0
CAPRI | CAP849204V1 | EC000441 | EF000139 | EV000191 | 9.0
CAPRI | CAP849204V1 | EC000441 | EF000177 | 85 | 9.0
CAPRI | CAP849204V1 | EC000441 | EF000368 | 20 | 9.0
CAPRI | CAP849204V1 | EC000441 | EF000734 | non | 9.0
CAPRI | CAP849204V1 | EC000441 | EF000878 | non | 9.0
CAPRI | CAP849204V1 | EC000441 | EF001210 | non | 9.0
CAPRI | CAP849204V1 | EC000441 | EF001217 | EV009696 | 9.0
CAPRI | CAP849204V1 | EC000441 | EF001257 | EV000149 | 9.0
CAPRI | CAP849204V1 | EC000441 | EF001742 | 140 | 9.0
CAPRI | CAP849204V1 | EC000441 | EF001742 | -60 | 9.0
CAPRI | CAP849204V1 | EC000441 | EF001758 | EV003714 | 9.0
CAPRI | CAP849204V1 | EC000441 | EF002169 | EV000914 | 9.0
CAPRI | CAP849204V1 | EC000441 | EF004191 | oui | 9.0
CAPRI | CAP849204V1 | EC000441 | EF004685 | non | 9.0
CAPRI | CAP849204V1 | EC000441 | EF005004 | non | 9.0
CAPRI | CAP849204V1 | EC000441 | EF005049 | non | 9.0
CAPRI | CAP849204V1 | EC000441 | EF005268 | 93,5 | 9.0
CAPRI | CAP849204V1 | EC000441 | EF005337 | non | 9.0
CAPRI | CAP849204V1 | EC000441 | EF005466 | 50 | 9.0
CAPRI | CAP849204V1 | EC000441 | EF005466 | 65 | 9.0
CAPRI | CAP849204V1 | EC000441 | EF005474 | EV006619 | 9.0
CAPRI | CAP849204V1 | EC000441 | EF005728 | EV009071 | 9.0
CAPRI | CAP849204V1 | EC000441 | EF007838 | EV004594 | 9.0
CAPRI | CAP849204V1 | EC000441 | EF008404 | EV010598 | 9.0
CAPRI | CAP849294V1 | EC000441 | EF000007 | EV000256 | 9.0
CAPRI | CAP849294V1 | EC000441 | EF000010 | EV000164 | 9.0
CAPRI | CAP849294V1 | EC000441 | EF000025 | oui | 9.0
CAPRI | CAP849294V1 | EC000441 | EF000084 | oui | 9.0
CAPRI | CAP849294V1 | EC000441 | EF000139 | EV000191 | 9.0
CAPRI | CAP849294V1 | EC000441 | EF000177 | 72 | 9.0
CAPRI | CAP849294V1 | EC000441 | EF000368 | 20 | 9.0
CAPRI | CAP849294V1 | EC000441 | EF000734 | non | 9.0
CAPRI | CAP849294V1 | EC000441 | EF000878 | non | 9.0
CAPRI | CAP849294V1 | EC000441 | EF001210 | non | 9.0
CAPRI | CAP849294V1 | EC000441 | EF001217 | EV009696 | 9.0
CAPRI | CAP849294V1 | EC000441 | EF001257 | EV000149 | 9.0
CAPRI | CAP849294V1 | EC000441 | EF001742 | 140 | 9.0
CAPRI | CAP849294V1 | EC000441 | EF001742 | -60 | 9.0
CAPRI | CAP849294V1 | EC000441 | EF001758 | EV003714 | 9.0
CAPRI | CAP849294V1 | EC000441 | EF002169 | EV000914 | 9.0
CAPRI | CAP849294V1 | EC000441 | EF004191 | oui | 9.0
CAPRI | CAP849294V1 | EC000441 | EF004685 | non | 9.0
CAPRI | CAP849294V1 | EC000441 | EF005004 | non | 9.0
CAPRI | CAP849294V1 | EC000441 | EF005049 | non | 9.0
CAPRI | CAP849294V1 | EC000441 | EF005268 | 79,2 | 9.0
CAPRI | CAP849294V1 | EC000441 | EF005337 | non | 9.0
CAPRI | CAP849294V1 | EC000441 | EF005466 | 42 | 9.0
CAPRI | CAP849294V1 | EC000441 | EF005466 | 56 | 9.0
CAPRI | CAP849294V1 | EC000441 | EF005474 | EV006619 | 9.0
CAPRI | CAP849294V1 | EC000441 | EF005728 | EV009071 | 9.0
CAPRI | CAP849294V1 | EC000441 | EF007838 | EV004594 | 9.0
CAPRI | CAP849294V1 | EC000441 | EF008404 | EV010598 | 9.0
CAPRI | CAP849404V1 | EC000441 | EF000007 | EV000256 | 9.0
CAPRI | CAP849404V1 | EC000441 | EF000010 | EV000164 | 9.0
CAPRI | CAP849404V1 | EC000441 | EF000025 | oui | 9.0
CAPRI | CAP849404V1 | EC000441 | EF000084 | oui | 9.0
CAPRI | CAP849404V1 | EC000441 | EF000139 | EV000191 | 9.0
CAPRI | CAP849404V1 | EC000441 | EF000177 | 95 | 9.0
CAPRI | CAP849404V1 | EC000441 | EF000368 | 28 | 9.0
CAPRI | CAP849404V1 | EC000441 | EF000734 | non | 9.0
CAPRI | CAP849404V1 | EC000441 | EF000878 | non | 9.0
CAPRI | CAP849404V1 | EC000441 | EF001210 | non | 9.0
CAPRI | CAP849404V1 | EC000441 | EF001217 | EV009696 | 9.0
CAPRI | CAP849404V1 | EC000441 | EF001257 | EV000149 | 9.0
CAPRI | CAP849404V1 | EC000441 | EF001742 | 140 | 9.0
CAPRI | CAP849404V1 | EC000441 | EF001742 | -60 | 9.0
CAPRI | CAP849404V1 | EC000441 | EF001758 | EV003714 | 9.0
CAPRI | CAP849404V1 | EC000441 | EF002169 | EV000914 | 9.0
CAPRI | CAP849404V1 | EC000441 | EF004191 | oui | 9.0
CAPRI | CAP849404V1 | EC000441 | EF004685 | non | 9.0
CAPRI | CAP849404V1 | EC000441 | EF005004 | non | 9.0
CAPRI | CAP849404V1 | EC000441 | EF005049 | non | 9.0
CAPRI | CAP849404V1 | EC000441 | EF005268 | 104,5 | 9.0
CAPRI | CAP849404V1 | EC000441 | EF005337 | non | 9.0
CAPRI | CAP849404V1 | EC000441 | EF005466 | 58 | 9.0
CAPRI | CAP849404V1 | EC000441 | EF005466 | 74 | 9.0
CAPRI | CAP849404V1 | EC000441 | EF005474 | EV006619 | 9.0
CAPRI | CAP849404V1 | EC000441 | EF005728 | EV009071 | 9.0
CAPRI | CAP849404V1 | EC000441 | EF007838 | EV006892 | 9.0
CAPRI | CAP849404V1 | EC000441 | EF008404 | EV010598 | 9.0
CAPRI | CAP849494V1 | EC000441 | EF000007 | EV000256 | 9.0
CAPRI | CAP849494V1 | EC000441 | EF000010 | EV000164 | 9.0
CAPRI | CAP849494V1 | EC000441 | EF000025 | oui | 9.0
CAPRI | CAP849494V1 | EC000441 | EF000084 | oui | 9.0
CAPRI | CAP849494V1 | EC000441 | EF000139 | EV000191 | 9.0
CAPRI | CAP849494V1 | EC000441 | EF000177 | 85 | 9.0
CAPRI | CAP849494V1 | EC000441 | EF000368 | 28 | 9.0
CAPRI | CAP849494V1 | EC000441 | EF000734 | non | 9.0
CAPRI | CAP849494V1 | EC000441 | EF000878 | non | 9.0
CAPRI | CAP849494V1 | EC000441 | EF001210 | non | 9.0
CAPRI | CAP849494V1 | EC000441 | EF001217 | EV009696 | 9.0
CAPRI | CAP849494V1 | EC000441 | EF001257 | EV000149 | 9.0
CAPRI | CAP849494V1 | EC000441 | EF001742 | 140 | 9.0
CAPRI | CAP849494V1 | EC000441 | EF001742 | -60 | 9.0
CAPRI | CAP849494V1 | EC000441 | EF001758 | EV003714 | 9.0
CAPRI | CAP849494V1 | EC000441 | EF002169 | EV000914 | 9.0
CAPRI | CAP849494V1 | EC000441 | EF004191 | oui | 9.0
CAPRI | CAP849494V1 | EC000441 | EF004685 | non | 9.0
CAPRI | CAP849494V1 | EC000441 | EF005004 | non | 9.0
CAPRI | CAP849494V1 | EC000441 | EF005049 | non | 9.0
CAPRI | CAP849494V1 | EC000441 | EF005268 | 93,5 | 9.0
CAPRI | CAP849494V1 | EC000441 | EF005337 | non | 9.0
CAPRI | CAP849494V1 | EC000441 | EF005466 | 50 | 9.0
CAPRI | CAP849494V1 | EC000441 | EF005466 | 65 | 9.0
CAPRI | CAP849494V1 | EC000441 | EF005474 | EV006619 | 9.0
CAPRI | CAP849494V1 | EC000441 | EF005728 | EV009071 | 9.0
CAPRI | CAP849494V1 | EC000441 | EF007838 | EV006892 | 9.0
CAPRI | CAP849494V1 | EC000441 | EF008404 | EV010598 | 9.0
CAPRI | CAP849504V1 | EC000441 | EF000007 | EV000256 | 9.0
CAPRI | CAP849504V1 | EC000441 | EF000010 | EV000164 | 9.0
CAPRI | CAP849504V1 | EC000441 | EF000025 | oui | 9.0
CAPRI | CAP849504V1 | EC000441 | EF000084 | oui | 9.0
CAPRI | CAP849504V1 | EC000441 | EF000139 | EV000191 | 9.0
CAPRI | CAP849504V1 | EC000441 | EF000177 | 120 | 9.0
CAPRI | CAP849504V1 | EC000441 | EF000368 | 30 | 9.0
CAPRI | CAP849504V1 | EC000441 | EF000734 | non | 9.0
CAPRI | CAP849504V1 | EC000441 | EF000878 | non | 9.0
CAPRI | CAP849504V1 | EC000441 | EF001210 | non | 9.0
CAPRI | CAP849504V1 | EC000441 | EF001217 | EV009696 | 9.0
CAPRI | CAP849504V1 | EC000441 | EF001257 | EV000149 | 9.0
CAPRI | CAP849504V1 | EC000441 | EF001742 | 140 | 9.0
CAPRI | CAP849504V1 | EC000441 | EF001742 | -60 | 9.0
CAPRI | CAP849504V1 | EC000441 | EF001758 | EV003714 | 9.0
CAPRI | CAP849504V1 | EC000441 | EF002169 | EV000914 | 9.0
CAPRI | CAP849504V1 | EC000441 | EF004191 | oui | 9.0
CAPRI | CAP849504V1 | EC000441 | EF004685 | non | 9.0
CAPRI | CAP849504V1 | EC000441 | EF005004 | non | 9.0
CAPRI | CAP849504V1 | EC000441 | EF005049 | non | 9.0
CAPRI | CAP849504V1 | EC000441 | EF005268 | 132 | 9.0
CAPRI | CAP849504V1 | EC000441 | EF005337 | non | 9.0
CAPRI | CAP849504V1 | EC000441 | EF005466 | 75 | 9.0
CAPRI | CAP849504V1 | EC000441 | EF005466 | 93 | 9.0
CAPRI | CAP849504V1 | EC000441 | EF005474 | EV006619 | 9.0
CAPRI | CAP849504V1 | EC000441 | EF005728 | EV009071 | 9.0
CAPRI | CAP849504V1 | EC000441 | EF007838 | EV004595 | 9.0
CAPRI | CAP849504V1 | EC000441 | EF008404 | EV010598 | 9.0
CAPRI | CAP849594V1 | EC000441 | EF000007 | EV000256 | 9.0
CAPRI | CAP849594V1 | EC000441 | EF000010 | EV000164 | 9.0
CAPRI | CAP849594V1 | EC000441 | EF000025 | oui | 9.0
CAPRI | CAP849594V1 | EC000441 | EF000084 | oui | 9.0
CAPRI | CAP849594V1 | EC000441 | EF000139 | EV000191 | 9.0
CAPRI | CAP849594V1 | EC000441 | EF000177 | 110 | 9.0
CAPRI | CAP849594V1 | EC000441 | EF000368 | 30 | 9.0
CAPRI | CAP849594V1 | EC000441 | EF000734 | non | 9.0
CAPRI | CAP849594V1 | EC000441 | EF000878 | non | 9.0
CAPRI | CAP849594V1 | EC000441 | EF001210 | non | 9.0
CAPRI | CAP849594V1 | EC000441 | EF001217 | EV009696 | 9.0
CAPRI | CAP849594V1 | EC000441 | EF001257 | EV000149 | 9.0
CAPRI | CAP849594V1 | EC000441 | EF001742 | 140 | 9.0
CAPRI | CAP849594V1 | EC000441 | EF001742 | -60 | 9.0
CAPRI | CAP849594V1 | EC000441 | EF001758 | EV003714 | 9.0
CAPRI | CAP849594V1 | EC000441 | EF002169 | EV000914 | 9.0
CAPRI | CAP849594V1 | EC000441 | EF004191 | oui | 9.0
CAPRI | CAP849594V1 | EC000441 | EF004685 | non | 9.0
CAPRI | CAP849594V1 | EC000441 | EF005004 | non | 9.0
CAPRI | CAP849594V1 | EC000441 | EF005049 | non | 9.0
CAPRI | CAP849594V1 | EC000441 | EF005268 | 121 | 9.0
CAPRI | CAP849594V1 | EC000441 | EF005337 | non | 9.0
CAPRI | CAP849594V1 | EC000441 | EF005466 | 66 | 9.0
CAPRI | CAP849594V1 | EC000441 | EF005466 | 83 | 9.0
CAPRI | CAP849594V1 | EC000441 | EF005474 | EV006619 | 9.0
CAPRI | CAP849594V1 | EC000441 | EF005728 | EV009071 | 9.0
CAPRI | CAP849594V1 | EC000441 | EF007838 | EV004595 | 9.0
CAPRI | CAP849594V1 | EC000441 | EF008404 | EV010598 | 9.0
CAPRI | CAP850010 | EC002601 | EF000003 | EV006123 | 9.0
CAPRI | CAP850010 | EC002601 | EF000007 | EV000202 | 9.0
CAPRI | CAP850010 | EC002601 | EF000010 | EV002646 | 9.0
CAPRI | CAP850010 | EC002601 | EF000051 | EV000167 | 9.0
CAPRI | CAP850010 | EC002601 | EF000551 | 67 | 9.0
CAPRI | CAP850010 | EC002601 | EF000767 | EV003721 | 9.0
CAPRI | CAP850010 | EC002601 | EF002169 | EV000139 | 9.0
CAPRI | CAP850010 | EC002601 | EF004586 | EV000115 | 9.0
CAPRI | CAP850010 | EC002601 | EF005457 | 160-200 | 9.0
CAPRI | CAP850010 | EC002601 | EF009212 | EV009684 | 9.0
CAPRI | CAP850037 | EC002601 | EF000003 | EV006123 | 9.0
CAPRI | CAP850037 | EC002601 | EF000007 | EV000202 | 9.0
CAPRI | CAP850037 | EC002601 | EF000051 | EV000167 | 9.0
CAPRI | CAP850037 | EC002601 | EF000551 | 130 | 9.0
CAPRI | CAP850037 | EC002601 | EF000767 | EV003721 | 9.0
CAPRI | CAP850037 | EC002601 | EF002169 | EV000139 | 9.0
CAPRI | CAP850037 | EC002601 | EF004586 | EV000115 | 9.0
CAPRI | CAP850037 | EC002601 | EF009212 | EV009684 | 9.0
CAPRI | CAP850037 | EC002601 | EF004902 |  | 9.0
CAPRI | CAP850037 | EC002601 | EF000025 |  | 9.0
CAPRI | CAP850037 | EC002601 | EF000010 | EV002646 | 9.0
CAPRI | CAP850037 | EC002601 | EF000008 | 130 | 9.0
CAPRI | CAP850037 | EC002601 | EF001438 | 130 | 9.0
CAPRI | CAP850055 | EC002601 | EF000003 | EV006123 | 9.0
CAPRI | CAP850055 | EC002601 | EF000007 | EV000236 | 9.0
CAPRI | CAP850055 | EC002601 | EF000051 | EV000167 | 9.0
CAPRI | CAP850055 | EC002601 | EF000551 | 100 | 9.0
CAPRI | CAP850055 | EC002601 | EF000767 | EV010159 | 9.0
CAPRI | CAP850055 | EC002601 | EF004902 |  | 9.0
CAPRI | CAP850055 | EC002601 | EF004586 | EV007115 | 9.0
CAPRI | CAP850055 | EC002601 | EF009212 | EV000154 | 9.0
CAPRI | CAP850055 | EC002601 | EF000025 |  | 9.0
CAPRI | CAP850055 | EC002601 | EF000010 | EV002646 | 9.0
CAPRI | CAP850055 | EC002601 | EF002169 | EV000139 | 9.0
CAPRI | CAP850055 | EC002601 | EF000008 | 100 | 9.0
CAPRI | CAP850055 | EC002601 | EF001438 | 100 | 9.0
CAPRI | CAP850065 | EC002601 | EF000003 | EV006123 | 9.0
CAPRI | CAP850065 | EC002601 | EF000007 | EV000236 | 9.0
CAPRI | CAP850065 | EC002601 | EF000008 | 65 | 9.0
CAPRI | CAP850065 | EC002601 | EF000051 | EV000167 | 9.0
CAPRI | CAP850065 | EC002601 | EF000551 | 100 | 9.0
CAPRI | CAP850065 | EC002601 | EF000767 | EV010159 | 9.0
CAPRI | CAP850065 | EC002601 | EF002169 | EV000139 | 9.0
CAPRI | CAP850065 | EC002601 | EF004902 |  | 9.0
CAPRI | CAP850065 | EC002601 | EF004586 | EV007115 | 9.0
CAPRI | CAP850065 | EC002601 | EF009212 | EV000154 | 9.0
CAPRI | CAP850065 | EC002601 | EF000025 |  | 9.0
CAPRI | CAP850065 | EC002601 | EF000010 | EV002646 | 9.0
CAPRI | CAP850065 | EC002601 | EF001438 | 100 | 9.0
CAPRI | CAP850070 | EC002601 | EF000003 | EV006123 | 9.0
CAPRI | CAP850070 | EC002601 | EF000007 | EV000202 | 9.0
CAPRI | CAP850070 | EC002601 | EF000051 | EV000167 | 9.0
CAPRI | CAP850070 | EC002601 | EF000551 | 120 | 9.0
CAPRI | CAP850070 | EC002601 | EF000767 | EV003721 | 9.0
CAPRI | CAP850070 | EC002601 | EF002169 | EV000139 | 9.0
CAPRI | CAP850070 | EC002601 | EF004586 | EV000115 | 9.0
CAPRI | CAP850070 | EC002601 | EF009212 | EV009684 | 9.0
CAPRI | CAP850070 | EC002601 | EF004902 |  | 9.0
CAPRI | CAP850070 | EC002601 | EF000025 |  | 9.0
CAPRI | CAP850070 | EC002601 | EF000010 | EV002646 | 9.0
CAPRI | CAP850070 | EC002601 | EF000008 | 120 | 9.0
CAPRI | CAP850070 | EC002601 | EF001438 | 120 | 9.0
CAPRI | CAP850120 | EC002939 | EF000215 | EV000154 | 9.0
CAPRI | CAP851537 | EC002601 | EF000003 | EV006123 | 9.0
CAPRI | CAP851537 | EC002601 | EF000007 | EV000202 | 9.0
CAPRI | CAP851537 | EC002601 | EF000051 | EV000167 | 9.0
CAPRI | CAP851537 | EC002601 | EF000551 | 130 | 9.0
CAPRI | CAP851537 | EC002601 | EF000767 | EV003721 | 9.0
CAPRI | CAP851537 | EC002601 | EF002169 | EV000139 | 9.0
CAPRI | CAP851537 | EC002601 | EF004586 | EV000115 | 9.0
CAPRI | CAP851537 | EC002601 | EF009212 | EV009684 | 9.0
CAPRI | CAP851537 | EC002601 | EF004902 |  | 9.0
CAPRI | CAP851537 | EC002601 | EF000025 |  | 9.0
CAPRI | CAP851537 | EC002601 | EF000010 | EV002646 | 9.0
CAPRI | CAP851537 | EC002601 | EF000008 | 130 | 9.0
CAPRI | CAP851537 | EC002601 | EF001438 | 130 | 9.0
CAPRI | CAP851570 | EC002601 | EF000003 | EV006123 | 9.0
CAPRI | CAP851570 | EC002601 | EF000007 | EV000202 | 9.0
CAPRI | CAP851570 | EC002601 | EF000051 | EV000167 | 9.0
CAPRI | CAP851570 | EC002601 | EF000551 | 120 | 9.0
CAPRI | CAP851570 | EC002601 | EF000767 | EV003721 | 9.0
CAPRI | CAP851570 | EC002601 | EF002169 | EV000139 | 9.0
CAPRI | CAP851570 | EC002601 | EF004586 | EV000115 | 9.0
CAPRI | CAP851570 | EC002601 | EF009212 | EV009684 | 9.0
CAPRI | CAP851570 | EC002601 | EF004902 |  | 9.0
CAPRI | CAP851570 | EC002601 | EF000025 |  | 9.0
CAPRI | CAP851570 | EC002601 | EF000010 | EV002646 | 9.0
CAPRI | CAP851570 | EC002601 | EF000008 | 120 | 9.0
CAPRI | CAP851570 | EC002601 | EF001438 | 120 | 9.0
CAPRI | CAP853010 | EC002601 | EF000003 | EV006123 | 9.0
CAPRI | CAP853010 | EC002601 | EF000007 | EV000202 | 9.0
CAPRI | CAP853010 | EC002601 | EF000010 | EV002646 | 9.0
CAPRI | CAP853010 | EC002601 | EF000051 | EV000167 | 9.0
CAPRI | CAP853010 | EC002601 | EF000551 | 59 | 9.0
CAPRI | CAP853010 | EC002601 | EF000767 | EV009799 | 9.0
CAPRI | CAP853010 | EC002601 | EF002169 | EV000139 | 9.0
CAPRI | CAP853010 | EC002601 | EF001438 | 95 | 9.0
CAPRI | CAP853010 | EC002601 | EF000008 | 95 | 9.0
CAPRI | CAP853010 | EC002601 | EF009763 |  | 9.0
CAPRI | CAP853010 | EC002601 | EF005496 | EV009558 | 9.0
CAPRI | CAP853010 | EC002601 | EF003593 | 1 | 9.0
CAPRI | CAP853010 | EC002601 | EF000139 | EV006034 | 9.0
CAPRI | CAP853010 | EC002601 | EF004586 | EV007115 | 9.0
CAPRI | CAP853010 | EC002601 | EF009212 | EV000154 | 9.0
CAPRI | CAP853010 | EC002601 | EF004902 |  | 9.0
CAPRI | CAP853060 | EC002601 | EF000003 | EV006123 | 9.0
CAPRI | CAP853060 | EC002601 | EF000007 | EV000270 | 9.0
CAPRI | CAP853060 | EC002601 | EF000010 | EV002646 | 9.0
CAPRI | CAP853060 | EC002601 | EF000051 | EV000167 | 9.0
CAPRI | CAP853060 | EC002601 | EF000551 | 64 | 9.0
CAPRI | CAP853060 | EC002601 | EF000767 | EV009799 | 9.0
CAPRI | CAP853060 | EC002601 | EF002169 | EV000139 | 9.0
CAPRI | CAP853060 | EC002601 | EF003593 | 6 | 9.0
CAPRI | CAP853060 | EC002601 | EF005457 | 160-200 | 9.0
CAPRI | CAP853060 | EC002601 | EF005496 | EV009558 | 9.0
CAPRI | CAP853060 | EC002601 | EF009763 | Oui | 9.0
CAPRI | CAP853180 | EC002601 | EF000003 | EV006123 | 9.0
CAPRI | CAP853180 | EC002601 | EF000007 | EV000270 | 9.0
CAPRI | CAP853180 | EC002601 | EF000010 | EV002646 | 9.0
CAPRI | CAP853180 | EC002601 | EF000051 | EV000167 | 9.0
CAPRI | CAP853180 | EC002601 | EF000551 | 64 | 9.0
CAPRI | CAP853180 | EC002601 | EF000767 | EV009799 | 9.0
CAPRI | CAP853180 | EC002601 | EF002169 | EV000139 | 9.0
CAPRI | CAP853180 | EC002601 | EF003593 | 6 | 9.0
CAPRI | CAP853180 | EC002601 | EF005457 | 160-200 | 9.0
CAPRI | CAP853180 | EC002601 | EF005496 | EV009558 | 9.0
CAPRI | CAP853180 | EC002601 | EF009763 | Oui | 9.0
CAPRI | CAP853270 | EC002601 | EF000003 | EV006123 | 9.0
CAPRI | CAP853270 | EC002601 | EF000007 | EV000270 | 9.0
CAPRI | CAP853270 | EC002601 | EF000010 | EV002646 | 9.0
CAPRI | CAP853270 | EC002601 | EF000051 | EV000167 | 9.0
CAPRI | CAP853270 | EC002601 | EF000551 | 64 | 9.0
CAPRI | CAP853270 | EC002601 | EF000767 | EV009799 | 9.0
CAPRI | CAP853270 | EC002601 | EF002169 | EV000139 | 9.0
CAPRI | CAP853270 | EC002601 | EF003593 | 6 | 9.0
CAPRI | CAP853270 | EC002601 | EF005457 | 160-200 | 9.0
CAPRI | CAP853270 | EC002601 | EF005496 | EV009558 | 9.0
CAPRI | CAP853270 | EC002601 | EF009763 | oui | 9.0
CAPRI | CAP853360 | EC002601 | EF000003 | EV006123 | 9.0
CAPRI | CAP853360 | EC002601 | EF000007 | EV000270 | 9.0
CAPRI | CAP853360 | EC002601 | EF000010 | EV002646 | 9.0
CAPRI | CAP853360 | EC002601 | EF000051 | EV000167 | 9.0
CAPRI | CAP853360 | EC002601 | EF000551 | 64 | 9.0
CAPRI | CAP853360 | EC002601 | EF000767 | EV009799 | 9.0
CAPRI | CAP853360 | EC002601 | EF002169 | EV000139 | 9.0
CAPRI | CAP853360 | EC002601 | EF003593 | 6 | 9.0
CAPRI | CAP853360 | EC002601 | EF005457 | 160-200 | 9.0
CAPRI | CAP853360 | EC002601 | EF005496 | EV009558 | 9.0
CAPRI | CAP853360 | EC002601 | EF009763 | oui | 9.0
CAPRI | CAP853380 | EC002601 | EF000003 | EV006123 | 9.0
CAPRI | CAP853380 | EC002601 | EF000007 | EV000270 | 9.0
CAPRI | CAP853380 | EC002601 | EF000010 | EV002646 | 9.0
CAPRI | CAP853380 | EC002601 | EF000051 | EV000167 | 9.0
CAPRI | CAP853380 | EC002601 | EF000551 | 64 | 9.0
CAPRI | CAP853380 | EC002601 | EF000767 | EV009799 | 9.0
CAPRI | CAP853380 | EC002601 | EF002169 | EV000139 | 9.0
CAPRI | CAP853380 | EC002601 | EF003593 | 6 | 9.0
CAPRI | CAP853380 | EC002601 | EF005457 | 160-200 | 9.0
CAPRI | CAP853380 | EC002601 | EF005496 | EV009558 | 9.0
CAPRI | CAP853380 | EC002601 | EF009763 | Oui | 9.0
CAPRI | CAP853450 | EC002939 | EF000215 | EV000154 | 9.0
CAPRI | CAP853460 | EC002939 | EF000215 | EV000154 | 9.0
CAPRI | CAP854500 | EC002601 | EF000003 | EV006123 | 9.0
CAPRI | CAP854500 | EC002601 | EF000007 | EV000236 | 9.0
CAPRI | CAP854500 | EC002601 | EF000008 | 45 | 9.0
CAPRI | CAP854500 | EC002601 | EF000051 | EV000167 | 9.0
CAPRI | CAP854500 | EC002601 | EF000551 | 100 | 9.0
CAPRI | CAP854500 | EC002601 | EF000767 | EV010159 | 9.0
CAPRI | CAP854500 | EC002601 | EF001438 | 100 | 9.0
CAPRI | CAP854500 | EC002601 | EF002169 | EV000139 | 9.0
CAPRI | CAP854500 | EC002601 | EF004902 |  | 9.0
CAPRI | CAP854500 | EC002601 | EF004586 | EV007115 | 9.0
CAPRI | CAP854500 | EC002601 | EF009212 | EV000154 | 9.0
CAPRI | CAP854500 | EC002601 | EF000025 |  | 9.0
CAPRI | CAP854500 | EC002601 | EF000010 | EV002646 | 9.0
CAPRI | CAP854574 | EC002601 | EF000003 | EV006123 | 9.0
CAPRI | CAP854574 | EC002601 | EF000007 | EV000236 | 9.0
CAPRI | CAP854574 | EC002601 | EF000008 | 45 | 9.0
CAPRI | CAP854574 | EC002601 | EF000051 | EV000167 | 9.0
CAPRI | CAP854574 | EC002601 | EF000551 | 100 | 9.0
CAPRI | CAP854574 | EC002601 | EF000767 | EV010159 | 9.0
CAPRI | CAP854574 | EC002601 | EF001438 | 74 | 9.0
CAPRI | CAP854574 | EC002601 | EF002169 | EV000139 | 9.0
CAPRI | CAP854574 | EC002601 | EF004902 |  | 9.0
CAPRI | CAP854574 | EC002601 | EF004586 | EV007115 | 9.0
CAPRI | CAP854574 | EC002601 | EF009212 | EV000154 | 9.0
CAPRI | CAP854574 | EC002601 | EF000025 |  | 9.0
CAPRI | CAP854574 | EC002601 | EF000010 | EV002646 | 9.0
CAPRI | CAP854850 | EC002939 | EF000215 | EV000154 | 9.0
CAPRI | CAP855000 | EC002601 | EF000003 | EV006123 | 9.0
CAPRI | CAP855000 | EC002601 | EF000007 | EV000202 | 9.0
CAPRI | CAP855000 | EC002601 | EF000010 | EV002646 | 9.0
CAPRI | CAP855000 | EC002601 | EF000051 | EV000167 | 9.0
CAPRI | CAP855000 | EC002601 | EF000551 | 64 | 9.0
CAPRI | CAP855000 | EC002601 | EF000767 | EV009799 | 9.0
CAPRI | CAP855000 | EC002601 | EF002169 | EV000139 | 9.0
CAPRI | CAP855000 | EC002601 | EF003593 | 6 | 9.0
CAPRI | CAP855000 | EC002601 | EF005457 | 160-200 | 9.0
CAPRI | CAP855000 | EC002601 | EF005496 | EV009558 | 9.0
CAPRI | CAP855000 | EC002601 | EF009763 | oui | 9.0
CAPRI | CAP855500 | EC002601 | EF000003 | EV006123 | 9.0
CAPRI | CAP855500 | EC002601 | EF000007 | EV000236 | 9.0
CAPRI | CAP855500 | EC002601 | EF000008 | 55 | 9.0
CAPRI | CAP855500 | EC002601 | EF000051 | EV000167 | 9.0
CAPRI | CAP855500 | EC002601 | EF000551 | 100 | 9.0
CAPRI | CAP855500 | EC002601 | EF000767 | EV010159 | 9.0
CAPRI | CAP855500 | EC002601 | EF001438 | 100 | 9.0
CAPRI | CAP855500 | EC002601 | EF002169 | EV000139 | 9.0
CAPRI | CAP855500 | EC002601 | EF004902 |  | 9.0
CAPRI | CAP855500 | EC002601 | EF004586 | EV007115 | 9.0
CAPRI | CAP855500 | EC002601 | EF009212 | EV000154 | 9.0
CAPRI | CAP855500 | EC002601 | EF000025 |  | 9.0
CAPRI | CAP855500 | EC002601 | EF000010 | EV002646 | 9.0
CAPRI | CAP855537 | EC002601 | EF000003 | EV006123 | 9.0
CAPRI | CAP855537 | EC002601 | EF000007 | EV000236 | 9.0
CAPRI | CAP855537 | EC002601 | EF000008 | 55 | 9.0
CAPRI | CAP855537 | EC002601 | EF000051 | EV000167 | 9.0
CAPRI | CAP855537 | EC002601 | EF000551 | 100 | 9.0
CAPRI | CAP855537 | EC002601 | EF000767 | EV010159 | 9.0
CAPRI | CAP855537 | EC002601 | EF001438 | 37 | 9.0
CAPRI | CAP855537 | EC002601 | EF002169 | EV000139 | 9.0
CAPRI | CAP855537 | EC002601 | EF004902 |  | 9.0
CAPRI | CAP855537 | EC002601 | EF004586 | EV007115 | 9.0
CAPRI | CAP855537 | EC002601 | EF009212 | EV000154 | 9.0
CAPRI | CAP855537 | EC002601 | EF000025 |  | 9.0
CAPRI | CAP855537 | EC002601 | EF000010 | EV002646 | 9.0
CAPRI | CAP855574 | EC002601 | EF000003 | EV006123 | 9.0
CAPRI | CAP855574 | EC002601 | EF000007 | EV000236 | 9.0
CAPRI | CAP855574 | EC002601 | EF000008 | 55 | 9.0
CAPRI | CAP855574 | EC002601 | EF000010 | EV002646 | 9.0
CAPRI | CAP855574 | EC002601 | EF000025 | Non | 9.0
CAPRI | CAP855574 | EC002601 | EF000051 | EV000167 | 9.0
CAPRI | CAP855574 | EC002601 | EF000551 | 100 | 9.0
CAPRI | CAP855574 | EC002601 | EF000767 | EV010159 | 9.0
CAPRI | CAP855574 | EC002601 | EF001438 | 74 | 9.0
CAPRI | CAP855574 | EC002601 | EF002169 | EV000139 | 9.0
CAPRI | CAP855574 | EC002601 | EF004902 | Non | 9.0
CAPRI | CAP855574 | EC002601 | EF009212 | EV000154 | 9.0
CAPRI | CAP856060 | EC002601 | EF000003 | EV006123 | 9.0
CAPRI | CAP856060 | EC002601 | EF000007 | EV000202 | 9.0
CAPRI | CAP856060 | EC002601 | EF000010 | EV002646 | 9.0
CAPRI | CAP856060 | EC002601 | EF000051 | EV000167 | 9.0
CAPRI | CAP856060 | EC002601 | EF000551 | 64 | 9.0
CAPRI | CAP856060 | EC002601 | EF000767 | EV009799 | 9.0
CAPRI | CAP856060 | EC002601 | EF002169 | EV000139 | 9.0
CAPRI | CAP856060 | EC002601 | EF003593 | 6 | 9.0
CAPRI | CAP856060 | EC002601 | EF005457 | 160-200 | 9.0
CAPRI | CAP856060 | EC002601 | EF005496 | EV009558 | 9.0
CAPRI | CAP856060 | EC002601 | EF009763 | oui | 9.0
CAPRI | CAP856500 | EC002601 | EF000003 | EV006123 | 9.0
CAPRI | CAP856500 | EC002601 | EF000007 | EV000236 | 9.0
CAPRI | CAP856500 | EC002601 | EF000008 | 65 | 9.0
CAPRI | CAP856500 | EC002601 | EF000051 | EV000167 | 9.0
CAPRI | CAP856500 | EC002601 | EF000551 | 100 | 9.0
CAPRI | CAP856500 | EC002601 | EF000767 | EV010159 | 9.0
CAPRI | CAP856500 | EC002601 | EF001438 | 100 | 9.0
CAPRI | CAP856500 | EC002601 | EF002169 | EV000139 | 9.0
CAPRI | CAP856500 | EC002601 | EF004902 |  | 9.0
CAPRI | CAP856500 | EC002601 | EF004586 | EV007115 | 9.0
CAPRI | CAP856500 | EC002601 | EF009212 | EV000154 | 9.0
CAPRI | CAP856500 | EC002601 | EF000025 |  | 9.0
CAPRI | CAP856500 | EC002601 | EF000010 | EV002646 | 9.0
CAPRI | CAP856537 | EC002601 | EF000003 | EV006123 | 9.0
CAPRI | CAP856537 | EC002601 | EF000007 | EV000236 | 9.0
CAPRI | CAP856537 | EC002601 | EF000008 | 65 | 9.0
CAPRI | CAP856537 | EC002601 | EF000051 | EV000167 | 9.0
CAPRI | CAP856537 | EC002601 | EF000551 | 100 | 9.0
CAPRI | CAP856537 | EC002601 | EF000767 | EV010159 | 9.0
CAPRI | CAP856537 | EC002601 | EF001438 | 37 | 9.0
CAPRI | CAP856537 | EC002601 | EF002169 | EV000139 | 9.0
CAPRI | CAP856537 | EC002601 | EF004902 |  | 9.0
CAPRI | CAP856537 | EC002601 | EF004586 | EV007115 | 9.0
CAPRI | CAP856537 | EC002601 | EF009212 | EV000154 | 9.0
CAPRI | CAP856537 | EC002601 | EF000025 |  | 9.0
CAPRI | CAP856537 | EC002601 | EF000010 | EV002646 | 9.0
CAPRI | CAP856574 | EC002601 | EF000003 | EV006123 | 9.0
CAPRI | CAP856574 | EC002601 | EF000007 | EV000236 | 9.0
CAPRI | CAP856574 | EC002601 | EF000008 | 65 | 9.0
CAPRI | CAP856574 | EC002601 | EF000010 | EV002646 | 9.0
CAPRI | CAP856574 | EC002601 | EF000025 | Non | 9.0
CAPRI | CAP856574 | EC002601 | EF000051 | EV000167 | 9.0
CAPRI | CAP856574 | EC002601 | EF000551 | 100 | 9.0
CAPRI | CAP856574 | EC002601 | EF000767 | EV010159 | 9.0
CAPRI | CAP856574 | EC002601 | EF001438 | 74 | 9.0
CAPRI | CAP856574 | EC002601 | EF002169 | EV000139 | 9.0
CAPRI | CAP856574 | EC002601 | EF004902 | Non | 9.0
CAPRI | CAP856574 | EC002601 | EF009212 | EV000154 | 9.0
CAPRI | CAP856669 | EC002601 | EF000003 | EV007386 | 9.0
CAPRI | CAP856669 | EC002601 | EF000007 | EV000270 | 9.0
CAPRI | CAP856669 | EC002601 | EF000008 | 200 | 9.0
CAPRI | CAP856669 | EC002601 | EF000051 | EV000382 | 9.0
CAPRI | CAP856669 | EC002601 | EF000767 | EV010159 | 9.0
CAPRI | CAP856669 | EC002601 | EF001438 | 235 | 9.0
CAPRI | CAP856669 | EC002601 | EF002169 | EV000139 | 9.0
CAPRI | CAP856669 | EC002601 | EF005457 | 95 | 9.0
CAPRI | CAP857500 | EC002601 | EF000003 | EV006123 | 9.0
CAPRI | CAP857500 | EC002601 | EF000007 | EV000236 | 9.0
CAPRI | CAP857500 | EC002601 | EF000008 | 75 | 9.0
CAPRI | CAP857500 | EC002601 | EF000051 | EV000167 | 9.0
CAPRI | CAP857500 | EC002601 | EF000551 | 100 | 9.0
CAPRI | CAP857500 | EC002601 | EF000767 | EV010159 | 9.0
CAPRI | CAP857500 | EC002601 | EF001438 | 100 | 9.0
CAPRI | CAP857500 | EC002601 | EF002169 | EV000139 | 9.0
CAPRI | CAP857500 | EC002601 | EF004902 |  | 9.0
CAPRI | CAP857500 | EC002601 | EF004586 | EV007115 | 9.0
CAPRI | CAP857500 | EC002601 | EF009212 | EV000154 | 9.0
CAPRI | CAP857500 | EC002601 | EF000025 |  | 9.0
CAPRI | CAP857500 | EC002601 | EF000010 | EV002646 | 9.0
CAPRI | CAP857537 | EC002601 | EF000003 | EV006123 | 9.0
CAPRI | CAP857537 | EC002601 | EF000007 | EV000236 | 9.0
CAPRI | CAP857537 | EC002601 | EF000008 | 75 | 9.0
CAPRI | CAP857537 | EC002601 | EF000051 | EV000167 | 9.0
CAPRI | CAP857537 | EC002601 | EF000551 | 100 | 9.0
CAPRI | CAP857537 | EC002601 | EF000767 | EV010159 | 9.0
CAPRI | CAP857537 | EC002601 | EF002169 | EV000139 | 9.0
CAPRI | CAP857537 | EC002601 | EF004902 |  | 9.0
CAPRI | CAP857537 | EC002601 | EF004586 | EV007115 | 9.0
CAPRI | CAP857537 | EC002601 | EF009212 | EV000154 | 9.0
CAPRI | CAP857537 | EC002601 | EF000025 |  | 9.0
CAPRI | CAP857537 | EC002601 | EF000010 | EV002646 | 9.0
CAPRI | CAP857537 | EC002601 | EF001438 | 130 | 9.0
CAPRI | CAP857574 | EC002601 | EF000003 | EV006123 | 9.0
CAPRI | CAP857574 | EC002601 | EF000007 | EV000236 | 9.0
CAPRI | CAP857574 | EC002601 | EF000008 | 75 | 9.0
CAPRI | CAP857574 | EC002601 | EF000051 | EV000167 | 9.0
CAPRI | CAP857574 | EC002601 | EF000551 | 100 | 9.0
CAPRI | CAP857574 | EC002601 | EF000767 | EV010159 | 9.0
CAPRI | CAP857574 | EC002601 | EF001438 | 74 | 9.0
CAPRI | CAP857574 | EC002601 | EF002169 | EV000139 | 9.0
CAPRI | CAP857574 | EC002601 | EF004902 |  | 9.0
CAPRI | CAP857574 | EC002601 | EF004586 | EV007115 | 9.0
CAPRI | CAP857574 | EC002601 | EF009212 | EV000154 | 9.0
CAPRI | CAP857574 | EC002601 | EF000025 |  | 9.0
CAPRI | CAP857574 | EC002601 | EF000010 | EV002646 | 9.0
CAPRI | CAP857669 | EC002656 | EF000007 | EV000270 | 9.0
CAPRI | CAP857669 | EC002656 | EF000008 | 200 | 9.0
CAPRI | CAP857669 | EC002656 | EF000010 | EV008328 | 9.0
CAPRI | CAP857669 | EC002656 | EF000051 | EV000382 | 9.0
CAPRI | CAP857669 | EC002656 | EF001438 | 230 | 9.0
CAPRI | CAP857669 | EC002656 | EF002169 | EV000139 | 9.0
CAPRI | CAP857669 | EC002656 | EF005066 | non | 9.0
CAPRI | CAP857679 | EC002601 | EF000003 | EV006123 | 9.0
CAPRI | CAP857679 | EC002601 | EF000007 | EV000202 | 9.0
CAPRI | CAP857679 | EC002601 | EF000008 | 200 | 9.0
CAPRI | CAP857679 | EC002601 | EF000010 | EV002646 | 9.0
CAPRI | CAP857679 | EC002601 | EF000051 | EV000382 | 9.0
CAPRI | CAP857679 | EC002601 | EF000767 | EV009799 | 9.0
CAPRI | CAP857679 | EC002601 | EF001438 | 230 | 9.0
CAPRI | CAP857679 | EC002601 | EF002169 | EV000139 | 9.0
CAPRI | CAP858500 | EC002601 | EF000003 | EV006123 | 9.0
CAPRI | CAP858500 | EC002601 | EF000007 | EV000236 | 9.0
CAPRI | CAP858500 | EC002601 | EF000008 | 85 | 9.0
CAPRI | CAP858500 | EC002601 | EF000051 | EV000167 | 9.0
CAPRI | CAP858500 | EC002601 | EF000551 | 100 | 9.0
CAPRI | CAP858500 | EC002601 | EF000767 | EV010159 | 9.0
CAPRI | CAP858500 | EC002601 | EF001438 | 100 | 9.0
CAPRI | CAP858500 | EC002601 | EF002169 | EV000139 | 9.0
CAPRI | CAP858500 | EC002601 | EF004902 |  | 9.0
CAPRI | CAP858500 | EC002601 | EF004586 | EV007115 | 9.0
CAPRI | CAP858500 | EC002601 | EF009212 | EV000154 | 9.0
CAPRI | CAP858500 | EC002601 | EF000025 |  | 9.0
CAPRI | CAP858500 | EC002601 | EF000010 | EV002646 | 9.0
CAPRI | CAP858537 | EC002601 | EF000003 | EV006123 | 9.0
CAPRI | CAP858537 | EC002601 | EF000007 | EV000236 | 9.0
CAPRI | CAP858537 | EC002601 | EF000008 | 85 | 9.0
CAPRI | CAP858537 | EC002601 | EF000051 | EV000167 | 9.0
CAPRI | CAP858537 | EC002601 | EF000551 | 100 | 9.0
CAPRI | CAP858537 | EC002601 | EF000767 | EV010159 | 9.0
CAPRI | CAP858537 | EC002601 | EF002169 | EV000139 | 9.0
CAPRI | CAP858537 | EC002601 | EF004902 |  | 9.0
CAPRI | CAP858537 | EC002601 | EF004586 | EV007115 | 9.0
CAPRI | CAP858537 | EC002601 | EF009212 | EV000154 | 9.0
CAPRI | CAP858537 | EC002601 | EF000025 |  | 9.0
CAPRI | CAP858537 | EC002601 | EF000010 | EV002646 | 9.0
CAPRI | CAP858537 | EC002601 | EF001438 | 130 | 9.0
CAPRI | CAP858574 | EC002601 | EF000003 | EV006123 | 9.0
CAPRI | CAP858574 | EC002601 | EF000007 | EV000236 | 9.0
CAPRI | CAP858574 | EC002601 | EF000008 | 85 | 9.0
CAPRI | CAP858574 | EC002601 | EF000051 | EV000167 | 9.0
CAPRI | CAP858574 | EC002601 | EF000551 | 100 | 9.0
CAPRI | CAP858574 | EC002601 | EF000767 | EV010159 | 9.0
CAPRI | CAP858574 | EC002601 | EF001438 | 74 | 9.0
CAPRI | CAP858574 | EC002601 | EF002169 | EV000139 | 9.0
CAPRI | CAP858574 | EC002601 | EF004902 |  | 9.0
CAPRI | CAP858574 | EC002601 | EF004586 | EV007115 | 9.0
CAPRI | CAP858574 | EC002601 | EF009212 | EV000154 | 9.0
CAPRI | CAP858574 | EC002601 | EF000025 |  | 9.0
CAPRI | CAP858574 | EC002601 | EF000010 | EV002646 | 9.0
CAPRI | CAP859320 | EC002601 | EF000003 | EV006123 | 9.0
CAPRI | CAP859320 | EC002601 | EF000007 | EV000202 | 9.0
CAPRI | CAP859320 | EC002601 | EF000010 | EV002646 | 9.0
CAPRI | CAP859320 | EC002601 | EF000051 | EV000167 | 9.0
CAPRI | CAP859320 | EC002601 | EF000551 | 64 | 9.0
CAPRI | CAP859320 | EC002601 | EF000767 | EV009799 | 9.0
CAPRI | CAP859320 | EC002601 | EF002169 | EV000139 | 9.0
CAPRI | CAP859320 | EC002601 | EF003593 | 6 | 9.0
CAPRI | CAP859320 | EC002601 | EF005457 | 160-200 | 9.0
CAPRI | CAP859320 | EC002601 | EF005496 | EV009558 | 9.0
CAPRI | CAP859320 | EC002601 | EF009763 | oui | 9.0
CAPRI | CAP859630 | EC002601 | EF000003 | EV006123 | 9.0
CAPRI | CAP859630 | EC002601 | EF000007 | EV000202 | 9.0
CAPRI | CAP859630 | EC002601 | EF000010 | EV002646 | 9.0
CAPRI | CAP859630 | EC002601 | EF000051 | EV000167 | 9.0
CAPRI | CAP859630 | EC002601 | EF000551 | 64 | 9.0
CAPRI | CAP859630 | EC002601 | EF000767 | EV009799 | 9.0
CAPRI | CAP859630 | EC002601 | EF002169 | EV000139 | 9.0
CAPRI | CAP859630 | EC002601 | EF003593 | 6 | 9.0
CAPRI | CAP859630 | EC002601 | EF005457 | 160-200 | 9.0
CAPRI | CAP859630 | EC002601 | EF005496 | EV009558 | 9.0
CAPRI | CAP859630 | EC002601 | EF009763 | oui | 9.0
CAPRI | CAP899007 | EC011689 | EF000215 | EV022878 | 9.0
CAPRI | CAP899007 | EC011689 | EF001438 | 6,5 | 9.0
CAPRI | CAP899009 | EC011689 | EF000215 | EV022878 | 9.0
CAPRI | CAP899009 | EC011689 | EF001438 | 8,5 | 9.0
CAPRI | CAP899011 | EC011689 | EF000215 | EV022878 | 9.0
CAPRI | CAP899011 | EC011689 | EF001438 | 10,5 | 9.0
CAPRI | CAP959911 | EC002601 | EF000003 | EV006123 | 9.0
CAPRI | CAP959911 | EC002601 | EF000007 | EV000202 | 9.0
CAPRI | CAP959911 | EC002601 | EF000010 | EV002646 | 9.0
CAPRI | CAP959911 | EC002601 | EF000051 | EV000167 | 9.0
CAPRI | CAP959911 | EC002601 | EF000551 | 64 | 9.0
CAPRI | CAP959911 | EC002601 | EF000767 | EV009799 | 9.0
CAPRI | CAP959911 | EC002601 | EF002169 | EV000139 | 9.0
CAPRI | CAP959911 | EC002601 | EF003593 | 6 | 9.0
CAPRI | CAP959911 | EC002601 | EF005457 | 160-200 | 9.0
CAPRI | CAP959911 | EC002601 | EF005496 | EV009558 | 9.0
CAPRI | CAP959911 | EC002601 | EF009763 | Oui | 9.0
CAPRI | CAP959916 | EC002601 | EF000003 | EV006123 | 9.0
CAPRI | CAP959916 | EC002601 | EF000007 | EV000202 | 9.0
CAPRI | CAP959916 | EC002601 | EF000010 | EV002646 | 9.0
CAPRI | CAP959916 | EC002601 | EF000051 | EV000167 | 9.0
CAPRI | CAP959916 | EC002601 | EF000551 | 64 | 9.0
CAPRI | CAP959916 | EC002601 | EF000767 | EV009799 | 9.0
CAPRI | CAP959916 | EC002601 | EF002169 | EV000139 | 9.0
CAPRI | CAP959916 | EC002601 | EF003593 | 6 | 9.0
CAPRI | CAP959916 | EC002601 | EF005457 | 160-200 | 9.0
CAPRI | CAP959916 | EC002601 | EF005496 | EV009558 | 9.0
CAPRI | CAP959916 | EC002601 | EF009763 | oui | 9.0
CAPRI | CAP959922 | EC002601 | EF000003 | EV006123 | 9.0
CAPRI | CAP959922 | EC002601 | EF000007 | EV000202 | 9.0
CAPRI | CAP959922 | EC002601 | EF000010 | EV002646 | 9.0
CAPRI | CAP959922 | EC002601 | EF000051 | EV000167 | 9.0
CAPRI | CAP959922 | EC002601 | EF000551 | 64 | 9.0
CAPRI | CAP959922 | EC002601 | EF000767 | EV009799 | 9.0
CAPRI | CAP959922 | EC002601 | EF002169 | EV000139 | 9.0
CAPRI | CAP959922 | EC002601 | EF003593 | 6 | 9.0
CAPRI | CAP959922 | EC002601 | EF005457 | 160-200 | 9.0
CAPRI | CAP959922 | EC002601 | EF005496 | EV009558 | 9.0
CAPRI | CAP959922 | EC002601 | EF009763 | Oui | 9.0
CAPRI | CAP959927 | EC002601 | EF000003 | EV006123 | 9.0
CAPRI | CAP959927 | EC002601 | EF000007 | EV000202 | 9.0
CAPRI | CAP959927 | EC002601 | EF000010 | EV002646 | 9.0
CAPRI | CAP959927 | EC002601 | EF000051 | EV000167 | 9.0
CAPRI | CAP959927 | EC002601 | EF000551 | 64 | 9.0
CAPRI | CAP959927 | EC002601 | EF000767 | EV009799 | 9.0
CAPRI | CAP959927 | EC002601 | EF002169 | EV000139 | 9.0
CAPRI | CAP959927 | EC002601 | EF003593 | 6 | 9.0
CAPRI | CAP959927 | EC002601 | EF005457 | 160-200 | 9.0
CAPRI | CAP959927 | EC002601 | EF005496 | EV009558 | 9.0
CAPRI | CAP959927 | EC002601 | EF009763 | Oui | 9.0
CAPRI | CAP959932 | EC002601 | EF000003 | EV006123 | 9.0
CAPRI | CAP959932 | EC002601 | EF000007 | EV000202 | 9.0
CAPRI | CAP959932 | EC002601 | EF000010 | EV002646 | 9.0
CAPRI | CAP959932 | EC002601 | EF000051 | EV000167 | 9.0
CAPRI | CAP959932 | EC002601 | EF000551 | 64 | 9.0
CAPRI | CAP959932 | EC002601 | EF000767 | EV009799 | 9.0
CAPRI | CAP959932 | EC002601 | EF002169 | EV000139 | 9.0
CAPRI | CAP959932 | EC002601 | EF003593 | 6 | 9.0
CAPRI | CAP959932 | EC002601 | EF005457 | 160-200 | 9.0
CAPRI | CAP959932 | EC002601 | EF005496 | EV009558 | 9.0
CAPRI | CAP959932 | EC002601 | EF009763 | Oui | 9.0
CAPRI | CAP959937 | EC002601 | EF000003 | EV006123 | 9.0
CAPRI | CAP959937 | EC002601 | EF000007 | EV000202 | 9.0
CAPRI | CAP959937 | EC002601 | EF000010 | EV002646 | 9.0
CAPRI | CAP959937 | EC002601 | EF000051 | EV000167 | 9.0
CAPRI | CAP959937 | EC002601 | EF000551 | 64 | 9.0
CAPRI | CAP959937 | EC002601 | EF000767 | EV009799 | 9.0
CAPRI | CAP959937 | EC002601 | EF002169 | EV000139 | 9.0
CAPRI | CAP959937 | EC002601 | EF003593 | 6 | 9.0
CAPRI | CAP959937 | EC002601 | EF005457 | 160-200 | 9.0
CAPRI | CAP959937 | EC002601 | EF005496 | EV009558 | 9.0
CAPRI | CAP959937 | EC002601 | EF009763 | Oui | 9.0
CAPRI | CAP959945 | EC002601 | EF000003 | EV006123 | 9.0
CAPRI | CAP959945 | EC002601 | EF000007 | EV000202 | 9.0
CAPRI | CAP959945 | EC002601 | EF000010 | EV002646 | 9.0
CAPRI | CAP959945 | EC002601 | EF000051 | EV000167 | 9.0
CAPRI | CAP959945 | EC002601 | EF000551 | 64 | 9.0
CAPRI | CAP959945 | EC002601 | EF000767 | EV009799 | 9.0
CAPRI | CAP959945 | EC002601 | EF002169 | EV000139 | 9.0
CAPRI | CAP959945 | EC002601 | EF003593 | 6 | 9.0
CAPRI | CAP959945 | EC002601 | EF005457 | 160-200 | 9.0
CAPRI | CAP959945 | EC002601 | EF005496 | EV000154 | 9.0
CAPRI | CAP959945 | EC002601 | EF009763 | oui | 9.0
CAPRI | CAP959950 | EC002601 | EF000003 | EV006123 | 9.0
CAPRI | CAP959950 | EC002601 | EF000007 | EV000202 | 9.0
CAPRI | CAP959950 | EC002601 | EF000010 | EV002646 | 9.0
CAPRI | CAP959950 | EC002601 | EF000051 | EV000167 | 9.0
CAPRI | CAP959950 | EC002601 | EF000551 | 64 | 9.0
CAPRI | CAP959950 | EC002601 | EF000767 | EV009799 | 9.0
CAPRI | CAP959950 | EC002601 | EF002169 | EV000139 | 9.0
CAPRI | CAP959950 | EC002601 | EF003593 | 6 | 9.0
CAPRI | CAP959950 | EC002601 | EF005457 | 160-200 | 9.0
CAPRI | CAP959950 | EC002601 | EF005496 | EV009558 | 9.0
CAPRI | CAP959950 | EC002601 | EF009763 | oui | 9.0
CAPRI | CAP959955 | EC002601 | EF000003 | EV006123 | 9.0
CAPRI | CAP959955 | EC002601 | EF000007 | EV000202 | 9.0
CAPRI | CAP959955 | EC002601 | EF000010 | EV002646 | 9.0
CAPRI | CAP959955 | EC002601 | EF000051 | EV000167 | 9.0
CAPRI | CAP959955 | EC002601 | EF000551 | 64 | 9.0
CAPRI | CAP959955 | EC002601 | EF000767 | EV009799 | 9.0
CAPRI | CAP959955 | EC002601 | EF002169 | EV000139 | 9.0
CAPRI | CAP959955 | EC002601 | EF003593 | 6 | 9.0
CAPRI | CAP959955 | EC002601 | EF005457 | 160-200 | 9.0
CAPRI | CAP959955 | EC002601 | EF005496 | EV009558 | 9.0
CAPRI | CAP959955 | EC002601 | EF009763 | oui | 9.0
CAPRI | CAP965595V1 | EC000441 | EF000007 | EV000256 | 9.0
CAPRI | CAP965595V1 | EC000441 | EF000010 | EV000164 | 9.0
CAPRI | CAP965595V1 | EC000441 | EF000025 | oui | 9.0
CAPRI | CAP965595V1 | EC000441 | EF000084 | oui | 9.0
CAPRI | CAP965595V1 | EC000441 | EF000139 | EV000191 | 9.0
CAPRI | CAP965595V1 | EC000441 | EF000177 | 19 | 9.0
CAPRI | CAP965595V1 | EC000441 | EF000368 | 15 | 9.0
CAPRI | CAP965595V1 | EC000441 | EF000734 | non | 9.0
CAPRI | CAP965595V1 | EC000441 | EF000878 | non | 9.0
CAPRI | CAP965595V1 | EC000441 | EF001210 | non | 9.0
CAPRI | CAP965595V1 | EC000441 | EF001217 | EV003716 | 9.0
CAPRI | CAP965595V1 | EC000441 | EF001257 | EV000149 | 9.0
CAPRI | CAP965595V1 | EC000441 | EF001742 | -30 | 9.0
CAPRI | CAP965595V1 | EC000441 | EF001742 | 80 | 9.0
CAPRI | CAP965595V1 | EC000441 | EF001758 | EV003712 | 9.0
CAPRI | CAP965595V1 | EC000441 | EF002169 | EV000914 | 9.0
CAPRI | CAP965595V1 | EC000441 | EF003712 | 1,5 | 9.0
CAPRI | CAP965595V1 | EC000441 | EF004191 | oui | 9.0
CAPRI | CAP965595V1 | EC000441 | EF004685 | non | 9.0
CAPRI | CAP965595V1 | EC000441 | EF005004 | non | 9.0
CAPRI | CAP965595V1 | EC000441 | EF005049 | non | 9.0
CAPRI | CAP965595V1 | EC000441 | EF005268 | 20,9 | 9.0
CAPRI | CAP965595V1 | EC000441 | EF005337 | non | 9.0
CAPRI | CAP965595V1 | EC000441 | EF005466 | 12 | 9.0
CAPRI | CAP965595V1 | EC000441 | EF005466 | 6 | 9.0
CAPRI | CAP965595V1 | EC000441 | EF005474 | EV006619 | 9.0
CAPRI | CAP965595V1 | EC000441 | EF005728 | EV009071 | 9.0
CAPRI | CAP965595V1 | EC000441 | EF007839 | 16 | 9.0
CAPRI | CAP965595V1 | EC000441 | EF008404 | EV010598 | 9.0
CAPRI | CAP965605V1 | EC000441 | EF000007 | EV000256 | 9.0
CAPRI | CAP965605V1 | EC000441 | EF000010 | EV000154 | 9.0
CAPRI | CAP965605V1 | EC000441 | EF000025 | oui | 9.0
CAPRI | CAP965605V1 | EC000441 | EF000084 | oui | 9.0
CAPRI | CAP965605V1 | EC000441 | EF000139 | EV000191 | 9.0
CAPRI | CAP965605V1 | EC000441 | EF000177 | 30 | 9.0
CAPRI | CAP965605V1 | EC000441 | EF000368 | 15 | 9.0
CAPRI | CAP965605V1 | EC000441 | EF000734 | non | 9.0
CAPRI | CAP965605V1 | EC000441 | EF000878 | non | 9.0
CAPRI | CAP965605V1 | EC000441 | EF001210 | non | 9.0
CAPRI | CAP965605V1 | EC000441 | EF001217 | EV003716 | 9.0
CAPRI | CAP965605V1 | EC000441 | EF001257 | EV006908 | 9.0
CAPRI | CAP965605V1 | EC000441 | EF001742 | -30 | 9.0
CAPRI | CAP965605V1 | EC000441 | EF001742 | 80 | 9.0
CAPRI | CAP965605V1 | EC000441 | EF001758 | EV003712 | 9.0
CAPRI | CAP965605V1 | EC000441 | EF002169 | EV000914 | 9.0
CAPRI | CAP965605V1 | EC000441 | EF003712 | 1,5 | 9.0
CAPRI | CAP965605V1 | EC000441 | EF004191 | oui | 9.0
CAPRI | CAP965605V1 | EC000441 | EF004685 | non | 9.0
CAPRI | CAP965605V1 | EC000441 | EF005004 | non | 9.0
CAPRI | CAP965605V1 | EC000441 | EF005049 | non | 9.0
CAPRI | CAP965605V1 | EC000441 | EF005268 | 33 | 9.0
CAPRI | CAP965605V1 | EC000441 | EF005337 | non | 9.0
CAPRI | CAP965605V1 | EC000441 | EF005466 | 12 | 9.0
CAPRI | CAP965605V1 | EC000441 | EF005466 | 21 | 9.0
CAPRI | CAP965605V1 | EC000441 | EF005474 | EV006619 | 9.0
CAPRI | CAP965605V1 | EC000441 | EF005728 | EV009071 | 9.0
CAPRI | CAP965605V1 | EC000441 | EF007839 | 20 | 9.0
CAPRI | CAP965605V1 | EC000441 | EF008404 | EV010598 | 9.0
CAPRI | CAP965675V1 | EC000441 | EF000007 | EV000256 | 9.0
CAPRI | CAP965675V1 | EC000441 | EF000010 | EV000164 | 9.0
CAPRI | CAP965675V1 | EC000441 | EF000025 | oui | 9.0
CAPRI | CAP965675V1 | EC000441 | EF000084 | oui | 9.0
CAPRI | CAP965675V1 | EC000441 | EF000139 | EV000191 | 9.0
CAPRI | CAP965675V1 | EC000441 | EF000177 | 24 | 9.0
CAPRI | CAP965675V1 | EC000441 | EF000368 | 15 | 9.0
CAPRI | CAP965675V1 | EC000441 | EF000734 | non | 9.0
CAPRI | CAP965675V1 | EC000441 | EF000878 | non | 9.0
CAPRI | CAP965675V1 | EC000441 | EF001210 | non | 9.0
CAPRI | CAP965675V1 | EC000441 | EF001217 | EV003716 | 9.0
CAPRI | CAP965675V1 | EC000441 | EF001257 | EV000149 | 9.0
CAPRI | CAP965675V1 | EC000441 | EF001742 | -30 | 9.0
CAPRI | CAP965675V1 | EC000441 | EF001742 | 80 | 9.0
CAPRI | CAP965675V1 | EC000441 | EF001758 | EV003712 | 9.0
CAPRI | CAP965675V1 | EC000441 | EF002169 | EV000914 | 9.0
CAPRI | CAP965675V1 | EC000441 | EF003712 | 1,5 | 9.0
CAPRI | CAP965675V1 | EC000441 | EF004191 | oui | 9.0
CAPRI | CAP965675V1 | EC000441 | EF004685 | non | 9.0
CAPRI | CAP965675V1 | EC000441 | EF005004 | non | 9.0
CAPRI | CAP965675V1 | EC000441 | EF005049 | non | 9.0
CAPRI | CAP965675V1 | EC000441 | EF005268 | 26,4 | 9.0
CAPRI | CAP965675V1 | EC000441 | EF005337 | non | 9.0
CAPRI | CAP965675V1 | EC000441 | EF005466 | 12 | 9.0
CAPRI | CAP965675V1 | EC000441 | EF005466 | 6 | 9.0
CAPRI | CAP965675V1 | EC000441 | EF005474 | EV006619 | 9.0
CAPRI | CAP965675V1 | EC000441 | EF005728 | EV009071 | 9.0
CAPRI | CAP965675V1 | EC000441 | EF007839 | 20 | 9.0
CAPRI | CAP965675V1 | EC000441 | EF008404 | EV010598 | 9.0
CAPRI | CAP965695V1 | EC000441 | EF000007 | EV000256 | 9.0
CAPRI | CAP965695V1 | EC000441 | EF000010 | EV000164 | 9.0
CAPRI | CAP965695V1 | EC000441 | EF000025 | oui | 9.0
CAPRI | CAP965695V1 | EC000441 | EF000084 | oui | 9.0
CAPRI | CAP965695V1 | EC000441 | EF000139 | EV000191 | 9.0
CAPRI | CAP965695V1 | EC000441 | EF000177 | 24 | 9.0
CAPRI | CAP965695V1 | EC000441 | EF000368 | 15 | 9.0
CAPRI | CAP965695V1 | EC000441 | EF000734 | non | 9.0
CAPRI | CAP965695V1 | EC000441 | EF000878 | non | 9.0
CAPRI | CAP965695V1 | EC000441 | EF001210 | non | 9.0
CAPRI | CAP965695V1 | EC000441 | EF001217 | EV003716 | 9.0
CAPRI | CAP965695V1 | EC000441 | EF001257 | EV000149 | 9.0
CAPRI | CAP965695V1 | EC000441 | EF001742 | -30 | 9.0
CAPRI | CAP965695V1 | EC000441 | EF001742 | 80 | 9.0
CAPRI | CAP965695V1 | EC000441 | EF001758 | EV003712 | 9.0
CAPRI | CAP965695V1 | EC000441 | EF002169 | EV000914 | 9.0
CAPRI | CAP965695V1 | EC000441 | EF003712 | 1,5 | 9.0
CAPRI | CAP965695V1 | EC000441 | EF004191 | oui | 9.0
CAPRI | CAP965695V1 | EC000441 | EF004685 | non | 9.0
CAPRI | CAP965695V1 | EC000441 | EF005004 | non | 9.0
CAPRI | CAP965695V1 | EC000441 | EF005049 | non | 9.0
CAPRI | CAP965695V1 | EC000441 | EF005268 | 26,4 | 9.0
CAPRI | CAP965695V1 | EC000441 | EF005337 | non | 9.0
CAPRI | CAP965695V1 | EC000441 | EF005466 | 16 | 9.0
CAPRI | CAP965695V1 | EC000441 | EF005466 | 8,5 | 9.0
CAPRI | CAP965695V1 | EC000441 | EF005474 | EV006619 | 9.0
CAPRI | CAP965695V1 | EC000441 | EF005728 | EV009071 | 9.0
CAPRI | CAP965695V1 | EC000441 | EF007839 | 20 | 9.0
CAPRI | CAP965695V1 | EC000441 | EF008404 | EV010598 | 9.0
CAPRI | CAP965705V1 | EC000441 | EF000007 | EV000256 | 9.0
CAPRI | CAP965705V1 | EC000441 | EF000010 | EV000164 | 9.0
CAPRI | CAP965705V1 | EC000441 | EF000025 | oui | 9.0
CAPRI | CAP965705V1 | EC000441 | EF000084 | oui | 9.0
CAPRI | CAP965705V1 | EC000441 | EF000139 | EV000191 | 9.0
CAPRI | CAP965705V1 | EC000441 | EF000177 | 41 | 9.0
CAPRI | CAP965705V1 | EC000441 | EF000368 | 15 | 9.0
CAPRI | CAP965705V1 | EC000441 | EF000734 | non | 9.0
CAPRI | CAP965705V1 | EC000441 | EF000878 | non | 9.0
CAPRI | CAP965705V1 | EC000441 | EF001210 | non | 9.0
CAPRI | CAP965705V1 | EC000441 | EF001217 | EV003716 | 9.0
CAPRI | CAP965705V1 | EC000441 | EF001257 | EV000149 | 9.0
CAPRI | CAP965705V1 | EC000441 | EF001742 | -30 | 9.0
CAPRI | CAP965705V1 | EC000441 | EF001742 | 80 | 9.0
CAPRI | CAP965705V1 | EC000441 | EF001758 | EV003712 | 9.0
CAPRI | CAP965705V1 | EC000441 | EF002169 | EV000914 | 9.0
CAPRI | CAP965705V1 | EC000441 | EF003712 | 1,5 | 9.0
CAPRI | CAP965705V1 | EC000441 | EF004191 | oui | 9.0
CAPRI | CAP965705V1 | EC000441 | EF004685 | non | 9.0
CAPRI | CAP965705V1 | EC000441 | EF005004 | non | 9.0
CAPRI | CAP965705V1 | EC000441 | EF005049 | non | 9.0
CAPRI | CAP965705V1 | EC000441 | EF005268 | 45,1 | 9.0
CAPRI | CAP965705V1 | EC000441 | EF005337 | non | 9.0
CAPRI | CAP965705V1 | EC000441 | EF005466 | 16 | 9.0
CAPRI | CAP965705V1 | EC000441 | EF005466 | 27,5 | 9.0
CAPRI | CAP965705V1 | EC000441 | EF005474 | EV006619 | 9.0
CAPRI | CAP965705V1 | EC000441 | EF005728 | EV009071 | 9.0
CAPRI | CAP965705V1 | EC000441 | EF007839 | 25 | 9.0
CAPRI | CAP965705V1 | EC000441 | EF008404 | EV010598 | 9.0
CAPRI | CAP965795V1 | EC000441 | EF000007 | EV000256 | 9.0
CAPRI | CAP965795V1 | EC000441 | EF000010 | EV000164 | 9.0
CAPRI | CAP965795V1 | EC000441 | EF000025 | oui | 9.0
CAPRI | CAP965795V1 | EC000441 | EF000084 | oui | 9.0
CAPRI | CAP965795V1 | EC000441 | EF000139 | EV000191 | 9.0
CAPRI | CAP965795V1 | EC000441 | EF000177 | 30 | 9.0
CAPRI | CAP965795V1 | EC000441 | EF000368 | 15 | 9.0
CAPRI | CAP965795V1 | EC000441 | EF000734 | non | 9.0
CAPRI | CAP965795V1 | EC000441 | EF000878 | non | 9.0
CAPRI | CAP965795V1 | EC000441 | EF001210 | non | 9.0
CAPRI | CAP965795V1 | EC000441 | EF001217 | EV003716 | 9.0
CAPRI | CAP965795V1 | EC000441 | EF001257 | EV000149 | 9.0
CAPRI | CAP965795V1 | EC000441 | EF001742 | -30 | 9.0
CAPRI | CAP965795V1 | EC000441 | EF001742 | 80 | 9.0
CAPRI | CAP965795V1 | EC000441 | EF001758 | EV003712 | 9.0
CAPRI | CAP965795V1 | EC000441 | EF002169 | EV000914 | 9.0
CAPRI | CAP965795V1 | EC000441 | EF003712 | 1,5 | 9.0
CAPRI | CAP965795V1 | EC000441 | EF004191 | oui | 9.0
CAPRI | CAP965795V1 | EC000441 | EF004685 | non | 9.0
CAPRI | CAP965795V1 | EC000441 | EF005004 | non | 9.0
CAPRI | CAP965795V1 | EC000441 | EF005049 | non | 9.0
CAPRI | CAP965795V1 | EC000441 | EF005268 | 33 | 9.0
CAPRI | CAP965795V1 | EC000441 | EF005337 | non | 9.0
CAPRI | CAP965795V1 | EC000441 | EF005466 | 12 | 9.0
CAPRI | CAP965795V1 | EC000441 | EF005466 | 21 | 9.0
CAPRI | CAP965795V1 | EC000441 | EF005474 | EV006619 | 9.0
CAPRI | CAP965795V1 | EC000441 | EF005728 | EV009071 | 9.0
CAPRI | CAP965795V1 | EC000441 | EF007839 | 25 | 9.0
CAPRI | CAP965795V1 | EC000441 | EF008404 | EV010598 | 9.0
CAPRI | CAP965805V1 | EC000441 | EF000007 | EV000256 | 9.0
CAPRI | CAP965805V1 | EC000441 | EF000010 | EV000164 | 9.0
CAPRI | CAP965805V1 | EC000441 | EF000025 | oui | 9.0
CAPRI | CAP965805V1 | EC000441 | EF000084 | oui | 9.0
CAPRI | CAP965805V1 | EC000441 | EF000139 | EV000191 | 9.0
CAPRI | CAP965805V1 | EC000441 | EF000177 | 48 | 9.0
CAPRI | CAP965805V1 | EC000441 | EF000368 | 15 | 9.0
CAPRI | CAP965805V1 | EC000441 | EF000734 | non | 9.0
CAPRI | CAP965805V1 | EC000441 | EF000878 | non | 9.0
CAPRI | CAP965805V1 | EC000441 | EF001210 | non | 9.0
CAPRI | CAP965805V1 | EC000441 | EF001217 | EV003716 | 9.0
CAPRI | CAP965805V1 | EC000441 | EF001257 | EV000149 | 9.0
CAPRI | CAP965805V1 | EC000441 | EF001742 | -30 | 9.0
CAPRI | CAP965805V1 | EC000441 | EF001742 | 80 | 9.0
CAPRI | CAP965805V1 | EC000441 | EF001758 | EV003712 | 9.0
CAPRI | CAP965805V1 | EC000441 | EF002169 | EV000914 | 9.0
CAPRI | CAP965805V1 | EC000441 | EF003712 | 1,5 | 9.0
CAPRI | CAP965805V1 | EC000441 | EF004191 | oui | 9.0
CAPRI | CAP965805V1 | EC000441 | EF004685 | non | 9.0
CAPRI | CAP965805V1 | EC000441 | EF005004 | non | 9.0
CAPRI | CAP965805V1 | EC000441 | EF005049 | non | 9.0
CAPRI | CAP965805V1 | EC000441 | EF005268 | 52,8 | 9.0
CAPRI | CAP965805V1 | EC000441 | EF005337 | non | 9.0
CAPRI | CAP965805V1 | EC000441 | EF005466 | 21 | 9.0
CAPRI | CAP965805V1 | EC000441 | EF005466 | 34 | 9.0
CAPRI | CAP965805V1 | EC000441 | EF005474 | EV006619 | 9.0
CAPRI | CAP965805V1 | EC000441 | EF005728 | EV009071 | 9.0
CAPRI | CAP965805V1 | EC000441 | EF007839 | 32 | 9.0
CAPRI | CAP965805V1 | EC000441 | EF008404 | EV010598 | 9.0
CAPRI | CAP965895V1 | EC000441 | EF000007 | EV000256 | 9.0
CAPRI | CAP965895V1 | EC000441 | EF000010 | EV000164 | 9.0
CAPRI | CAP965895V1 | EC000441 | EF000025 | oui | 9.0
CAPRI | CAP965895V1 | EC000441 | EF000084 | oui | 9.0
CAPRI | CAP965895V1 | EC000441 | EF000139 | EV000191 | 9.0
CAPRI | CAP965895V1 | EC000441 | EF000177 | 41 | 9.0
CAPRI | CAP965895V1 | EC000441 | EF000368 | 15 | 9.0
CAPRI | CAP965895V1 | EC000441 | EF000734 | non | 9.0
CAPRI | CAP965895V1 | EC000441 | EF000878 | non | 9.0
CAPRI | CAP965895V1 | EC000441 | EF001210 | non | 9.0
CAPRI | CAP965895V1 | EC000441 | EF001217 | EV003716 | 9.0
CAPRI | CAP965895V1 | EC000441 | EF001257 | EV000149 | 9.0
CAPRI | CAP965895V1 | EC000441 | EF001742 | -30 | 9.0
CAPRI | CAP965895V1 | EC000441 | EF001742 | 80 | 9.0
CAPRI | CAP965895V1 | EC000441 | EF001758 | EV003712 | 9.0
CAPRI | CAP965895V1 | EC000441 | EF002169 | EV000914 | 9.0
CAPRI | CAP965895V1 | EC000441 | EF003712 | 1,5 | 9.0
CAPRI | CAP965895V1 | EC000441 | EF004191 | oui | 9.0
CAPRI | CAP965895V1 | EC000441 | EF004685 | non | 9.0
CAPRI | CAP965895V1 | EC000441 | EF005004 | non | 9.0
CAPRI | CAP965895V1 | EC000441 | EF005049 | non | 9.0
CAPRI | CAP965895V1 | EC000441 | EF005268 | 45,1 | 9.0
CAPRI | CAP965895V1 | EC000441 | EF005337 | non | 9.0
CAPRI | CAP965895V1 | EC000441 | EF005466 | 16 | 9.0
CAPRI | CAP965895V1 | EC000441 | EF005466 | 27,5 | 9.0
CAPRI | CAP965895V1 | EC000441 | EF005474 | EV006619 | 9.0
CAPRI | CAP965895V1 | EC000441 | EF005728 | EV009071 | 9.0
CAPRI | CAP965895V1 | EC000441 | EF007839 | 32 | 9.0
CAPRI | CAP965895V1 | EC000441 | EF008404 | EV010598 | 9.0
CAPRI | CAP965905V1 | EC000441 | EF000007 | EV000256 | 9.0
CAPRI | CAP965905V1 | EC000441 | EF000010 | EV000164 | 9.0
CAPRI | CAP965905V1 | EC000441 | EF000025 | oui | 9.0
CAPRI | CAP965905V1 | EC000441 | EF000084 | oui | 9.0
CAPRI | CAP965905V1 | EC000441 | EF000139 | EV000191 | 9.0
CAPRI | CAP965905V1 | EC000441 | EF000177 | 55 | 9.0
CAPRI | CAP965905V1 | EC000441 | EF000368 | 15 | 9.0
CAPRI | CAP965905V1 | EC000441 | EF000734 | non | 9.0
CAPRI | CAP965905V1 | EC000441 | EF000878 | non | 9.0
CAPRI | CAP965905V1 | EC000441 | EF001210 | non | 9.0
CAPRI | CAP965905V1 | EC000441 | EF001217 | EV003716 | 9.0
CAPRI | CAP965905V1 | EC000441 | EF001257 | EV000149 | 9.0
CAPRI | CAP965905V1 | EC000441 | EF001742 | -30 | 9.0
CAPRI | CAP965905V1 | EC000441 | EF001742 | 80 | 9.0
CAPRI | CAP965905V1 | EC000441 | EF001758 | EV003712 | 9.0
CAPRI | CAP965905V1 | EC000441 | EF002169 | EV000914 | 9.0
CAPRI | CAP965905V1 | EC000441 | EF003712 | 1,5 | 9.0
CAPRI | CAP965905V1 | EC000441 | EF004191 | oui | 9.0
CAPRI | CAP965905V1 | EC000441 | EF004685 | non | 9.0
CAPRI | CAP965905V1 | EC000441 | EF005004 | non | 9.0
CAPRI | CAP965905V1 | EC000441 | EF005049 | non | 9.0
CAPRI | CAP965905V1 | EC000441 | EF005268 | 60,5 | 9.0
CAPRI | CAP965905V1 | EC000441 | EF005337 | non | 9.0
CAPRI | CAP965905V1 | EC000441 | EF005466 | 27 | 9.0
CAPRI | CAP965905V1 | EC000441 | EF005466 | 41 | 9.0
CAPRI | CAP965905V1 | EC000441 | EF005474 | EV006619 | 9.0
CAPRI | CAP965905V1 | EC000441 | EF005728 | EV009071 | 9.0
CAPRI | CAP965905V1 | EC000441 | EF007839 | 40 | 9.0
CAPRI | CAP965905V1 | EC000441 | EF008404 | EV010598 | 9.0
CAPRI | CAP965995V1 | EC000441 | EF000007 | EV000256 | 9.0
CAPRI | CAP965995V1 | EC000441 | EF000010 | EV000164 | 9.0
CAPRI | CAP965995V1 | EC000441 | EF000025 | oui | 9.0
CAPRI | CAP965995V1 | EC000441 | EF000084 | oui | 9.0
CAPRI | CAP965995V1 | EC000441 | EF000139 | EV000191 | 9.0
CAPRI | CAP965995V1 | EC000441 | EF000177 | 48 | 9.0
CAPRI | CAP965995V1 | EC000441 | EF000368 | 15 | 9.0
CAPRI | CAP965995V1 | EC000441 | EF000734 | non | 9.0
CAPRI | CAP965995V1 | EC000441 | EF000878 | non | 9.0
CAPRI | CAP965995V1 | EC000441 | EF001210 | non | 9.0
CAPRI | CAP965995V1 | EC000441 | EF001217 | EV003716 | 9.0
CAPRI | CAP965995V1 | EC000441 | EF001257 | EV000149 | 9.0
CAPRI | CAP965995V1 | EC000441 | EF001742 | -30 | 9.0
CAPRI | CAP965995V1 | EC000441 | EF001742 | 80 | 9.0
CAPRI | CAP965995V1 | EC000441 | EF001758 | EV003712 | 9.0
CAPRI | CAP965995V1 | EC000441 | EF002169 | EV000914 | 9.0
CAPRI | CAP965995V1 | EC000441 | EF003712 | 1,5 | 9.0
CAPRI | CAP965995V1 | EC000441 | EF004191 | oui | 9.0
CAPRI | CAP965995V1 | EC000441 | EF004685 | non | 9.0
CAPRI | CAP965995V1 | EC000441 | EF005004 | non | 9.0
CAPRI | CAP965995V1 | EC000441 | EF005049 | non | 9.0
CAPRI | CAP965995V1 | EC000441 | EF005268 | 52,8 | 9.0
CAPRI | CAP965995V1 | EC000441 | EF005337 | non | 9.0
CAPRI | CAP965995V1 | EC000441 | EF005466 | 21 | 9.0
CAPRI | CAP965995V1 | EC000441 | EF005466 | 34 | 9.0
CAPRI | CAP965995V1 | EC000441 | EF005474 | EV006619 | 9.0
CAPRI | CAP965995V1 | EC000441 | EF005728 | EV009071 | 9.0
CAPRI | CAP965995V1 | EC000441 | EF007839 | 40 | 9.0
CAPRI | CAP965995V1 | EC000441 | EF008404 | EV010598 | 9.0
CAPRI | CAP966005V1 | EC000441 | EF000007 | EV000256 | 9.0
CAPRI | CAP966005V1 | EC000441 | EF000010 | EV000164 | 9.0
CAPRI | CAP966005V1 | EC000441 | EF000025 | oui | 9.0
CAPRI | CAP966005V1 | EC000441 | EF000084 | oui | 9.0
CAPRI | CAP966005V1 | EC000441 | EF000139 | EV000191 | 9.0
CAPRI | CAP966005V1 | EC000441 | EF000177 | 64 | 9.0
CAPRI | CAP966005V1 | EC000441 | EF000368 | 16 | 9.0
CAPRI | CAP966005V1 | EC000441 | EF000734 | non | 9.0
CAPRI | CAP966005V1 | EC000441 | EF000878 | non | 9.0
CAPRI | CAP966005V1 | EC000441 | EF001210 | non | 9.0
CAPRI | CAP966005V1 | EC000441 | EF001217 | EV003716 | 9.0
CAPRI | CAP966005V1 | EC000441 | EF001257 | EV000149 | 9.0
CAPRI | CAP966005V1 | EC000441 | EF001742 | -30 | 9.0
CAPRI | CAP966005V1 | EC000441 | EF001742 | 80 | 9.0
CAPRI | CAP966005V1 | EC000441 | EF001758 | EV003712 | 9.0
CAPRI | CAP966005V1 | EC000441 | EF002169 | EV000914 | 9.0
CAPRI | CAP966005V1 | EC000441 | EF003712 | 1,5 | 9.0
CAPRI | CAP966005V1 | EC000441 | EF004191 | oui | 9.0
CAPRI | CAP966005V1 | EC000441 | EF004685 | non | 9.0
CAPRI | CAP966005V1 | EC000441 | EF005004 | non | 9.0
CAPRI | CAP966005V1 | EC000441 | EF005049 | non | 9.0
CAPRI | CAP966005V1 | EC000441 | EF005268 | 70,4 | 9.0
CAPRI | CAP966005V1 | EC000441 | EF005337 | non | 9.0
CAPRI | CAP966005V1 | EC000441 | EF005466 | 33 | 9.0
CAPRI | CAP966005V1 | EC000441 | EF005466 | 48 | 9.0
CAPRI | CAP966005V1 | EC000441 | EF005474 | EV006619 | 9.0
CAPRI | CAP966005V1 | EC000441 | EF005728 | EV009071 | 9.0
CAPRI | CAP966005V1 | EC000441 | EF007839 | 50 | 9.0
CAPRI | CAP966005V1 | EC000441 | EF008404 | EV010598 | 9.0
CAPRI | CAP966095V1 | EC000441 | EF000007 | EV000256 | 9.0
CAPRI | CAP966095V1 | EC000441 | EF000010 | EV000164 | 9.0
CAPRI | CAP966095V1 | EC000441 | EF000025 | oui | 9.0
CAPRI | CAP966095V1 | EC000441 | EF000084 | oui | 9.0
CAPRI | CAP966095V1 | EC000441 | EF000139 | EV000191 | 9.0
CAPRI | CAP966095V1 | EC000441 | EF000177 | 55 | 9.0
CAPRI | CAP966095V1 | EC000441 | EF000368 | 16 | 9.0
CAPRI | CAP966095V1 | EC000441 | EF000734 | non | 9.0
CAPRI | CAP966095V1 | EC000441 | EF000878 | non | 9.0
CAPRI | CAP966095V1 | EC000441 | EF001210 | non | 9.0
CAPRI | CAP966095V1 | EC000441 | EF001217 | EV003716 | 9.0
CAPRI | CAP966095V1 | EC000441 | EF001257 | EV000149 | 9.0
CAPRI | CAP966095V1 | EC000441 | EF001742 | -30 | 9.0
CAPRI | CAP966095V1 | EC000441 | EF001742 | 80 | 9.0
CAPRI | CAP966095V1 | EC000441 | EF001758 | EV003712 | 9.0
CAPRI | CAP966095V1 | EC000441 | EF002169 | EV000914 | 9.0
CAPRI | CAP966095V1 | EC000441 | EF003712 | 1,5 | 9.0
CAPRI | CAP966095V1 | EC000441 | EF004191 | oui | 9.0
CAPRI | CAP966095V1 | EC000441 | EF004685 | non | 9.0
CAPRI | CAP966095V1 | EC000441 | EF005004 | non | 9.0
CAPRI | CAP966095V1 | EC000441 | EF005049 | non | 9.0
CAPRI | CAP966095V1 | EC000441 | EF005268 | 60,5 | 9.0
CAPRI | CAP966095V1 | EC000441 | EF005337 | non | 9.0
CAPRI | CAP966095V1 | EC000441 | EF005466 | 27 | 9.0
CAPRI | CAP966095V1 | EC000441 | EF005466 | 41 | 9.0
CAPRI | CAP966095V1 | EC000441 | EF005474 | EV006619 | 9.0
CAPRI | CAP966095V1 | EC000441 | EF005728 | EV009071 | 9.0
CAPRI | CAP966095V1 | EC000441 | EF007839 | 50 | 9.0
CAPRI | CAP966095V1 | EC000441 | EF008404 | EV010598 | 9.0
CAPRI | CAP967595V1 | EC000441 | EF000007 | EV000256 | 9.0
CAPRI | CAP967595V1 | EC000441 | EF000010 | EV000164 | 9.0
CAPRI | CAP967595V1 | EC000441 | EF000025 | oui | 9.0
CAPRI | CAP967595V1 | EC000441 | EF000084 | oui | 9.0
CAPRI | CAP967595V1 | EC000441 | EF000139 | EV000191 | 9.0
CAPRI | CAP967595V1 | EC000441 | EF000177 | 19 | 9.0
CAPRI | CAP967595V1 | EC000441 | EF000368 | 12 | 9.0
CAPRI | CAP967595V1 | EC000441 | EF000734 | non | 9.0
CAPRI | CAP967595V1 | EC000441 | EF000878 | non | 9.0
CAPRI | CAP967595V1 | EC000441 | EF001210 | non | 9.0
CAPRI | CAP967595V1 | EC000441 | EF001217 | EV003716 | 9.0
CAPRI | CAP967595V1 | EC000441 | EF001257 | EV000149 | 9.0
CAPRI | CAP967595V1 | EC000441 | EF001742 | -30 | 9.0
CAPRI | CAP967595V1 | EC000441 | EF001742 | 80 | 9.0
CAPRI | CAP967595V1 | EC000441 | EF001758 | EV003714 | 9.0
CAPRI | CAP967595V1 | EC000441 | EF002169 | EV000914 | 9.0
CAPRI | CAP967595V1 | EC000441 | EF004191 | oui | 9.0
CAPRI | CAP967595V1 | EC000441 | EF004685 | non | 9.0
CAPRI | CAP967595V1 | EC000441 | EF005004 | non | 9.0
CAPRI | CAP967595V1 | EC000441 | EF005049 | non | 9.0
CAPRI | CAP967595V1 | EC000441 | EF005268 | 20,9 | 9.0
CAPRI | CAP967595V1 | EC000441 | EF005337 | non | 9.0
CAPRI | CAP967595V1 | EC000441 | EF005466 | 12 | 9.0
CAPRI | CAP967595V1 | EC000441 | EF005466 | 6 | 9.0
CAPRI | CAP967595V1 | EC000441 | EF005474 | EV006619 | 9.0
CAPRI | CAP967595V1 | EC000441 | EF005728 | EV009071 | 9.0
CAPRI | CAP967595V1 | EC000441 | EF007838 | EV003501 | 9.0
CAPRI | CAP967595V1 | EC000441 | EF008404 | EV010598 | 9.0
CAPRI | CAP967605V1 | EC000441 | EF000007 | EV000256 | 9.0
CAPRI | CAP967605V1 | EC000441 | EF000010 | EV000164 | 9.0
CAPRI | CAP967605V1 | EC000441 | EF000025 | oui | 9.0
CAPRI | CAP967605V1 | EC000441 | EF000084 | oui | 9.0
CAPRI | CAP967605V1 | EC000441 | EF000139 | EV000191 | 9.0
CAPRI | CAP967605V1 | EC000441 | EF000177 | 30 | 9.0
CAPRI | CAP967605V1 | EC000441 | EF000368 | 22,2 | 9.0
CAPRI | CAP967605V1 | EC000441 | EF000734 | non | 9.0
CAPRI | CAP967605V1 | EC000441 | EF000878 | non | 9.0
CAPRI | CAP967605V1 | EC000441 | EF001210 | non | 9.0
CAPRI | CAP967605V1 | EC000441 | EF001217 | EV003716 | 9.0
CAPRI | CAP967605V1 | EC000441 | EF001257 | EV000149 | 9.0
CAPRI | CAP967605V1 | EC000441 | EF001742 | -30 | 9.0
CAPRI | CAP967605V1 | EC000441 | EF001742 | 80 | 9.0
CAPRI | CAP967605V1 | EC000441 | EF001758 | EV003714 | 9.0
CAPRI | CAP967605V1 | EC000441 | EF002169 | EV000914 | 9.0
CAPRI | CAP967605V1 | EC000441 | EF004191 | oui | 9.0
CAPRI | CAP967605V1 | EC000441 | EF004685 | non | 9.0
CAPRI | CAP967605V1 | EC000441 | EF005004 | non | 9.0
CAPRI | CAP967605V1 | EC000441 | EF005049 | non | 9.0
CAPRI | CAP967605V1 | EC000441 | EF005268 | 33 | 9.0
CAPRI | CAP967605V1 | EC000441 | EF005337 | non | 9.0
CAPRI | CAP967605V1 | EC000441 | EF005466 | 12 | 9.0
CAPRI | CAP967605V1 | EC000441 | EF005466 | 21 | 9.0
CAPRI | CAP967605V1 | EC000441 | EF005474 | EV006619 | 9.0
CAPRI | CAP967605V1 | EC000441 | EF005728 | EV009071 | 9.0
CAPRI | CAP967605V1 | EC000441 | EF007838 | EV004591 | 9.0
CAPRI | CAP967605V1 | EC000441 | EF008404 | EV010598 | 9.0
CAPRI | CAP967675V1 | EC000441 | EF000007 | EV000256 | 9.0
CAPRI | CAP967675V1 | EC000441 | EF000010 | EV000164 | 9.0
CAPRI | CAP967675V1 | EC000441 | EF000025 | oui | 9.0
CAPRI | CAP967675V1 | EC000441 | EF000084 | oui | 9.0
CAPRI | CAP967675V1 | EC000441 | EF000139 | EV000191 | 9.0
CAPRI | CAP967675V1 | EC000441 | EF000177 | 24 | 9.0
CAPRI | CAP967675V1 | EC000441 | EF000368 | 22,2 | 9.0
CAPRI | CAP967675V1 | EC000441 | EF000734 | non | 9.0
CAPRI | CAP967675V1 | EC000441 | EF000878 | non | 9.0
CAPRI | CAP967675V1 | EC000441 | EF001210 | non | 9.0
CAPRI | CAP967675V1 | EC000441 | EF001217 | EV003716 | 9.0
CAPRI | CAP967675V1 | EC000441 | EF001257 | EV000149 | 9.0
CAPRI | CAP967675V1 | EC000441 | EF001742 | -30 | 9.0
CAPRI | CAP967675V1 | EC000441 | EF001742 | 80 | 9.0
CAPRI | CAP967675V1 | EC000441 | EF001758 | EV003714 | 9.0
CAPRI | CAP967675V1 | EC000441 | EF002169 | EV000914 | 9.0
CAPRI | CAP967675V1 | EC000441 | EF004191 | oui | 9.0
CAPRI | CAP967675V1 | EC000441 | EF004685 | non | 9.0
CAPRI | CAP967675V1 | EC000441 | EF005004 | non | 9.0
CAPRI | CAP967675V1 | EC000441 | EF005049 | non | 9.0
CAPRI | CAP967675V1 | EC000441 | EF005268 | 26,4 | 9.0
CAPRI | CAP967675V1 | EC000441 | EF005337 | non | 9.0
CAPRI | CAP967675V1 | EC000441 | EF005466 | 12 | 9.0
CAPRI | CAP967675V1 | EC000441 | EF005466 | 6 | 9.0
CAPRI | CAP967675V1 | EC000441 | EF005474 | EV006619 | 9.0
CAPRI | CAP967675V1 | EC000441 | EF005728 | EV009071 | 9.0
CAPRI | CAP967675V1 | EC000441 | EF007838 | EV004591 | 9.0
CAPRI | CAP967675V1 | EC000441 | EF008404 | EV010598 | 9.0
CAPRI | CAP967695V1 | EC000441 | EF000007 | EV000256 | 9.0
CAPRI | CAP967695V1 | EC000441 | EF000010 | EV000164 | 9.0
CAPRI | CAP967695V1 | EC000441 | EF000025 | oui | 9.0
CAPRI | CAP967695V1 | EC000441 | EF000084 | oui | 9.0
CAPRI | CAP967695V1 | EC000441 | EF000139 | EV000191 | 9.0
CAPRI | CAP967695V1 | EC000441 | EF000177 | 24 | 9.0
CAPRI | CAP967695V1 | EC000441 | EF000368 | 22,2 | 9.0
CAPRI | CAP967695V1 | EC000441 | EF000734 | non | 9.0
CAPRI | CAP967695V1 | EC000441 | EF000878 | non | 9.0
CAPRI | CAP967695V1 | EC000441 | EF001210 | non | 9.0
CAPRI | CAP967695V1 | EC000441 | EF001217 | EV003716 | 9.0
CAPRI | CAP967695V1 | EC000441 | EF001257 | EV000149 | 9.0
CAPRI | CAP967695V1 | EC000441 | EF001742 | -30 | 9.0
CAPRI | CAP967695V1 | EC000441 | EF001742 | 80 | 9.0
CAPRI | CAP967695V1 | EC000441 | EF001758 | EV003714 | 9.0
CAPRI | CAP967695V1 | EC000441 | EF002169 | EV000914 | 9.0
CAPRI | CAP967695V1 | EC000441 | EF004191 | oui | 9.0
CAPRI | CAP967695V1 | EC000441 | EF004685 | non | 9.0
CAPRI | CAP967695V1 | EC000441 | EF005004 | non | 9.0
CAPRI | CAP967695V1 | EC000441 | EF005049 | non | 9.0
CAPRI | CAP967695V1 | EC000441 | EF005268 | 26,4 | 9.0
CAPRI | CAP967695V1 | EC000441 | EF005337 | non | 9.0
CAPRI | CAP967695V1 | EC000441 | EF005466 | 16 | 9.0
CAPRI | CAP967695V1 | EC000441 | EF005466 | 8,5 | 9.0
CAPRI | CAP967695V1 | EC000441 | EF005474 | EV006619 | 9.0
CAPRI | CAP967695V1 | EC000441 | EF005728 | EV009071 | 9.0
CAPRI | CAP967695V1 | EC000441 | EF007838 | EV004591 | 9.0
CAPRI | CAP967695V1 | EC000441 | EF008404 | EV010598 | 9.0
CAPRI | CAP967705V1 | EC000441 | EF000007 | EV000256 | 9.0
CAPRI | CAP967705V1 | EC000441 | EF000010 | EV000164 | 9.0
CAPRI | CAP967705V1 | EC000441 | EF000025 | oui | 9.0
CAPRI | CAP967705V1 | EC000441 | EF000084 | oui | 9.0
CAPRI | CAP967705V1 | EC000441 | EF000139 | EV000191 | 9.0
CAPRI | CAP967705V1 | EC000441 | EF000177 | 41 | 9.0
CAPRI | CAP967705V1 | EC000441 | EF000368 | 22,5 | 9.0
CAPRI | CAP967705V1 | EC000441 | EF000734 | non | 9.0
CAPRI | CAP967705V1 | EC000441 | EF000878 | non | 9.0
CAPRI | CAP967705V1 | EC000441 | EF001210 | non | 9.0
CAPRI | CAP967705V1 | EC000441 | EF001217 | EV003716 | 9.0
CAPRI | CAP967705V1 | EC000441 | EF001257 | EV000149 | 9.0
CAPRI | CAP967705V1 | EC000441 | EF001742 | -30 | 9.0
CAPRI | CAP967705V1 | EC000441 | EF001742 | 80 | 9.0
CAPRI | CAP967705V1 | EC000441 | EF001758 | EV003714 | 9.0
CAPRI | CAP967705V1 | EC000441 | EF002169 | EV000914 | 9.0
CAPRI | CAP967705V1 | EC000441 | EF004191 | oui | 9.0
CAPRI | CAP967705V1 | EC000441 | EF004685 | non | 9.0
CAPRI | CAP967705V1 | EC000441 | EF005004 | non | 9.0
CAPRI | CAP967705V1 | EC000441 | EF005049 | non | 9.0
CAPRI | CAP967705V1 | EC000441 | EF005268 | 45,1 | 9.0
CAPRI | CAP967705V1 | EC000441 | EF005337 | non | 9.0
CAPRI | CAP967705V1 | EC000441 | EF005466 | 16 | 9.0
CAPRI | CAP967705V1 | EC000441 | EF005466 | 27,5 | 9.0
CAPRI | CAP967705V1 | EC000441 | EF005474 | EV006619 | 9.0
CAPRI | CAP967705V1 | EC000441 | EF005728 | EV009071 | 9.0
CAPRI | CAP967705V1 | EC000441 | EF007838 | EV003502 | 9.0
CAPRI | CAP967705V1 | EC000441 | EF008404 | EV010598 | 9.0
CAPRI | CAP967795V1 | EC000441 | EF000007 | EV000256 | 9.0
CAPRI | CAP967795V1 | EC000441 | EF000010 | EV000164 | 9.0
CAPRI | CAP967795V1 | EC000441 | EF000025 | oui | 9.0
CAPRI | CAP967795V1 | EC000441 | EF000084 | oui | 9.0
CAPRI | CAP967795V1 | EC000441 | EF000139 | EV000191 | 9.0
CAPRI | CAP967795V1 | EC000441 | EF000177 | 30 | 9.0
CAPRI | CAP967795V1 | EC000441 | EF000368 | 22,5 | 9.0
CAPRI | CAP967795V1 | EC000441 | EF000734 | non | 9.0
CAPRI | CAP967795V1 | EC000441 | EF000878 | non | 9.0
CAPRI | CAP967795V1 | EC000441 | EF001210 | non | 9.0
CAPRI | CAP967795V1 | EC000441 | EF001217 | EV003716 | 9.0
CAPRI | CAP967795V1 | EC000441 | EF001257 | EV000149 | 9.0
CAPRI | CAP967795V1 | EC000441 | EF001742 | -30 | 9.0
CAPRI | CAP967795V1 | EC000441 | EF001742 | 80 | 9.0
CAPRI | CAP967795V1 | EC000441 | EF001758 | EV003714 | 9.0
CAPRI | CAP967795V1 | EC000441 | EF002169 | EV000914 | 9.0
CAPRI | CAP967795V1 | EC000441 | EF004191 | oui | 9.0
CAPRI | CAP967795V1 | EC000441 | EF004685 | non | 9.0
CAPRI | CAP967795V1 | EC000441 | EF005004 | non | 9.0
CAPRI | CAP967795V1 | EC000441 | EF005049 | non | 9.0
CAPRI | CAP967795V1 | EC000441 | EF005268 | 33 | 9.0
CAPRI | CAP967795V1 | EC000441 | EF005337 | non | 9.0
CAPRI | CAP967795V1 | EC000441 | EF005466 | 12 | 9.0
CAPRI | CAP967795V1 | EC000441 | EF005466 | 21 | 9.0
CAPRI | CAP967795V1 | EC000441 | EF005474 | EV006619 | 9.0
CAPRI | CAP967795V1 | EC000441 | EF005728 | EV009071 | 9.0
CAPRI | CAP967795V1 | EC000441 | EF007838 | EV003502 | 9.0
CAPRI | CAP967795V1 | EC000441 | EF008404 | EV010598 | 9.0
CAPRI | CAP967805V1 | EC000441 | EF000007 | EV000256 | 9.0
CAPRI | CAP967805V1 | EC000441 | EF000010 | EV000164 | 9.0
CAPRI | CAP967805V1 | EC000441 | EF000025 | oui | 9.0
CAPRI | CAP967805V1 | EC000441 | EF000084 | oui | 9.0
CAPRI | CAP967805V1 | EC000441 | EF000139 | EV000191 | 9.0
CAPRI | CAP967805V1 | EC000441 | EF000177 | 48 | 9.0
CAPRI | CAP967805V1 | EC000441 | EF000368 | 27,3 | 9.0
CAPRI | CAP967805V1 | EC000441 | EF000734 | non | 9.0
CAPRI | CAP967805V1 | EC000441 | EF000878 | non | 9.0
CAPRI | CAP967805V1 | EC000441 | EF001210 | non | 9.0
CAPRI | CAP967805V1 | EC000441 | EF001217 | EV003716 | 9.0
CAPRI | CAP967805V1 | EC000441 | EF001257 | EV000149 | 9.0
CAPRI | CAP967805V1 | EC000441 | EF001742 | -30 | 9.0
CAPRI | CAP967805V1 | EC000441 | EF001742 | 80 | 9.0
CAPRI | CAP967805V1 | EC000441 | EF001758 | EV003714 | 9.0
CAPRI | CAP967805V1 | EC000441 | EF002169 | EV000914 | 9.0
CAPRI | CAP967805V1 | EC000441 | EF004191 | oui | 9.0
CAPRI | CAP967805V1 | EC000441 | EF004685 | non | 9.0
CAPRI | CAP967805V1 | EC000441 | EF005004 | non | 9.0
CAPRI | CAP967805V1 | EC000441 | EF005049 | non | 9.0
CAPRI | CAP967805V1 | EC000441 | EF005268 | 52,8 | 9.0
CAPRI | CAP967805V1 | EC000441 | EF005337 | non | 9.0
CAPRI | CAP967805V1 | EC000441 | EF005466 | 21 | 9.0
CAPRI | CAP967805V1 | EC000441 | EF005466 | 34 | 9.0
CAPRI | CAP967805V1 | EC000441 | EF005474 | EV006619 | 9.0
CAPRI | CAP967805V1 | EC000441 | EF005728 | EV009071 | 9.0
CAPRI | CAP967805V1 | EC000441 | EF007838 | EV003503 | 9.0
CAPRI | CAP967805V1 | EC000441 | EF008404 | EV010598 | 9.0
CAPRI | CAP967895V1 | EC000441 | EF000007 | EV000256 | 9.0
CAPRI | CAP967895V1 | EC000441 | EF000010 | EV000164 | 9.0
CAPRI | CAP967895V1 | EC000441 | EF000025 | oui | 9.0
CAPRI | CAP967895V1 | EC000441 | EF000084 | oui | 9.0
CAPRI | CAP967895V1 | EC000441 | EF000139 | EV000191 | 9.0
CAPRI | CAP967895V1 | EC000441 | EF000177 | 41 | 9.0
CAPRI | CAP967895V1 | EC000441 | EF000368 | 27,3 | 9.0
CAPRI | CAP967895V1 | EC000441 | EF000734 | non | 9.0
CAPRI | CAP967895V1 | EC000441 | EF000878 | non | 9.0
CAPRI | CAP967895V1 | EC000441 | EF001210 | non | 9.0
CAPRI | CAP967895V1 | EC000441 | EF001217 | EV003716 | 9.0
CAPRI | CAP967895V1 | EC000441 | EF001257 | EV000149 | 9.0
CAPRI | CAP967895V1 | EC000441 | EF001742 | -30 | 9.0
CAPRI | CAP967895V1 | EC000441 | EF001742 | 80 | 9.0
CAPRI | CAP967895V1 | EC000441 | EF001758 | EV003714 | 9.0
CAPRI | CAP967895V1 | EC000441 | EF002169 | EV000914 | 9.0
CAPRI | CAP967895V1 | EC000441 | EF004191 | oui | 9.0
CAPRI | CAP967895V1 | EC000441 | EF004685 | non | 9.0
CAPRI | CAP967895V1 | EC000441 | EF005004 | non | 9.0
CAPRI | CAP967895V1 | EC000441 | EF005049 | non | 9.0
CAPRI | CAP967895V1 | EC000441 | EF005268 | 45,1 | 9.0
CAPRI | CAP967895V1 | EC000441 | EF005337 | non | 9.0
CAPRI | CAP967895V1 | EC000441 | EF005466 | 16 | 9.0
CAPRI | CAP967895V1 | EC000441 | EF005466 | 27,5 | 9.0
CAPRI | CAP967895V1 | EC000441 | EF005474 | EV006619 | 9.0
CAPRI | CAP967895V1 | EC000441 | EF005728 | EV009071 | 9.0
CAPRI | CAP967895V1 | EC000441 | EF007838 | EV003503 | 9.0
CAPRI | CAP967895V1 | EC000441 | EF008404 | EV010598 | 9.0
CAPRI | CAP967905V1 | EC000441 | EF000007 | EV000256 | 9.0
CAPRI | CAP967905V1 | EC000441 | EF000010 | EV000164 | 9.0
CAPRI | CAP967905V1 | EC000441 | EF000025 | oui | 9.0
CAPRI | CAP967905V1 | EC000441 | EF000084 | oui | 9.0
CAPRI | CAP967905V1 | EC000441 | EF000139 | EV000191 | 9.0
CAPRI | CAP967905V1 | EC000441 | EF000177 | 55 | 9.0
CAPRI | CAP967905V1 | EC000441 | EF000368 | 28 | 9.0
CAPRI | CAP967905V1 | EC000441 | EF000734 | non | 9.0
CAPRI | CAP967905V1 | EC000441 | EF000878 | non | 9.0
CAPRI | CAP967905V1 | EC000441 | EF001210 | non | 9.0
CAPRI | CAP967905V1 | EC000441 | EF001217 | EV003716 | 9.0
CAPRI | CAP967905V1 | EC000441 | EF001257 | EV000149 | 9.0
CAPRI | CAP967905V1 | EC000441 | EF001742 | -30 | 9.0
CAPRI | CAP967905V1 | EC000441 | EF001742 | 80 | 9.0
CAPRI | CAP967905V1 | EC000441 | EF001758 | EV003714 | 9.0
CAPRI | CAP967905V1 | EC000441 | EF002169 | EV000914 | 9.0
CAPRI | CAP967905V1 | EC000441 | EF004191 | oui | 9.0
CAPRI | CAP967905V1 | EC000441 | EF004685 | non | 9.0
CAPRI | CAP967905V1 | EC000441 | EF005004 | non | 9.0
CAPRI | CAP967905V1 | EC000441 | EF005049 | non | 9.0
CAPRI | CAP967905V1 | EC000441 | EF005268 | 60,5 | 9.0
CAPRI | CAP967905V1 | EC000441 | EF005337 | non | 9.0
CAPRI | CAP967905V1 | EC000441 | EF005466 | 27 | 9.0
CAPRI | CAP967905V1 | EC000441 | EF005466 | 41 | 9.0
CAPRI | CAP967905V1 | EC000441 | EF005474 | EV006619 | 9.0
CAPRI | CAP967905V1 | EC000441 | EF005728 | EV009071 | 9.0
CAPRI | CAP967905V1 | EC000441 | EF007838 | EV003504 | 9.0
CAPRI | CAP967905V1 | EC000441 | EF008404 | EV010598 | 9.0
CAPRI | CAP967995V1 | EC000441 | EF000007 | EV000256 | 9.0
CAPRI | CAP967995V1 | EC000441 | EF000010 | EV000164 | 9.0
CAPRI | CAP967995V1 | EC000441 | EF000025 | oui | 9.0
CAPRI | CAP967995V1 | EC000441 | EF000084 | oui | 9.0
CAPRI | CAP967995V1 | EC000441 | EF000139 | EV000191 | 9.0
CAPRI | CAP967995V1 | EC000441 | EF000177 | 48 | 9.0
CAPRI | CAP967995V1 | EC000441 | EF000368 | 28 | 9.0
CAPRI | CAP967995V1 | EC000441 | EF000734 | non | 9.0
CAPRI | CAP967995V1 | EC000441 | EF000878 | non | 9.0
CAPRI | CAP967995V1 | EC000441 | EF001210 | non | 9.0
CAPRI | CAP967995V1 | EC000441 | EF001217 | EV003716 | 9.0
CAPRI | CAP967995V1 | EC000441 | EF001257 | EV000149 | 9.0
CAPRI | CAP967995V1 | EC000441 | EF001742 | -30 | 9.0
CAPRI | CAP967995V1 | EC000441 | EF001742 | 80 | 9.0
CAPRI | CAP967995V1 | EC000441 | EF001758 | EV003714 | 9.0
CAPRI | CAP967995V1 | EC000441 | EF002169 | EV000914 | 9.0
CAPRI | CAP967995V1 | EC000441 | EF004191 | oui | 9.0
CAPRI | CAP967995V1 | EC000441 | EF004685 | non | 9.0
CAPRI | CAP967995V1 | EC000441 | EF005004 | non | 9.0
CAPRI | CAP967995V1 | EC000441 | EF005049 | non | 9.0
CAPRI | CAP967995V1 | EC000441 | EF005268 | 52,8 | 9.0
CAPRI | CAP967995V1 | EC000441 | EF005337 | non | 9.0
CAPRI | CAP967995V1 | EC000441 | EF005466 | 21 | 9.0
CAPRI | CAP967995V1 | EC000441 | EF005466 | 34 | 9.0
CAPRI | CAP967995V1 | EC000441 | EF005474 | EV006619 | 9.0
CAPRI | CAP967995V1 | EC000441 | EF005728 | EV009071 | 9.0
CAPRI | CAP967995V1 | EC000441 | EF007838 | EV003504 | 9.0
CAPRI | CAP967995V1 | EC000441 | EF008404 | EV010598 | 9.0
CAPRI | CAP968095V1 | EC000441 | EF000007 | EV000256 | 9.0
CAPRI | CAP968095V1 | EC000441 | EF000010 | EV000164 | 9.0
CAPRI | CAP968095V1 | EC000441 | EF000025 | oui | 9.0
CAPRI | CAP968095V1 | EC000441 | EF000084 | oui | 9.0
CAPRI | CAP968095V1 | EC000441 | EF000139 | EV000191 | 9.0
CAPRI | CAP968095V1 | EC000441 | EF000177 | 55 | 9.0
CAPRI | CAP968095V1 | EC000441 | EF000368 | 28,5 | 9.0
CAPRI | CAP968095V1 | EC000441 | EF000734 | non | 9.0
CAPRI | CAP968095V1 | EC000441 | EF000878 | non | 9.0
CAPRI | CAP968095V1 | EC000441 | EF001210 | non | 9.0
CAPRI | CAP968095V1 | EC000441 | EF001217 | EV003716 | 9.0
CAPRI | CAP968095V1 | EC000441 | EF001257 | EV000149 | 9.0
CAPRI | CAP968095V1 | EC000441 | EF001742 | -30 | 9.0
CAPRI | CAP968095V1 | EC000441 | EF001742 | 80 | 9.0
CAPRI | CAP968095V1 | EC000441 | EF001758 | EV003714 | 9.0
CAPRI | CAP968095V1 | EC000441 | EF002169 | EV000914 | 9.0
CAPRI | CAP968095V1 | EC000441 | EF004191 | oui | 9.0
CAPRI | CAP968095V1 | EC000441 | EF004685 | non | 9.0
CAPRI | CAP968095V1 | EC000441 | EF005004 | non | 9.0
CAPRI | CAP968095V1 | EC000441 | EF005049 | non | 9.0
CAPRI | CAP968095V1 | EC000441 | EF005268 | 60,5 | 9.0
CAPRI | CAP968095V1 | EC000441 | EF005337 | non | 9.0
CAPRI | CAP968095V1 | EC000441 | EF005466 | 27 | 9.0
CAPRI | CAP968095V1 | EC000441 | EF005466 | 41 | 9.0
CAPRI | CAP968095V1 | EC000441 | EF005474 | EV006619 | 9.0
CAPRI | CAP968095V1 | EC000441 | EF005728 | EV009071 | 9.0
CAPRI | CAP968095V1 | EC000441 | EF007838 | EV004593 | 9.0
CAPRI | CAP968095V1 | EC000441 | EF008404 | EV010598 | 9.0
CAPRI | CAP968295V1 | EC000441 | EF000007 | EV000256 | 9.0
CAPRI | CAP968295V1 | EC000441 | EF000010 | EV000164 | 9.0
CAPRI | CAP968295V1 | EC000441 | EF000025 | oui | 9.0
CAPRI | CAP968295V1 | EC000441 | EF000084 | oui | 9.0
CAPRI | CAP968295V1 | EC000441 | EF000139 | EV000191 | 9.0
CAPRI | CAP968295V1 | EC000441 | EF000177 | 64 | 9.0
CAPRI | CAP968295V1 | EC000441 | EF000368 | 29,2 | 9.0
CAPRI | CAP968295V1 | EC000441 | EF000734 | non | 9.0
CAPRI | CAP968295V1 | EC000441 | EF000878 | non | 9.0
CAPRI | CAP968295V1 | EC000441 | EF001210 | non | 9.0
CAPRI | CAP968295V1 | EC000441 | EF001217 | EV003716 | 9.0
CAPRI | CAP968295V1 | EC000441 | EF001257 | EV000149 | 9.0
CAPRI | CAP968295V1 | EC000441 | EF001742 | -30 | 9.0
CAPRI | CAP968295V1 | EC000441 | EF001742 | 80 | 9.0
CAPRI | CAP968295V1 | EC000441 | EF001758 | EV003714 | 9.0
CAPRI | CAP968295V1 | EC000441 | EF002169 | EV000914 | 9.0
CAPRI | CAP968295V1 | EC000441 | EF004191 | oui | 9.0
CAPRI | CAP968295V1 | EC000441 | EF004685 | non | 9.0
CAPRI | CAP968295V1 | EC000441 | EF005004 | non | 9.0
CAPRI | CAP968295V1 | EC000441 | EF005049 | non | 9.0
CAPRI | CAP968295V1 | EC000441 | EF005268 | 70,4 | 9.0
CAPRI | CAP968295V1 | EC000441 | EF005337 | non | 9.0
CAPRI | CAP968295V1 | EC000441 | EF005466 | 33 | 9.0
CAPRI | CAP968295V1 | EC000441 | EF005466 | 48 | 9.0
CAPRI | CAP968295V1 | EC000441 | EF005474 | EV006619 | 9.0
CAPRI | CAP968295V1 | EC000441 | EF005728 | EV009071 | 9.0
CAPRI | CAP968295V1 | EC000441 | EF007838 | EV004594 | 9.0
CAPRI | CAP968295V1 | EC000441 | EF008404 | EV010598 | 9.0
CAPRI | CPM0400F | EC000032 | EF001758 | EV003712 | 10.0
CAPRI | CPM0400F | EC000032 | EF007839 | 12 | 10.0
CAPRI | CPM0400F | EC000032 | EF003712 | 1.5 | 10.0
CAPRI | CPM0400F | EC000032 | EF002169 | EV000139 | 10.0
CAPRI | CPM0400F | EC000032 | EF001257 | EV000402 | 10.0
CAPRI | CPM0400F | EC000032 | EF000139 | EV006034 | 10.0
CAPRI | CPM0400F | EC000032 | EF000025 | oui | 10.0
CAPRI | CPM0400F | EC000032 | EF001210 | non | 10.0
CAPRI | CPM0400F | EC000032 | EF000084 | oui | 10.0
CAPRI | CPM0400F | EC000032 | EF000007 | EV000270 | 10.0
CAPRI | CPM0400F | EC000032 | EF000116 | 7035 | 10.0
CAPRI | CPM0400F | EC000032 | EF004191 | non | 10.0
CAPRI | CPM0400F | EC000032 | EF005728 | EV000494 | 10.0
CAPRI | CPM0400F | EC000032 | EF008404 | EV000494 | 10.0
CAPRI | CPM0400F | EC000032 | EF001742 | '-20 | 10.0
CAPRI | CPM0400F | EC000032 | EF001742 | 80 | 10.0
CAPRI | CPM0400F | EC000032 | EF024919 | non | 10.0
CAPRI | CPM0400FB | EC000032 | EF001758 | EV003712 | 10.0
CAPRI | CPM0400FB | EC000032 | EF007839 | 12 | 10.0
CAPRI | CPM0400FB | EC000032 | EF003712 | 1.5 | 10.0
CAPRI | CPM0400FB | EC000032 | EF002169 | EV000139 | 10.0
CAPRI | CPM0400FB | EC000032 | EF001257 | EV000402 | 10.0
CAPRI | CPM0400FB | EC000032 | EF000139 | EV006034 | 10.0
CAPRI | CPM0400FB | EC000032 | EF000025 | oui | 10.0
CAPRI | CPM0400FB | EC000032 | EF001210 | non | 10.0
CAPRI | CPM0400FB | EC000032 | EF000084 | oui | 10.0
CAPRI | CPM0400FB | EC000032 | EF000007 | EV000270 | 10.0
CAPRI | CPM0400FB | EC000032 | EF000116 | 7035 | 10.0
CAPRI | CPM0400FB | EC000032 | EF004191 | non | 10.0
CAPRI | CPM0400FB | EC000032 | EF005728 | EV000494 | 10.0
CAPRI | CPM0400FB | EC000032 | EF008404 | EV000494 | 10.0
CAPRI | CPM0400FB | EC000032 | EF001742 | '-20 | 10.0
CAPRI | CPM0400FB | EC000032 | EF001742 | 80 | 10.0
CAPRI | CPM0400FB | EC000032 | EF024919 | non | 10.0
CAPRI | CPM0400FE | EC000032 | EF001758 | EV003712 | 10.0
CAPRI | CPM0400FE | EC000032 | EF007839 | 12 | 10.0
CAPRI | CPM0400FE | EC000032 | EF003712 | 1.5 | 10.0
CAPRI | CPM0400FE | EC000032 | EF002169 | EV000139 | 10.0
CAPRI | CPM0400FE | EC000032 | EF001257 | EV000402 | 10.0
CAPRI | CPM0400FE | EC000032 | EF000139 | EV006034 | 10.0
CAPRI | CPM0400FE | EC000032 | EF000025 | oui | 10.0
CAPRI | CPM0400FE | EC000032 | EF001210 | non | 10.0
CAPRI | CPM0400FE | EC000032 | EF000084 | oui | 10.0
CAPRI | CPM0400FE | EC000032 | EF000007 | EV000270 | 10.0
CAPRI | CPM0400FE | EC000032 | EF000116 | 7035 | 10.0
CAPRI | CPM0400FE | EC000032 | EF004191 | non | 10.0
CAPRI | CPM0400FE | EC000032 | EF005728 | EV000494 | 10.0
CAPRI | CPM0400FE | EC000032 | EF008404 | EV000494 | 10.0
CAPRI | CPM0400FE | EC000032 | EF001742 | '-20 | 10.0
CAPRI | CPM0400FE | EC000032 | EF001742 | 80 | 10.0
CAPRI | CPM0400FE | EC000032 | EF024919 | non | 10.0
CAPRI | CPM0400FG | EC000032 | EF001758 | EV003712 | 10.0
CAPRI | CPM0400FG | EC000032 | EF007839 | 12 | 10.0
CAPRI | CPM0400FG | EC000032 | EF003712 | 1.5 | 10.0
CAPRI | CPM0400FG | EC000032 | EF002169 | EV000139 | 10.0
CAPRI | CPM0400FG | EC000032 | EF001257 | EV000402 | 10.0
CAPRI | CPM0400FG | EC000032 | EF000139 | EV006034 | 10.0
CAPRI | CPM0400FG | EC000032 | EF000025 | oui | 10.0
CAPRI | CPM0400FG | EC000032 | EF001210 | non | 10.0
CAPRI | CPM0400FG | EC000032 | EF000084 | oui | 10.0
CAPRI | CPM0400FG | EC000032 | EF000007 | EV000270 | 10.0
CAPRI | CPM0400FG | EC000032 | EF000116 | 7035 | 10.0
CAPRI | CPM0400FG | EC000032 | EF004191 | non | 10.0
CAPRI | CPM0400FG | EC000032 | EF005728 | EV000494 | 10.0
CAPRI | CPM0400FG | EC000032 | EF008404 | EV000494 | 10.0
CAPRI | CPM0400FG | EC000032 | EF001742 | '-20 | 10.0
CAPRI | CPM0400FG | EC000032 | EF001742 | 80 | 10.0
CAPRI | CPM0400FG | EC000032 | EF024919 | non | 10.0
CAPRI | CPM0400FP-200 | EC000032 | EF001758 | EV003712 | 10.0
CAPRI | CPM0400FP-200 | EC000032 | EF007839 | 12 | 10.0
CAPRI | CPM0400FP-200 | EC000032 | EF003712 | 1.5 | 10.0
CAPRI | CPM0400FP-200 | EC000032 | EF002169 | EV000139 | 10.0
CAPRI | CPM0400FP-200 | EC000032 | EF001257 | EV000402 | 10.0
CAPRI | CPM0400FP-200 | EC000032 | EF000139 | EV006034 | 10.0
CAPRI | CPM0400FP-200 | EC000032 | EF000025 | oui | 10.0
CAPRI | CPM0400FP-200 | EC000032 | EF001210 | non | 10.0
CAPRI | CPM0400FP-200 | EC000032 | EF000084 | oui | 10.0
CAPRI | CPM0400FP-200 | EC000032 | EF000007 | EV000270 | 10.0
CAPRI | CPM0400FP-200 | EC000032 | EF000116 | 7035 | 10.0
CAPRI | CPM0400FP-200 | EC000032 | EF004191 | non | 10.0
CAPRI | CPM0400FP-200 | EC000032 | EF005728 | EV000494 | 10.0
CAPRI | CPM0400FP-200 | EC000032 | EF008404 | EV000494 | 10.0
CAPRI | CPM0400FP-200 | EC000032 | EF001742 | '-20 | 10.0
CAPRI | CPM0400FP-200 | EC000032 | EF001742 | 80 | 10.0
CAPRI | CPM0400FP-200 | EC000032 | EF024919 | non | 10.0
CAPRI | CPM1100F | EC000032 | EF001758 | EV003712 | 10.0
CAPRI | CPM1100F | EC000032 | EF007839 | 16 | 10.0
CAPRI | CPM1100F | EC000032 | EF003712 | 1.5 | 10.0
CAPRI | CPM1100F | EC000032 | EF002169 | EV000139 | 10.0
CAPRI | CPM1100F | EC000032 | EF001257 | EV000402 | 10.0
CAPRI | CPM1100F | EC000032 | EF000139 | EV006034 | 10.0
CAPRI | CPM1100F | EC000032 | EF000025 | oui | 10.0
CAPRI | CPM1100F | EC000032 | EF001210 | non | 10.0
CAPRI | CPM1100F | EC000032 | EF000084 | oui | 10.0
CAPRI | CPM1100F | EC000032 | EF000007 | EV000270 | 10.0
CAPRI | CPM1100F | EC000032 | EF000116 | 7035 | 10.0
CAPRI | CPM1100F | EC000032 | EF004191 | non | 10.0
CAPRI | CPM1100F | EC000032 | EF005728 | EV000494 | 10.0
CAPRI | CPM1100F | EC000032 | EF008404 | EV000494 | 10.0
CAPRI | CPM1100F | EC000032 | EF001742 | '-20 | 10.0
CAPRI | CPM1100F | EC000032 | EF001742 | 80 | 10.0
CAPRI | CPM1100F | EC000032 | EF024919 | non | 10.0
CAPRI | CPM1100FB | EC000032 | EF001758 | EV003712 | 10.0
CAPRI | CPM1100FB | EC000032 | EF007839 | 16 | 10.0
CAPRI | CPM1100FB | EC000032 | EF003712 | 1.5 | 10.0
CAPRI | CPM1100FB | EC000032 | EF002169 | EV000139 | 10.0
CAPRI | CPM1100FB | EC000032 | EF001257 | EV000402 | 10.0
CAPRI | CPM1100FB | EC000032 | EF000139 | EV006034 | 10.0
CAPRI | CPM1100FB | EC000032 | EF000025 | oui | 10.0
CAPRI | CPM1100FB | EC000032 | EF001210 | non | 10.0
CAPRI | CPM1100FB | EC000032 | EF000084 | oui | 10.0
CAPRI | CPM1100FB | EC000032 | EF000007 | EV000270 | 10.0
CAPRI | CPM1100FB | EC000032 | EF000116 | 7035 | 10.0
CAPRI | CPM1100FB | EC000032 | EF004191 | non | 10.0
CAPRI | CPM1100FB | EC000032 | EF005728 | EV000494 | 10.0
CAPRI | CPM1100FB | EC000032 | EF008404 | EV000494 | 10.0
CAPRI | CPM1100FB | EC000032 | EF001742 | '-20 | 10.0
CAPRI | CPM1100FB | EC000032 | EF001742 | 80 | 10.0
CAPRI | CPM1100FB | EC000032 | EF024919 | non | 10.0
CAPRI | CPM1100FE | EC000032 | EF001758 | EV003712 | 10.0
CAPRI | CPM1100FE | EC000032 | EF007839 | 16 | 10.0
CAPRI | CPM1100FE | EC000032 | EF003712 | 1.5 | 10.0
CAPRI | CPM1100FE | EC000032 | EF002169 | EV000139 | 10.0
CAPRI | CPM1100FE | EC000032 | EF001257 | EV000402 | 10.0
CAPRI | CPM1100FE | EC000032 | EF000139 | EV006034 | 10.0
CAPRI | CPM1100FE | EC000032 | EF000025 | oui | 10.0
CAPRI | CPM1100FE | EC000032 | EF001210 | non | 10.0
CAPRI | CPM1100FE | EC000032 | EF000084 | oui | 10.0
CAPRI | CPM1100FE | EC000032 | EF000007 | EV000270 | 10.0
CAPRI | CPM1100FE | EC000032 | EF000116 | 7035 | 10.0
CAPRI | CPM1100FE | EC000032 | EF004191 | non | 10.0
CAPRI | CPM1100FE | EC000032 | EF005728 | EV000494 | 10.0
CAPRI | CPM1100FE | EC000032 | EF008404 | EV000494 | 10.0
CAPRI | CPM1100FE | EC000032 | EF001742 | '-20 | 10.0
CAPRI | CPM1100FE | EC000032 | EF001742 | 80 | 10.0
CAPRI | CPM1100FE | EC000032 | EF024919 | non | 10.0
CAPRI | CPM1100FG | EC000032 | EF001758 | EV003712 | 10.0
CAPRI | CPM1100FG | EC000032 | EF007839 | 16 | 10.0
CAPRI | CPM1100FG | EC000032 | EF003712 | 1.5 | 10.0
CAPRI | CPM1100FG | EC000032 | EF002169 | EV000139 | 10.0
CAPRI | CPM1100FG | EC000032 | EF001257 | EV000402 | 10.0
CAPRI | CPM1100FG | EC000032 | EF000139 | EV006034 | 10.0
CAPRI | CPM1100FG | EC000032 | EF000025 | oui | 10.0
CAPRI | CPM1100FG | EC000032 | EF001210 | non | 10.0
CAPRI | CPM1100FG | EC000032 | EF000084 | oui | 10.0
CAPRI | CPM1100FG | EC000032 | EF000007 | EV000270 | 10.0
CAPRI | CPM1100FG | EC000032 | EF000116 | 7035 | 10.0
CAPRI | CPM1100FG | EC000032 | EF004191 | non | 10.0
CAPRI | CPM1100FG | EC000032 | EF005728 | EV000494 | 10.0
CAPRI | CPM1100FG | EC000032 | EF008404 | EV000494 | 10.0
CAPRI | CPM1100FG | EC000032 | EF001742 | '-20 | 10.0
CAPRI | CPM1100FG | EC000032 | EF001742 | 80 | 10.0
CAPRI | CPM1100FG | EC000032 | EF024919 | non | 10.0
CAPRI | CPM1100FP-200 | EC000032 | EF001758 | EV003712 | 10.0
CAPRI | CPM1100FP-200 | EC000032 | EF007839 | 16 | 10.0
CAPRI | CPM1100FP-200 | EC000032 | EF003712 | 1.5 | 10.0
CAPRI | CPM1100FP-200 | EC000032 | EF002169 | EV000139 | 10.0
CAPRI | CPM1100FP-200 | EC000032 | EF001257 | EV000402 | 10.0
CAPRI | CPM1100FP-200 | EC000032 | EF000139 | EV006034 | 10.0
CAPRI | CPM1100FP-200 | EC000032 | EF000025 | oui | 10.0
CAPRI | CPM1100FP-200 | EC000032 | EF001210 | non | 10.0
CAPRI | CPM1100FP-200 | EC000032 | EF000084 | oui | 10.0
CAPRI | CPM1100FP-200 | EC000032 | EF000007 | EV000270 | 10.0
CAPRI | CPM1100FP-200 | EC000032 | EF000116 | 7035 | 10.0
CAPRI | CPM1100FP-200 | EC000032 | EF004191 | non | 10.0
CAPRI | CPM1100FP-200 | EC000032 | EF005728 | EV000494 | 10.0
CAPRI | CPM1100FP-200 | EC000032 | EF008404 | EV000494 | 10.0
CAPRI | CPM1100FP-200 | EC000032 | EF001742 | '-20 | 10.0
CAPRI | CPM1100FP-200 | EC000032 | EF001742 | 80 | 10.0
CAPRI | CPM1100FP-200 | EC000032 | EF024919 | non | 10.0
CAPRI | CPM1200F | EC000032 | EF001758 | EV003712 | 10.0
CAPRI | CPM1200F | EC000032 | EF007839 | 20 | 10.0
CAPRI | CPM1200F | EC000032 | EF003712 | 1.5 | 10.0
CAPRI | CPM1200F | EC000032 | EF002169 | EV000139 | 10.0
CAPRI | CPM1200F | EC000032 | EF001257 | EV000402 | 10.0
CAPRI | CPM1200F | EC000032 | EF000139 | EV006034 | 10.0
CAPRI | CPM1200F | EC000032 | EF000025 | oui | 10.0
CAPRI | CPM1200F | EC000032 | EF001210 | non | 10.0
CAPRI | CPM1200F | EC000032 | EF000084 | oui | 10.0
CAPRI | CPM1200F | EC000032 | EF000007 | EV000270 | 10.0
CAPRI | CPM1200F | EC000032 | EF000116 | 7035 | 10.0
CAPRI | CPM1200F | EC000032 | EF004191 | non | 10.0
CAPRI | CPM1200F | EC000032 | EF005728 | EV000494 | 10.0
CAPRI | CPM1200F | EC000032 | EF008404 | EV000494 | 10.0
CAPRI | CPM1200F | EC000032 | EF001742 | '-20 | 10.0
CAPRI | CPM1200F | EC000032 | EF001742 | 80 | 10.0
CAPRI | CPM1200F | EC000032 | EF024919 | non | 10.0
CAPRI | CPM1200FB | EC000032 | EF001758 | EV003712 | 10.0
CAPRI | CPM1200FB | EC000032 | EF007839 | 20 | 10.0
CAPRI | CPM1200FB | EC000032 | EF003712 | 1.5 | 10.0
CAPRI | CPM1200FB | EC000032 | EF002169 | EV000139 | 10.0
CAPRI | CPM1200FB | EC000032 | EF001257 | EV000402 | 10.0
CAPRI | CPM1200FB | EC000032 | EF000139 | EV006034 | 10.0
CAPRI | CPM1200FB | EC000032 | EF000025 | oui | 10.0
CAPRI | CPM1200FB | EC000032 | EF001210 | non | 10.0
CAPRI | CPM1200FB | EC000032 | EF000084 | oui | 10.0
CAPRI | CPM1200FB | EC000032 | EF000007 | EV000270 | 10.0
CAPRI | CPM1200FB | EC000032 | EF000116 | 7035 | 10.0
CAPRI | CPM1200FB | EC000032 | EF004191 | non | 10.0
CAPRI | CPM1200FB | EC000032 | EF005728 | EV000494 | 10.0
CAPRI | CPM1200FB | EC000032 | EF008404 | EV000494 | 10.0
CAPRI | CPM1200FB | EC000032 | EF001742 | '-20 | 10.0
CAPRI | CPM1200FB | EC000032 | EF001742 | 80 | 10.0
CAPRI | CPM1200FB | EC000032 | EF024919 | non | 10.0
CAPRI | CPM1200FE | EC000032 | EF001758 | EV003712 | 10.0
CAPRI | CPM1200FE | EC000032 | EF007839 | 20 | 10.0
CAPRI | CPM1200FE | EC000032 | EF003712 | 1.5 | 10.0
CAPRI | CPM1200FE | EC000032 | EF002169 | EV000139 | 10.0
CAPRI | CPM1200FE | EC000032 | EF001257 | EV000402 | 10.0
CAPRI | CPM1200FE | EC000032 | EF000139 | EV006034 | 10.0
CAPRI | CPM1200FE | EC000032 | EF000025 | oui | 10.0
CAPRI | CPM1200FE | EC000032 | EF001210 | non | 10.0
CAPRI | CPM1200FE | EC000032 | EF000084 | oui | 10.0
CAPRI | CPM1200FE | EC000032 | EF000007 | EV000270 | 10.0
CAPRI | CPM1200FE | EC000032 | EF000116 | 7035 | 10.0
CAPRI | CPM1200FE | EC000032 | EF004191 | non | 10.0
CAPRI | CPM1200FE | EC000032 | EF005728 | EV000494 | 10.0
CAPRI | CPM1200FE | EC000032 | EF008404 | EV000494 | 10.0
CAPRI | CPM1200FE | EC000032 | EF001742 | '-20 | 10.0
CAPRI | CPM1200FE | EC000032 | EF001742 | 80 | 10.0
CAPRI | CPM1200FE | EC000032 | EF024919 | non | 10.0
CAPRI | CPM1200FG | EC000032 | EF001758 | EV003712 | 10.0
CAPRI | CPM1200FG | EC000032 | EF007839 | 20 | 10.0
CAPRI | CPM1200FG | EC000032 | EF003712 | 1.5 | 10.0
CAPRI | CPM1200FG | EC000032 | EF002169 | EV000139 | 10.0
CAPRI | CPM1200FG | EC000032 | EF001257 | EV000402 | 10.0
CAPRI | CPM1200FG | EC000032 | EF000139 | EV006034 | 10.0
CAPRI | CPM1200FG | EC000032 | EF000025 | oui | 10.0
CAPRI | CPM1200FG | EC000032 | EF001210 | non | 10.0
CAPRI | CPM1200FG | EC000032 | EF000084 | oui | 10.0
CAPRI | CPM1200FG | EC000032 | EF000007 | EV000270 | 10.0
CAPRI | CPM1200FG | EC000032 | EF000116 | 7035 | 10.0
CAPRI | CPM1200FG | EC000032 | EF004191 | non | 10.0
CAPRI | CPM1200FG | EC000032 | EF005728 | EV000494 | 10.0
CAPRI | CPM1200FG | EC000032 | EF008404 | EV000494 | 10.0
CAPRI | CPM1200FG | EC000032 | EF001742 | '-20 | 10.0
CAPRI | CPM1200FG | EC000032 | EF001742 | 80 | 10.0
CAPRI | CPM1200FG | EC000032 | EF024919 | non | 10.0
CAPRI | CPM1200FP-200 | EC000032 | EF001758 | EV003712 | 10.0
CAPRI | CPM1200FP-200 | EC000032 | EF007839 | 20 | 10.0
CAPRI | CPM1200FP-200 | EC000032 | EF003712 | 1.5 | 10.0
CAPRI | CPM1200FP-200 | EC000032 | EF002169 | EV000139 | 10.0
CAPRI | CPM1200FP-200 | EC000032 | EF001257 | EV000402 | 10.0
CAPRI | CPM1200FP-200 | EC000032 | EF000139 | EV006034 | 10.0
CAPRI | CPM1200FP-200 | EC000032 | EF000025 | oui | 10.0
CAPRI | CPM1200FP-200 | EC000032 | EF001210 | non | 10.0
CAPRI | CPM1200FP-200 | EC000032 | EF000084 | oui | 10.0
CAPRI | CPM1200FP-200 | EC000032 | EF000007 | EV000270 | 10.0
CAPRI | CPM1200FP-200 | EC000032 | EF000116 | 7035 | 10.0
CAPRI | CPM1200FP-200 | EC000032 | EF004191 | non | 10.0
CAPRI | CPM1200FP-200 | EC000032 | EF005728 | EV000494 | 10.0
CAPRI | CPM1200FP-200 | EC000032 | EF008404 | EV000494 | 10.0
CAPRI | CPM1200FP-200 | EC000032 | EF001742 | '-20 | 10.0
CAPRI | CPM1200FP-200 | EC000032 | EF001742 | 80 | 10.0
CAPRI | CPM1200FP-200 | EC000032 | EF024919 | non | 10.0
CAPRI | CPM1300F | EC000032 | EF001758 | EV003712 | 10.0
CAPRI | CPM1300F | EC000032 | EF007839 | 25 | 10.0
CAPRI | CPM1300F | EC000032 | EF003712 | 1.5 | 10.0
CAPRI | CPM1300F | EC000032 | EF002169 | EV000139 | 10.0
CAPRI | CPM1300F | EC000032 | EF001257 | EV000402 | 10.0
CAPRI | CPM1300F | EC000032 | EF000139 | EV006034 | 10.0
CAPRI | CPM1300F | EC000032 | EF000025 | oui | 10.0
CAPRI | CPM1300F | EC000032 | EF001210 | non | 10.0
CAPRI | CPM1300F | EC000032 | EF000084 | oui | 10.0
CAPRI | CPM1300F | EC000032 | EF000007 | EV000270 | 10.0
CAPRI | CPM1300F | EC000032 | EF000116 | 7035 | 10.0
CAPRI | CPM1300F | EC000032 | EF004191 | non | 10.0
CAPRI | CPM1300F | EC000032 | EF005728 | EV000494 | 10.0
CAPRI | CPM1300F | EC000032 | EF008404 | EV000494 | 10.0
CAPRI | CPM1300F | EC000032 | EF001742 | '-20 | 10.0
CAPRI | CPM1300F | EC000032 | EF001742 | 80 | 10.0
CAPRI | CPM1300F | EC000032 | EF024919 | non | 10.0
CAPRI | CPM1300FB | EC000032 | EF001758 | EV003712 | 10.0
CAPRI | CPM1300FB | EC000032 | EF007839 | 25 | 10.0
CAPRI | CPM1300FB | EC000032 | EF003712 | 1.5 | 10.0
CAPRI | CPM1300FB | EC000032 | EF002169 | EV000139 | 10.0
CAPRI | CPM1300FB | EC000032 | EF001257 | EV000402 | 10.0
CAPRI | CPM1300FB | EC000032 | EF000139 | EV006034 | 10.0
CAPRI | CPM1300FB | EC000032 | EF000025 | oui | 10.0
CAPRI | CPM1300FB | EC000032 | EF001210 | non | 10.0
CAPRI | CPM1300FB | EC000032 | EF000084 | oui | 10.0
CAPRI | CPM1300FB | EC000032 | EF000007 | EV000270 | 10.0
CAPRI | CPM1300FB | EC000032 | EF000116 | 7035 | 10.0
CAPRI | CPM1300FB | EC000032 | EF004191 | non | 10.0
CAPRI | CPM1300FB | EC000032 | EF005728 | EV000494 | 10.0
CAPRI | CPM1300FB | EC000032 | EF008404 | EV000494 | 10.0
CAPRI | CPM1300FB | EC000032 | EF001742 | '-20 | 10.0
CAPRI | CPM1300FB | EC000032 | EF001742 | 80 | 10.0
CAPRI | CPM1300FB | EC000032 | EF024919 | non | 10.0
CAPRI | CPM1300FE | EC000032 | EF001758 | EV003712 | 10.0
CAPRI | CPM1300FE | EC000032 | EF007839 | 25 | 10.0
CAPRI | CPM1300FE | EC000032 | EF003712 | 1.5 | 10.0
CAPRI | CPM1300FE | EC000032 | EF002169 | EV000139 | 10.0
CAPRI | CPM1300FE | EC000032 | EF001257 | EV000402 | 10.0
CAPRI | CPM1300FE | EC000032 | EF000139 | EV006034 | 10.0
CAPRI | CPM1300FE | EC000032 | EF000025 | oui | 10.0
CAPRI | CPM1300FE | EC000032 | EF001210 | non | 10.0
CAPRI | CPM1300FE | EC000032 | EF000084 | oui | 10.0
CAPRI | CPM1300FE | EC000032 | EF000007 | EV000270 | 10.0
CAPRI | CPM1300FE | EC000032 | EF000116 | 7035 | 10.0
CAPRI | CPM1300FE | EC000032 | EF004191 | non | 10.0
CAPRI | CPM1300FE | EC000032 | EF005728 | EV000494 | 10.0
CAPRI | CPM1300FE | EC000032 | EF008404 | EV000494 | 10.0
CAPRI | CPM1300FE | EC000032 | EF001742 | '-20 | 10.0
CAPRI | CPM1300FE | EC000032 | EF001742 | 80 | 10.0
CAPRI | CPM1300FE | EC000032 | EF024919 | non | 10.0
CAPRI | CPM1300FG | EC000032 | EF001758 | EV003712 | 10.0
CAPRI | CPM1300FG | EC000032 | EF007839 | 25 | 10.0
CAPRI | CPM1300FG | EC000032 | EF003712 | 1.5 | 10.0
CAPRI | CPM1300FG | EC000032 | EF002169 | EV000139 | 10.0
CAPRI | CPM1300FG | EC000032 | EF001257 | EV000402 | 10.0
CAPRI | CPM1300FG | EC000032 | EF000139 | EV006034 | 10.0
CAPRI | CPM1300FG | EC000032 | EF000025 | oui | 10.0
CAPRI | CPM1300FG | EC000032 | EF001210 | non | 10.0
CAPRI | CPM1300FG | EC000032 | EF000084 | oui | 10.0
CAPRI | CPM1300FG | EC000032 | EF000007 | EV000270 | 10.0
CAPRI | CPM1300FG | EC000032 | EF000116 | 7035 | 10.0
CAPRI | CPM1300FG | EC000032 | EF004191 | non | 10.0
CAPRI | CPM1300FG | EC000032 | EF005728 | EV000494 | 10.0
CAPRI | CPM1300FG | EC000032 | EF008404 | EV000494 | 10.0
CAPRI | CPM1300FG | EC000032 | EF001742 | '-20 | 10.0
CAPRI | CPM1300FG | EC000032 | EF001742 | 80 | 10.0
CAPRI | CPM1300FG | EC000032 | EF024919 | non | 10.0
CAPRI | CPM1300FP-200 | EC000032 | EF001758 | EV003712 | 10.0
CAPRI | CPM1300FP-200 | EC000032 | EF007839 | 25 | 10.0
CAPRI | CPM1300FP-200 | EC000032 | EF003712 | 1.5 | 10.0
CAPRI | CPM1300FP-200 | EC000032 | EF002169 | EV000139 | 10.0
CAPRI | CPM1300FP-200 | EC000032 | EF001257 | EV000402 | 10.0
CAPRI | CPM1300FP-200 | EC000032 | EF000139 | EV006034 | 10.0
CAPRI | CPM1300FP-200 | EC000032 | EF000025 | oui | 10.0
CAPRI | CPM1300FP-200 | EC000032 | EF001210 | non | 10.0
CAPRI | CPM1300FP-200 | EC000032 | EF000084 | oui | 10.0
CAPRI | CPM1300FP-200 | EC000032 | EF000007 | EV000270 | 10.0
CAPRI | CPM1300FP-200 | EC000032 | EF000116 | 7035 | 10.0
CAPRI | CPM1300FP-200 | EC000032 | EF004191 | non | 10.0
CAPRI | CPM1300FP-200 | EC000032 | EF005728 | EV000494 | 10.0
CAPRI | CPM1300FP-200 | EC000032 | EF008404 | EV000494 | 10.0
CAPRI | CPM1300FP-200 | EC000032 | EF001742 | '-20 | 10.0
CAPRI | CPM1300FP-200 | EC000032 | EF001742 | 80 | 10.0
CAPRI | CPM1300FP-200 | EC000032 | EF024919 | non | 10.0
CAPRI | CPM1400F | EC000032 | EF001758 | EV003712 | 10.0
CAPRI | CPM1400F | EC000032 | EF007839 | 32 | 10.0
CAPRI | CPM1400F | EC000032 | EF003712 | 1.5 | 10.0
CAPRI | CPM1400F | EC000032 | EF002169 | EV000139 | 10.0
CAPRI | CPM1400F | EC000032 | EF001257 | EV000402 | 10.0
CAPRI | CPM1400F | EC000032 | EF000139 | EV006034 | 10.0
CAPRI | CPM1400F | EC000032 | EF000025 | oui | 10.0
CAPRI | CPM1400F | EC000032 | EF001210 | non | 10.0
CAPRI | CPM1400F | EC000032 | EF000084 | oui | 10.0
CAPRI | CPM1400F | EC000032 | EF000007 | EV000270 | 10.0
CAPRI | CPM1400F | EC000032 | EF000116 | 7035 | 10.0
CAPRI | CPM1400F | EC000032 | EF004191 | non | 10.0
CAPRI | CPM1400F | EC000032 | EF005728 | EV000494 | 10.0
CAPRI | CPM1400F | EC000032 | EF008404 | EV000494 | 10.0
CAPRI | CPM1400F | EC000032 | EF001742 | '-20 | 10.0
CAPRI | CPM1400F | EC000032 | EF001742 | 80 | 10.0
CAPRI | CPM1400F | EC000032 | EF024919 | non | 10.0
CAPRI | CPM1400FB | EC000032 | EF001758 | EV003712 | 10.0
CAPRI | CPM1400FB | EC000032 | EF007839 | 32 | 10.0
CAPRI | CPM1400FB | EC000032 | EF003712 | 1.5 | 10.0
CAPRI | CPM1400FB | EC000032 | EF002169 | EV000139 | 10.0
CAPRI | CPM1400FB | EC000032 | EF001257 | EV000402 | 10.0
CAPRI | CPM1400FB | EC000032 | EF000139 | EV006034 | 10.0
CAPRI | CPM1400FB | EC000032 | EF000025 | oui | 10.0
CAPRI | CPM1400FB | EC000032 | EF001210 | non | 10.0
CAPRI | CPM1400FB | EC000032 | EF000084 | oui | 10.0
CAPRI | CPM1400FB | EC000032 | EF000007 | EV000270 | 10.0
CAPRI | CPM1400FB | EC000032 | EF000116 | 7035 | 10.0
CAPRI | CPM1400FB | EC000032 | EF004191 | non | 10.0
CAPRI | CPM1400FB | EC000032 | EF005728 | EV000494 | 10.0
CAPRI | CPM1400FB | EC000032 | EF008404 | EV000494 | 10.0
CAPRI | CPM1400FB | EC000032 | EF001742 | '-20 | 10.0
CAPRI | CPM1400FB | EC000032 | EF001742 | 80 | 10.0
CAPRI | CPM1400FB | EC000032 | EF024919 | non | 10.0
CAPRI | CPM1400FE | EC000032 | EF001758 | EV003712 | 10.0
CAPRI | CPM1400FE | EC000032 | EF007839 | 32 | 10.0
CAPRI | CPM1400FE | EC000032 | EF003712 | 1.5 | 10.0
CAPRI | CPM1400FE | EC000032 | EF002169 | EV000139 | 10.0
CAPRI | CPM1400FE | EC000032 | EF001257 | EV000402 | 10.0
CAPRI | CPM1400FE | EC000032 | EF000139 | EV006034 | 10.0
CAPRI | CPM1400FE | EC000032 | EF000025 | oui | 10.0
CAPRI | CPM1400FE | EC000032 | EF001210 | non | 10.0
CAPRI | CPM1400FE | EC000032 | EF000084 | oui | 10.0
CAPRI | CPM1400FE | EC000032 | EF000007 | EV000270 | 10.0
CAPRI | CPM1400FE | EC000032 | EF000116 | 7035 | 10.0
CAPRI | CPM1400FE | EC000032 | EF004191 | non | 10.0
CAPRI | CPM1400FE | EC000032 | EF005728 | EV000494 | 10.0
CAPRI | CPM1400FE | EC000032 | EF008404 | EV000494 | 10.0
CAPRI | CPM1400FE | EC000032 | EF001742 | '-20 | 10.0
CAPRI | CPM1400FE | EC000032 | EF001742 | 80 | 10.0
CAPRI | CPM1400FE | EC000032 | EF024919 | non | 10.0
CAPRI | CPM1400FG | EC000032 | EF001758 | EV003712 | 10.0
CAPRI | CPM1400FG | EC000032 | EF007839 | 32 | 10.0
CAPRI | CPM1400FG | EC000032 | EF003712 | 1.5 | 10.0
CAPRI | CPM1400FG | EC000032 | EF002169 | EV000139 | 10.0
CAPRI | CPM1400FG | EC000032 | EF001257 | EV000402 | 10.0
CAPRI | CPM1400FG | EC000032 | EF000139 | EV006034 | 10.0
CAPRI | CPM1400FG | EC000032 | EF000025 | oui | 10.0
CAPRI | CPM1400FG | EC000032 | EF001210 | non | 10.0
CAPRI | CPM1400FG | EC000032 | EF000084 | oui | 10.0
CAPRI | CPM1400FG | EC000032 | EF000007 | EV000270 | 10.0
CAPRI | CPM1400FG | EC000032 | EF000116 | 7035 | 10.0
CAPRI | CPM1400FG | EC000032 | EF004191 | non | 10.0
CAPRI | CPM1400FG | EC000032 | EF005728 | EV000494 | 10.0
CAPRI | CPM1400FG | EC000032 | EF008404 | EV000494 | 10.0
CAPRI | CPM1400FG | EC000032 | EF001742 | '-20 | 10.0
CAPRI | CPM1400FG | EC000032 | EF001742 | 80 | 10.0
CAPRI | CPM1400FG | EC000032 | EF024919 | non | 10.0
CAPRI | CPM1400FP-100 | EC000032 | EF001758 | EV003712 | 10.0
CAPRI | CPM1400FP-100 | EC000032 | EF007839 | 32 | 10.0
CAPRI | CPM1400FP-100 | EC000032 | EF003712 | 1.5 | 10.0
CAPRI | CPM1400FP-100 | EC000032 | EF002169 | EV000139 | 10.0
CAPRI | CPM1400FP-100 | EC000032 | EF001257 | EV000402 | 10.0
CAPRI | CPM1400FP-100 | EC000032 | EF000139 | EV006034 | 10.0
CAPRI | CPM1400FP-100 | EC000032 | EF000025 | oui | 10.0
CAPRI | CPM1400FP-100 | EC000032 | EF001210 | non | 10.0
CAPRI | CPM1400FP-100 | EC000032 | EF000084 | oui | 10.0
CAPRI | CPM1400FP-100 | EC000032 | EF000007 | EV000270 | 10.0
CAPRI | CPM1400FP-100 | EC000032 | EF000116 | 7035 | 10.0
CAPRI | CPM1400FP-100 | EC000032 | EF004191 | non | 10.0
CAPRI | CPM1400FP-100 | EC000032 | EF005728 | EV000494 | 10.0
CAPRI | CPM1400FP-100 | EC000032 | EF008404 | EV000494 | 10.0
CAPRI | CPM1400FP-100 | EC000032 | EF001742 | '-20 | 10.0
CAPRI | CPM1400FP-100 | EC000032 | EF001742 | 80 | 10.0
CAPRI | CPM1400FP-100 | EC000032 | EF024919 | non | 10.0
CAPRI | CPM1500F | EC000032 | EF001758 | EV003712 | 10.0
CAPRI | CPM1500F | EC000032 | EF007839 | 40 | 10.0
CAPRI | CPM1500F | EC000032 | EF003712 | 1.5 | 10.0
CAPRI | CPM1500F | EC000032 | EF002169 | EV000139 | 10.0
CAPRI | CPM1500F | EC000032 | EF001257 | EV000402 | 10.0
CAPRI | CPM1500F | EC000032 | EF000139 | EV006034 | 10.0
CAPRI | CPM1500F | EC000032 | EF000025 | oui | 10.0
CAPRI | CPM1500F | EC000032 | EF001210 | non | 10.0
CAPRI | CPM1500F | EC000032 | EF000084 | oui | 10.0
CAPRI | CPM1500F | EC000032 | EF000007 | EV000270 | 10.0
CAPRI | CPM1500F | EC000032 | EF000116 | 7035 | 10.0
CAPRI | CPM1500F | EC000032 | EF004191 | non | 10.0
CAPRI | CPM1500F | EC000032 | EF005728 | EV000494 | 10.0
CAPRI | CPM1500F | EC000032 | EF008404 | EV000494 | 10.0
CAPRI | CPM1500F | EC000032 | EF001742 | '-20 | 10.0
CAPRI | CPM1500F | EC000032 | EF001742 | 80 | 10.0
CAPRI | CPM1500F | EC000032 | EF024919 | non | 10.0
CAPRI | CPM1500FB | EC000032 | EF001758 | EV003712 | 10.0
CAPRI | CPM1500FB | EC000032 | EF007839 | 40 | 10.0
CAPRI | CPM1500FB | EC000032 | EF003712 | 1.5 | 10.0
CAPRI | CPM1500FB | EC000032 | EF002169 | EV000139 | 10.0
CAPRI | CPM1500FB | EC000032 | EF001257 | EV000402 | 10.0
CAPRI | CPM1500FB | EC000032 | EF000139 | EV006034 | 10.0
CAPRI | CPM1500FB | EC000032 | EF000025 | oui | 10.0
CAPRI | CPM1500FB | EC000032 | EF001210 | non | 10.0
CAPRI | CPM1500FB | EC000032 | EF000084 | oui | 10.0
CAPRI | CPM1500FB | EC000032 | EF000007 | EV000270 | 10.0
CAPRI | CPM1500FB | EC000032 | EF000116 | 7035 | 10.0
CAPRI | CPM1500FB | EC000032 | EF004191 | non | 10.0
CAPRI | CPM1500FB | EC000032 | EF005728 | EV000494 | 10.0
CAPRI | CPM1500FB | EC000032 | EF008404 | EV000494 | 10.0
CAPRI | CPM1500FB | EC000032 | EF001742 | '-20 | 10.0
CAPRI | CPM1500FB | EC000032 | EF001742 | 80 | 10.0
CAPRI | CPM1500FB | EC000032 | EF024919 | non | 10.0
CAPRI | CPM1500FE | EC000032 | EF001758 | EV003712 | 10.0
CAPRI | CPM1500FE | EC000032 | EF007839 | 40 | 10.0
CAPRI | CPM1500FE | EC000032 | EF003712 | 1.5 | 10.0
CAPRI | CPM1500FE | EC000032 | EF002169 | EV000139 | 10.0
CAPRI | CPM1500FE | EC000032 | EF001257 | EV000402 | 10.0
CAPRI | CPM1500FE | EC000032 | EF000139 | EV006034 | 10.0
CAPRI | CPM1500FE | EC000032 | EF000025 | oui | 10.0
CAPRI | CPM1500FE | EC000032 | EF001210 | non | 10.0
CAPRI | CPM1500FE | EC000032 | EF000084 | oui | 10.0
CAPRI | CPM1500FE | EC000032 | EF000007 | EV000270 | 10.0
CAPRI | CPM1500FE | EC000032 | EF000116 | 7035 | 10.0
CAPRI | CPM1500FE | EC000032 | EF004191 | non | 10.0
CAPRI | CPM1500FE | EC000032 | EF005728 | EV000494 | 10.0
CAPRI | CPM1500FE | EC000032 | EF008404 | EV000494 | 10.0
CAPRI | CPM1500FE | EC000032 | EF001742 | '-20 | 10.0
CAPRI | CPM1500FE | EC000032 | EF001742 | 80 | 10.0
CAPRI | CPM1500FE | EC000032 | EF024919 | non | 10.0
CAPRI | CPM1500FG | EC000032 | EF001758 | EV003712 | 10.0
CAPRI | CPM1500FG | EC000032 | EF007839 | 40 | 10.0
CAPRI | CPM1500FG | EC000032 | EF003712 | 1.5 | 10.0
CAPRI | CPM1500FG | EC000032 | EF002169 | EV000139 | 10.0
CAPRI | CPM1500FG | EC000032 | EF001257 | EV000402 | 10.0
CAPRI | CPM1500FG | EC000032 | EF000139 | EV006034 | 10.0
CAPRI | CPM1500FG | EC000032 | EF000025 | oui | 10.0
CAPRI | CPM1500FG | EC000032 | EF001210 | non | 10.0
CAPRI | CPM1500FG | EC000032 | EF000084 | oui | 10.0
CAPRI | CPM1500FG | EC000032 | EF000007 | EV000270 | 10.0
CAPRI | CPM1500FG | EC000032 | EF000116 | 7035 | 10.0
CAPRI | CPM1500FG | EC000032 | EF004191 | non | 10.0
CAPRI | CPM1500FG | EC000032 | EF005728 | EV000494 | 10.0
CAPRI | CPM1500FG | EC000032 | EF008404 | EV000494 | 10.0
CAPRI | CPM1500FG | EC000032 | EF001742 | '-20 | 10.0
CAPRI | CPM1500FG | EC000032 | EF001742 | 80 | 10.0
CAPRI | CPM1500FG | EC000032 | EF024919 | non | 10.0
CAPRI | CPM1500FP-50 | EC000032 | EF001758 | EV003712 | 10.0
CAPRI | CPM1500FP-50 | EC000032 | EF007839 | 40 | 10.0
CAPRI | CPM1500FP-50 | EC000032 | EF003712 | 1.5 | 10.0
CAPRI | CPM1500FP-50 | EC000032 | EF002169 | EV000139 | 10.0
CAPRI | CPM1500FP-50 | EC000032 | EF001257 | EV000402 | 10.0
CAPRI | CPM1500FP-50 | EC000032 | EF000139 | EV006034 | 10.0
CAPRI | CPM1500FP-50 | EC000032 | EF000025 | oui | 10.0
CAPRI | CPM1500FP-50 | EC000032 | EF001210 | non | 10.0
CAPRI | CPM1500FP-50 | EC000032 | EF000084 | oui | 10.0
CAPRI | CPM1500FP-50 | EC000032 | EF000007 | EV000270 | 10.0
CAPRI | CPM1500FP-50 | EC000032 | EF000116 | 7035 | 10.0
CAPRI | CPM1500FP-50 | EC000032 | EF004191 | non | 10.0
CAPRI | CPM1500FP-50 | EC000032 | EF005728 | EV000494 | 10.0
CAPRI | CPM1500FP-50 | EC000032 | EF008404 | EV000494 | 10.0
CAPRI | CPM1500FP-50 | EC000032 | EF001742 | '-20 | 10.0
CAPRI | CPM1500FP-50 | EC000032 | EF001742 | 80 | 10.0
CAPRI | CPM1500FP-50 | EC000032 | EF024919 | non | 10.0
CAPRI | CPM1600F | EC000032 | EF001758 | EV003712 | 10.0
CAPRI | CPM1600F | EC000032 | EF007839 | 50 | 10.0
CAPRI | CPM1600F | EC000032 | EF003712 | 1.5 | 10.0
CAPRI | CPM1600F | EC000032 | EF002169 | EV000139 | 10.0
CAPRI | CPM1600F | EC000032 | EF001257 | EV000402 | 10.0
CAPRI | CPM1600F | EC000032 | EF000139 | EV006034 | 10.0
CAPRI | CPM1600F | EC000032 | EF000025 | oui | 10.0
CAPRI | CPM1600F | EC000032 | EF001210 | non | 10.0
CAPRI | CPM1600F | EC000032 | EF000084 | oui | 10.0
CAPRI | CPM1600F | EC000032 | EF000007 | EV000270 | 10.0
CAPRI | CPM1600F | EC000032 | EF000116 | 7035 | 10.0
CAPRI | CPM1600F | EC000032 | EF004191 | non | 10.0
CAPRI | CPM1600F | EC000032 | EF005728 | EV000494 | 10.0
CAPRI | CPM1600F | EC000032 | EF008404 | EV000494 | 10.0
CAPRI | CPM1600F | EC000032 | EF001742 | '-20 | 10.0
CAPRI | CPM1600F | EC000032 | EF001742 | 80 | 10.0
CAPRI | CPM1600F | EC000032 | EF024919 | non | 10.0
CAPRI | CPM1600FB | EC000032 | EF001758 | EV003712 | 10.0
CAPRI | CPM1600FB | EC000032 | EF007839 | 50 | 10.0
CAPRI | CPM1600FB | EC000032 | EF003712 | 1.5 | 10.0
CAPRI | CPM1600FB | EC000032 | EF002169 | EV000139 | 10.0
CAPRI | CPM1600FB | EC000032 | EF001257 | EV000402 | 10.0
CAPRI | CPM1600FB | EC000032 | EF000139 | EV006034 | 10.0
CAPRI | CPM1600FB | EC000032 | EF000025 | oui | 10.0
CAPRI | CPM1600FB | EC000032 | EF001210 | non | 10.0
CAPRI | CPM1600FB | EC000032 | EF000084 | oui | 10.0
CAPRI | CPM1600FB | EC000032 | EF000007 | EV000270 | 10.0
CAPRI | CPM1600FB | EC000032 | EF000116 | 7035 | 10.0
CAPRI | CPM1600FB | EC000032 | EF004191 | non | 10.0
CAPRI | CPM1600FB | EC000032 | EF005728 | EV000494 | 10.0
CAPRI | CPM1600FB | EC000032 | EF008404 | EV000494 | 10.0
CAPRI | CPM1600FB | EC000032 | EF001742 | '-20 | 10.0
CAPRI | CPM1600FB | EC000032 | EF001742 | 80 | 10.0
CAPRI | CPM1600FB | EC000032 | EF024919 | non | 10.0
CAPRI | CPM1600FE | EC000032 | EF001758 | EV003712 | 10.0
CAPRI | CPM1600FE | EC000032 | EF007839 | 50 | 10.0
CAPRI | CPM1600FE | EC000032 | EF003712 | 1.5 | 10.0
CAPRI | CPM1600FE | EC000032 | EF002169 | EV000139 | 10.0
CAPRI | CPM1600FE | EC000032 | EF001257 | EV000402 | 10.0
CAPRI | CPM1600FE | EC000032 | EF000139 | EV006034 | 10.0
CAPRI | CPM1600FE | EC000032 | EF000025 | oui | 10.0
CAPRI | CPM1600FE | EC000032 | EF001210 | non | 10.0
CAPRI | CPM1600FE | EC000032 | EF000084 | oui | 10.0
CAPRI | CPM1600FE | EC000032 | EF000007 | EV000270 | 10.0
CAPRI | CPM1600FE | EC000032 | EF000116 | 7035 | 10.0
CAPRI | CPM1600FE | EC000032 | EF004191 | non | 10.0
CAPRI | CPM1600FE | EC000032 | EF005728 | EV000494 | 10.0
CAPRI | CPM1600FE | EC000032 | EF008404 | EV000494 | 10.0
CAPRI | CPM1600FE | EC000032 | EF001742 | '-20 | 10.0
CAPRI | CPM1600FE | EC000032 | EF001742 | 80 | 10.0
CAPRI | CPM1600FE | EC000032 | EF024919 | non | 10.0
CAPRI | CPM1600FG | EC000032 | EF001758 | EV003712 | 10.0
CAPRI | CPM1600FG | EC000032 | EF007839 | 50 | 10.0
CAPRI | CPM1600FG | EC000032 | EF003712 | 1.5 | 10.0
CAPRI | CPM1600FG | EC000032 | EF002169 | EV000139 | 10.0
CAPRI | CPM1600FG | EC000032 | EF001257 | EV000402 | 10.0
CAPRI | CPM1600FG | EC000032 | EF000139 | EV006034 | 10.0
CAPRI | CPM1600FG | EC000032 | EF000025 | oui | 10.0
CAPRI | CPM1600FG | EC000032 | EF001210 | non | 10.0
CAPRI | CPM1600FG | EC000032 | EF000084 | oui | 10.0
CAPRI | CPM1600FG | EC000032 | EF000007 | EV000270 | 10.0
CAPRI | CPM1600FG | EC000032 | EF000116 | 7035 | 10.0
CAPRI | CPM1600FG | EC000032 | EF004191 | non | 10.0
CAPRI | CPM1600FG | EC000032 | EF005728 | EV000494 | 10.0
CAPRI | CPM1600FG | EC000032 | EF008404 | EV000494 | 10.0
CAPRI | CPM1600FG | EC000032 | EF001742 | '-20 | 10.0
CAPRI | CPM1600FG | EC000032 | EF001742 | 80 | 10.0
CAPRI | CPM1600FG | EC000032 | EF024919 | non | 10.0
CAPRI | CPM1600FP-50 | EC000032 | EF001758 | EV003712 | 10.0
CAPRI | CPM1600FP-50 | EC000032 | EF007839 | 50 | 10.0
CAPRI | CPM1600FP-50 | EC000032 | EF003712 | 1.5 | 10.0
CAPRI | CPM1600FP-50 | EC000032 | EF002169 | EV000139 | 10.0
CAPRI | CPM1600FP-50 | EC000032 | EF001257 | EV000402 | 10.0
CAPRI | CPM1600FP-50 | EC000032 | EF000139 | EV006034 | 10.0
CAPRI | CPM1600FP-50 | EC000032 | EF000025 | oui | 10.0
CAPRI | CPM1600FP-50 | EC000032 | EF001210 | non | 10.0
CAPRI | CPM1600FP-50 | EC000032 | EF000084 | oui | 10.0
CAPRI | CPM1600FP-50 | EC000032 | EF000007 | EV000270 | 10.0
CAPRI | CPM1600FP-50 | EC000032 | EF000116 | 7035 | 10.0
CAPRI | CPM1600FP-50 | EC000032 | EF004191 | non | 10.0
CAPRI | CPM1600FP-50 | EC000032 | EF005728 | EV000494 | 10.0
CAPRI | CPM1600FP-50 | EC000032 | EF008404 | EV000494 | 10.0
CAPRI | CPM1600FP-50 | EC000032 | EF001742 | '-20 | 10.0
CAPRI | CPM1600FP-50 | EC000032 | EF001742 | 80 | 10.0
CAPRI | CPM1600FP-50 | EC000032 | EF024919 | non | 10.0
CAPRI | CPM1700F | EC000032 | EF001758 | EV003712 | 10.0
CAPRI | CPM1700F | EC000032 | EF007839 | 63 | 10.0
CAPRI | CPM1700F | EC000032 | EF003712 | 1.5 | 10.0
CAPRI | CPM1700F | EC000032 | EF002169 | EV000139 | 10.0
CAPRI | CPM1700F | EC000032 | EF001257 | EV000402 | 10.0
CAPRI | CPM1700F | EC000032 | EF000139 | EV006034 | 10.0
CAPRI | CPM1700F | EC000032 | EF000025 | oui | 10.0
CAPRI | CPM1700F | EC000032 | EF001210 | non | 10.0
CAPRI | CPM1700F | EC000032 | EF000084 | oui | 10.0
CAPRI | CPM1700F | EC000032 | EF000007 | EV000270 | 10.0
CAPRI | CPM1700F | EC000032 | EF000116 | 7035 | 10.0
CAPRI | CPM1700F | EC000032 | EF004191 | non | 10.0
CAPRI | CPM1700F | EC000032 | EF005728 | EV000494 | 10.0
CAPRI | CPM1700F | EC000032 | EF008404 | EV000494 | 10.0
CAPRI | CPM1700F | EC000032 | EF001742 | '-20 | 10.0
CAPRI | CPM1700F | EC000032 | EF001742 | 80 | 10.0
CAPRI | CPM1700F | EC000032 | EF024919 | non | 10.0
CAPRI | CPM1700FB | EC000032 | EF001758 | EV003712 | 10.0
CAPRI | CPM1700FB | EC000032 | EF007839 | 63 | 10.0
CAPRI | CPM1700FB | EC000032 | EF003712 | 1.5 | 10.0
CAPRI | CPM1700FB | EC000032 | EF002169 | EV000139 | 10.0
CAPRI | CPM1700FB | EC000032 | EF001257 | EV000402 | 10.0
CAPRI | CPM1700FB | EC000032 | EF000139 | EV006034 | 10.0
CAPRI | CPM1700FB | EC000032 | EF000025 | oui | 10.0
CAPRI | CPM1700FB | EC000032 | EF001210 | non | 10.0
CAPRI | CPM1700FB | EC000032 | EF000084 | oui | 10.0
CAPRI | CPM1700FB | EC000032 | EF000007 | EV000270 | 10.0
CAPRI | CPM1700FB | EC000032 | EF000116 | 7035 | 10.0
CAPRI | CPM1700FB | EC000032 | EF004191 | non | 10.0
CAPRI | CPM1700FB | EC000032 | EF005728 | EV000494 | 10.0
CAPRI | CPM1700FB | EC000032 | EF008404 | EV000494 | 10.0
CAPRI | CPM1700FB | EC000032 | EF001742 | '-20 | 10.0
CAPRI | CPM1700FB | EC000032 | EF001742 | 80 | 10.0
CAPRI | CPM1700FB | EC000032 | EF024919 | non | 10.0
CAPRI | CPM1700FE | EC000032 | EF001758 | EV003712 | 10.0
CAPRI | CPM1700FE | EC000032 | EF007839 | 63 | 10.0
CAPRI | CPM1700FE | EC000032 | EF003712 | 1.5 | 10.0
CAPRI | CPM1700FE | EC000032 | EF002169 | EV000139 | 10.0
CAPRI | CPM1700FE | EC000032 | EF001257 | EV000402 | 10.0
CAPRI | CPM1700FE | EC000032 | EF000139 | EV006034 | 10.0
CAPRI | CPM1700FE | EC000032 | EF000025 | oui | 10.0
CAPRI | CPM1700FE | EC000032 | EF001210 | non | 10.0
CAPRI | CPM1700FE | EC000032 | EF000084 | oui | 10.0
CAPRI | CPM1700FE | EC000032 | EF000007 | EV000270 | 10.0
CAPRI | CPM1700FE | EC000032 | EF000116 | 7035 | 10.0
CAPRI | CPM1700FE | EC000032 | EF004191 | non | 10.0
CAPRI | CPM1700FE | EC000032 | EF005728 | EV000494 | 10.0
CAPRI | CPM1700FE | EC000032 | EF008404 | EV000494 | 10.0
CAPRI | CPM1700FE | EC000032 | EF001742 | '-20 | 10.0
CAPRI | CPM1700FE | EC000032 | EF001742 | 80 | 10.0
CAPRI | CPM1700FE | EC000032 | EF024919 | non | 10.0
CAPRI | CPM1700FG | EC000032 | EF001758 | EV003712 | 10.0
CAPRI | CPM1700FG | EC000032 | EF007839 | 63 | 10.0
CAPRI | CPM1700FG | EC000032 | EF003712 | 1.5 | 10.0
CAPRI | CPM1700FG | EC000032 | EF002169 | EV000139 | 10.0
CAPRI | CPM1700FG | EC000032 | EF001257 | EV000402 | 10.0
CAPRI | CPM1700FG | EC000032 | EF000139 | EV006034 | 10.0
CAPRI | CPM1700FG | EC000032 | EF000025 | oui | 10.0
CAPRI | CPM1700FG | EC000032 | EF001210 | non | 10.0
CAPRI | CPM1700FG | EC000032 | EF000084 | oui | 10.0
CAPRI | CPM1700FG | EC000032 | EF000007 | EV000270 | 10.0
CAPRI | CPM1700FG | EC000032 | EF000116 | 7035 | 10.0
CAPRI | CPM1700FG | EC000032 | EF004191 | non | 10.0
CAPRI | CPM1700FG | EC000032 | EF005728 | EV000494 | 10.0
CAPRI | CPM1700FG | EC000032 | EF008404 | EV000494 | 10.0
CAPRI | CPM1700FG | EC000032 | EF001742 | '-20 | 10.0
CAPRI | CPM1700FG | EC000032 | EF001742 | 80 | 10.0
CAPRI | CPM1700FG | EC000032 | EF024919 | non | 10.0
CAPRI | CPM1700FP-50 | EC000032 | EF001758 | EV003712 | 10.0
CAPRI | CPM1700FP-50 | EC000032 | EF007839 | 63 | 10.0
CAPRI | CPM1700FP-50 | EC000032 | EF003712 | 1.5 | 10.0
CAPRI | CPM1700FP-50 | EC000032 | EF002169 | EV000139 | 10.0
CAPRI | CPM1700FP-50 | EC000032 | EF001257 | EV000402 | 10.0
CAPRI | CPM1700FP-50 | EC000032 | EF000139 | EV006034 | 10.0
CAPRI | CPM1700FP-50 | EC000032 | EF000025 | oui | 10.0
CAPRI | CPM1700FP-50 | EC000032 | EF001210 | non | 10.0
CAPRI | CPM1700FP-50 | EC000032 | EF000084 | oui | 10.0
CAPRI | CPM1700FP-50 | EC000032 | EF000007 | EV000270 | 10.0
CAPRI | CPM1700FP-50 | EC000032 | EF000116 | 7035 | 10.0
CAPRI | CPM1700FP-50 | EC000032 | EF004191 | non | 10.0
CAPRI | CPM1700FP-50 | EC000032 | EF005728 | EV000494 | 10.0
CAPRI | CPM1700FP-50 | EC000032 | EF008404 | EV000494 | 10.0
CAPRI | CPM1700FP-50 | EC000032 | EF001742 | '-20 | 10.0
CAPRI | CPM1700FP-50 | EC000032 | EF001742 | 80 | 10.0
CAPRI | CPM1700FP-50 | EC000032 | EF024919 | non | 10.0
CAPRI | CPM2000F | EC000032 | EF001758 | EV003695 | 10.0
CAPRI | CPM2000F | EC000032 | EF007839 | 7 | 10.0
CAPRI | CPM2000F | EC000032 | EF003712 | 1.27 | 10.0
CAPRI | CPM2000F | EC000032 | EF002169 | EV000139 | 10.0
CAPRI | CPM2000F | EC000032 | EF001257 | EV000402 | 10.0
CAPRI | CPM2000F | EC000032 | EF000139 | EV006034 | 10.0
CAPRI | CPM2000F | EC000032 | EF000025 | oui | 10.0
CAPRI | CPM2000F | EC000032 | EF001210 | non | 10.0
CAPRI | CPM2000F | EC000032 | EF000084 | oui | 10.0
CAPRI | CPM2000F | EC000032 | EF000007 | EV000270 | 10.0
CAPRI | CPM2000F | EC000032 | EF000116 | 7035 | 10.0
CAPRI | CPM2000F | EC000032 | EF004191 | non | 10.0
CAPRI | CPM2000F | EC000032 | EF005728 | EV000494 | 10.0
CAPRI | CPM2000F | EC000032 | EF008404 | EV000494 | 10.0
CAPRI | CPM2000F | EC000032 | EF001742 | '-20 | 10.0
CAPRI | CPM2000F | EC000032 | EF001742 | 80 | 10.0
CAPRI | CPM2000F | EC000032 | EF024919 | non | 10.0
CAPRI | CPM2000FB | EC000032 | EF001758 | EV003695 | 10.0
CAPRI | CPM2000FB | EC000032 | EF007839 | 7 | 10.0
CAPRI | CPM2000FB | EC000032 | EF003712 | 1.27 | 10.0
CAPRI | CPM2000FB | EC000032 | EF002169 | EV000139 | 10.0
CAPRI | CPM2000FB | EC000032 | EF001257 | EV000402 | 10.0
CAPRI | CPM2000FB | EC000032 | EF000139 | EV006034 | 10.0
CAPRI | CPM2000FB | EC000032 | EF000025 | oui | 10.0
CAPRI | CPM2000FB | EC000032 | EF001210 | non | 10.0
CAPRI | CPM2000FB | EC000032 | EF000084 | oui | 10.0
CAPRI | CPM2000FB | EC000032 | EF000007 | EV000270 | 10.0
CAPRI | CPM2000FB | EC000032 | EF000116 | 7035 | 10.0
CAPRI | CPM2000FB | EC000032 | EF004191 | non | 10.0
CAPRI | CPM2000FB | EC000032 | EF005728 | EV000494 | 10.0
CAPRI | CPM2000FB | EC000032 | EF008404 | EV000494 | 10.0
CAPRI | CPM2000FB | EC000032 | EF001742 | '-20 | 10.0
CAPRI | CPM2000FB | EC000032 | EF001742 | 80 | 10.0
CAPRI | CPM2000FB | EC000032 | EF024919 | non | 10.0
CAPRI | CPM2000FE | EC000032 | EF001758 | EV003695 | 10.0
CAPRI | CPM2000FE | EC000032 | EF007839 | 7 | 10.0
CAPRI | CPM2000FE | EC000032 | EF003712 | 1.27 | 10.0
CAPRI | CPM2000FE | EC000032 | EF002169 | EV000139 | 10.0
CAPRI | CPM2000FE | EC000032 | EF001257 | EV000402 | 10.0
CAPRI | CPM2000FE | EC000032 | EF000139 | EV006034 | 10.0
CAPRI | CPM2000FE | EC000032 | EF000025 | oui | 10.0
CAPRI | CPM2000FE | EC000032 | EF001210 | non | 10.0
CAPRI | CPM2000FE | EC000032 | EF000084 | oui | 10.0
CAPRI | CPM2000FE | EC000032 | EF000007 | EV000270 | 10.0
CAPRI | CPM2000FE | EC000032 | EF000116 | 7035 | 10.0
CAPRI | CPM2000FE | EC000032 | EF004191 | non | 10.0
CAPRI | CPM2000FE | EC000032 | EF005728 | EV000494 | 10.0
CAPRI | CPM2000FE | EC000032 | EF008404 | EV000494 | 10.0
CAPRI | CPM2000FE | EC000032 | EF001742 | '-20 | 10.0
CAPRI | CPM2000FE | EC000032 | EF001742 | 80 | 10.0
CAPRI | CPM2000FE | EC000032 | EF024919 | non | 10.0
CAPRI | CPM2000FG | EC000032 | EF001758 | EV003695 | 10.0
CAPRI | CPM2000FG | EC000032 | EF007839 | 7 | 10.0
CAPRI | CPM2000FG | EC000032 | EF003712 | 1.27 | 10.0
CAPRI | CPM2000FG | EC000032 | EF002169 | EV000139 | 10.0
CAPRI | CPM2000FG | EC000032 | EF001257 | EV000402 | 10.0
CAPRI | CPM2000FG | EC000032 | EF000139 | EV006034 | 10.0
CAPRI | CPM2000FG | EC000032 | EF000025 | oui | 10.0
CAPRI | CPM2000FG | EC000032 | EF001210 | non | 10.0
CAPRI | CPM2000FG | EC000032 | EF000084 | oui | 10.0
CAPRI | CPM2000FG | EC000032 | EF000007 | EV000270 | 10.0
CAPRI | CPM2000FG | EC000032 | EF000116 | 7035 | 10.0
CAPRI | CPM2000FG | EC000032 | EF004191 | non | 10.0
CAPRI | CPM2000FG | EC000032 | EF005728 | EV000494 | 10.0
CAPRI | CPM2000FG | EC000032 | EF008404 | EV000494 | 10.0
CAPRI | CPM2000FG | EC000032 | EF001742 | '-20 | 10.0
CAPRI | CPM2000FG | EC000032 | EF001742 | 80 | 10.0
CAPRI | CPM2000FG | EC000032 | EF024919 | non | 10.0
CAPRI | CPM2000FP-200 | EC000032 | EF001758 | EV003695 | 10.0
CAPRI | CPM2000FP-200 | EC000032 | EF007839 | 7 | 10.0
CAPRI | CPM2000FP-200 | EC000032 | EF003712 | 1.27 | 10.0
CAPRI | CPM2000FP-200 | EC000032 | EF002169 | EV000139 | 10.0
CAPRI | CPM2000FP-200 | EC000032 | EF001257 | EV000402 | 10.0
CAPRI | CPM2000FP-200 | EC000032 | EF000139 | EV006034 | 10.0
CAPRI | CPM2000FP-200 | EC000032 | EF000025 | oui | 10.0
CAPRI | CPM2000FP-200 | EC000032 | EF001210 | non | 10.0
CAPRI | CPM2000FP-200 | EC000032 | EF000084 | oui | 10.0
CAPRI | CPM2000FP-200 | EC000032 | EF000007 | EV000270 | 10.0
CAPRI | CPM2000FP-200 | EC000032 | EF000116 | 7035 | 10.0
CAPRI | CPM2000FP-200 | EC000032 | EF004191 | non | 10.0
CAPRI | CPM2000FP-200 | EC000032 | EF005728 | EV000494 | 10.0
CAPRI | CPM2000FP-200 | EC000032 | EF008404 | EV000494 | 10.0
CAPRI | CPM2000FP-200 | EC000032 | EF001742 | '-20 | 10.0
CAPRI | CPM2000FP-200 | EC000032 | EF001742 | 80 | 10.0
CAPRI | CPM2000FP-200 | EC000032 | EF024919 | non | 10.0
CAPRI | CPM2100F | EC000032 | EF001758 | EV003695 | 10.0
CAPRI | CPM2100F | EC000032 | EF007839 | 9 | 10.0
CAPRI | CPM2100F | EC000032 | EF003712 | 1.41 | 10.0
CAPRI | CPM2100F | EC000032 | EF002169 | EV000139 | 10.0
CAPRI | CPM2100F | EC000032 | EF001257 | EV000402 | 10.0
CAPRI | CPM2100F | EC000032 | EF000139 | EV006034 | 10.0
CAPRI | CPM2100F | EC000032 | EF000025 | oui | 10.0
CAPRI | CPM2100F | EC000032 | EF001210 | non | 10.0
CAPRI | CPM2100F | EC000032 | EF000084 | oui | 10.0
CAPRI | CPM2100F | EC000032 | EF000007 | EV000270 | 10.0
CAPRI | CPM2100F | EC000032 | EF000116 | 7035 | 10.0
CAPRI | CPM2100F | EC000032 | EF004191 | non | 10.0
CAPRI | CPM2100F | EC000032 | EF005728 | EV000494 | 10.0
CAPRI | CPM2100F | EC000032 | EF008404 | EV000494 | 10.0
CAPRI | CPM2100F | EC000032 | EF001742 | '-20 | 10.0
CAPRI | CPM2100F | EC000032 | EF001742 | 80 | 10.0
CAPRI | CPM2100F | EC000032 | EF024919 | non | 10.0
CAPRI | CPM2100FB | EC000032 | EF001758 | EV003695 | 10.0
CAPRI | CPM2100FB | EC000032 | EF007839 | 9 | 10.0
CAPRI | CPM2100FB | EC000032 | EF003712 | 1.41 | 10.0
CAPRI | CPM2100FB | EC000032 | EF002169 | EV000139 | 10.0
CAPRI | CPM2100FB | EC000032 | EF001257 | EV000402 | 10.0
CAPRI | CPM2100FB | EC000032 | EF000139 | EV006034 | 10.0
CAPRI | CPM2100FB | EC000032 | EF000025 | oui | 10.0
CAPRI | CPM2100FB | EC000032 | EF001210 | non | 10.0
CAPRI | CPM2100FB | EC000032 | EF000084 | oui | 10.0
CAPRI | CPM2100FB | EC000032 | EF000007 | EV000270 | 10.0
CAPRI | CPM2100FB | EC000032 | EF000116 | 7035 | 10.0
CAPRI | CPM2100FB | EC000032 | EF004191 | non | 10.0
CAPRI | CPM2100FB | EC000032 | EF005728 | EV000494 | 10.0
CAPRI | CPM2100FB | EC000032 | EF008404 | EV000494 | 10.0
CAPRI | CPM2100FB | EC000032 | EF001742 | '-20 | 10.0
CAPRI | CPM2100FB | EC000032 | EF001742 | 80 | 10.0
CAPRI | CPM2100FB | EC000032 | EF024919 | non | 10.0
CAPRI | CPM2100FE | EC000032 | EF001758 | EV003695 | 10.0
CAPRI | CPM2100FE | EC000032 | EF007839 | 9 | 10.0
CAPRI | CPM2100FE | EC000032 | EF003712 | 1.41 | 10.0
CAPRI | CPM2100FE | EC000032 | EF002169 | EV000139 | 10.0
CAPRI | CPM2100FE | EC000032 | EF001257 | EV000402 | 10.0
CAPRI | CPM2100FE | EC000032 | EF000139 | EV006034 | 10.0
CAPRI | CPM2100FE | EC000032 | EF000025 | oui | 10.0
CAPRI | CPM2100FE | EC000032 | EF001210 | non | 10.0
CAPRI | CPM2100FE | EC000032 | EF000084 | oui | 10.0
CAPRI | CPM2100FE | EC000032 | EF000007 | EV000270 | 10.0
CAPRI | CPM2100FE | EC000032 | EF000116 | 7035 | 10.0
CAPRI | CPM2100FE | EC000032 | EF004191 | non | 10.0
CAPRI | CPM2100FE | EC000032 | EF005728 | EV000494 | 10.0
CAPRI | CPM2100FE | EC000032 | EF008404 | EV000494 | 10.0
CAPRI | CPM2100FE | EC000032 | EF001742 | '-20 | 10.0
CAPRI | CPM2100FE | EC000032 | EF001742 | 80 | 10.0
CAPRI | CPM2100FE | EC000032 | EF024919 | non | 10.0
CAPRI | CPM2100FG | EC000032 | EF001758 | EV003695 | 10.0
CAPRI | CPM2100FG | EC000032 | EF007839 | 9 | 10.0
CAPRI | CPM2100FG | EC000032 | EF003712 | 1.41 | 10.0
CAPRI | CPM2100FG | EC000032 | EF002169 | EV000139 | 10.0
CAPRI | CPM2100FG | EC000032 | EF001257 | EV000402 | 10.0
CAPRI | CPM2100FG | EC000032 | EF000139 | EV006034 | 10.0
CAPRI | CPM2100FG | EC000032 | EF000025 | oui | 10.0
CAPRI | CPM2100FG | EC000032 | EF001210 | non | 10.0
CAPRI | CPM2100FG | EC000032 | EF000084 | oui | 10.0
CAPRI | CPM2100FG | EC000032 | EF000007 | EV000270 | 10.0
CAPRI | CPM2100FG | EC000032 | EF000116 | 7035 | 10.0
CAPRI | CPM2100FG | EC000032 | EF004191 | non | 10.0
CAPRI | CPM2100FG | EC000032 | EF005728 | EV000494 | 10.0
CAPRI | CPM2100FG | EC000032 | EF008404 | EV000494 | 10.0
CAPRI | CPM2100FG | EC000032 | EF001742 | '-20 | 10.0
CAPRI | CPM2100FG | EC000032 | EF001742 | 80 | 10.0
CAPRI | CPM2100FG | EC000032 | EF024919 | non | 10.0
CAPRI | CPM2100FP-200 | EC000032 | EF001758 | EV003695 | 10.0
CAPRI | CPM2100FP-200 | EC000032 | EF007839 | 9 | 10.0
CAPRI | CPM2100FP-200 | EC000032 | EF003712 | 1.41 | 10.0
CAPRI | CPM2100FP-200 | EC000032 | EF002169 | EV000139 | 10.0
CAPRI | CPM2100FP-200 | EC000032 | EF001257 | EV000402 | 10.0
CAPRI | CPM2100FP-200 | EC000032 | EF000139 | EV006034 | 10.0
CAPRI | CPM2100FP-200 | EC000032 | EF000025 | oui | 10.0
CAPRI | CPM2100FP-200 | EC000032 | EF001210 | non | 10.0
CAPRI | CPM2100FP-200 | EC000032 | EF000084 | oui | 10.0
CAPRI | CPM2100FP-200 | EC000032 | EF000007 | EV000270 | 10.0
CAPRI | CPM2100FP-200 | EC000032 | EF000116 | 7035 | 10.0
CAPRI | CPM2100FP-200 | EC000032 | EF004191 | non | 10.0
CAPRI | CPM2100FP-200 | EC000032 | EF005728 | EV000494 | 10.0
CAPRI | CPM2100FP-200 | EC000032 | EF008404 | EV000494 | 10.0
CAPRI | CPM2100FP-200 | EC000032 | EF001742 | '-20 | 10.0
CAPRI | CPM2100FP-200 | EC000032 | EF001742 | 80 | 10.0
CAPRI | CPM2100FP-200 | EC000032 | EF024919 | non | 10.0
CAPRI | CPM2200F | EC000032 | EF001758 | EV003695 | 10.0
CAPRI | CPM2200F | EC000032 | EF007839 | 11 | 10.0
CAPRI | CPM2200F | EC000032 | EF003712 | 1.41 | 10.0
CAPRI | CPM2200F | EC000032 | EF002169 | EV000139 | 10.0
CAPRI | CPM2200F | EC000032 | EF001257 | EV000402 | 10.0
CAPRI | CPM2200F | EC000032 | EF000139 | EV006034 | 10.0
CAPRI | CPM2200F | EC000032 | EF000025 | oui | 10.0
CAPRI | CPM2200F | EC000032 | EF001210 | non | 10.0
CAPRI | CPM2200F | EC000032 | EF000084 | oui | 10.0
CAPRI | CPM2200F | EC000032 | EF000007 | EV000270 | 10.0
CAPRI | CPM2200F | EC000032 | EF000116 | 7035 | 10.0
CAPRI | CPM2200F | EC000032 | EF004191 | non | 10.0
CAPRI | CPM2200F | EC000032 | EF005728 | EV000494 | 10.0
CAPRI | CPM2200F | EC000032 | EF008404 | EV000494 | 10.0
CAPRI | CPM2200F | EC000032 | EF001742 | '-20 | 10.0
CAPRI | CPM2200F | EC000032 | EF001742 | 80 | 10.0
CAPRI | CPM2200F | EC000032 | EF024919 | non | 10.0
CAPRI | CPM2200FB | EC000032 | EF001758 | EV003695 | 10.0
CAPRI | CPM2200FB | EC000032 | EF007839 | 11 | 10.0
CAPRI | CPM2200FB | EC000032 | EF003712 | 1.41 | 10.0
CAPRI | CPM2200FB | EC000032 | EF002169 | EV000139 | 10.0
CAPRI | CPM2200FB | EC000032 | EF001257 | EV000402 | 10.0
CAPRI | CPM2200FB | EC000032 | EF000139 | EV006034 | 10.0
CAPRI | CPM2200FB | EC000032 | EF000025 | oui | 10.0
CAPRI | CPM2200FB | EC000032 | EF001210 | non | 10.0
CAPRI | CPM2200FB | EC000032 | EF000084 | oui | 10.0
CAPRI | CPM2200FB | EC000032 | EF000007 | EV000270 | 10.0
CAPRI | CPM2200FB | EC000032 | EF000116 | 7035 | 10.0
CAPRI | CPM2200FB | EC000032 | EF004191 | non | 10.0
CAPRI | CPM2200FB | EC000032 | EF005728 | EV000494 | 10.0
CAPRI | CPM2200FB | EC000032 | EF008404 | EV000494 | 10.0
CAPRI | CPM2200FB | EC000032 | EF001742 | '-20 | 10.0
CAPRI | CPM2200FB | EC000032 | EF001742 | 80 | 10.0
CAPRI | CPM2200FB | EC000032 | EF024919 | non | 10.0
CAPRI | CPM2200FE | EC000032 | EF001758 | EV003695 | 10.0
CAPRI | CPM2200FE | EC000032 | EF007839 | 11 | 10.0
CAPRI | CPM2200FE | EC000032 | EF003712 | 1.41 | 10.0
CAPRI | CPM2200FE | EC000032 | EF002169 | EV000139 | 10.0
CAPRI | CPM2200FE | EC000032 | EF001257 | EV000402 | 10.0
CAPRI | CPM2200FE | EC000032 | EF000139 | EV006034 | 10.0
CAPRI | CPM2200FE | EC000032 | EF000025 | oui | 10.0
CAPRI | CPM2200FE | EC000032 | EF001210 | non | 10.0
CAPRI | CPM2200FE | EC000032 | EF000084 | oui | 10.0
CAPRI | CPM2200FE | EC000032 | EF000007 | EV000270 | 10.0
CAPRI | CPM2200FE | EC000032 | EF000116 | 7035 | 10.0
CAPRI | CPM2200FE | EC000032 | EF004191 | non | 10.0
CAPRI | CPM2200FE | EC000032 | EF005728 | EV000494 | 10.0
CAPRI | CPM2200FE | EC000032 | EF008404 | EV000494 | 10.0
CAPRI | CPM2200FE | EC000032 | EF001742 | '-20 | 10.0
CAPRI | CPM2200FE | EC000032 | EF001742 | 80 | 10.0
CAPRI | CPM2200FE | EC000032 | EF024919 | non | 10.0
CAPRI | CPM2200FG | EC000032 | EF001758 | EV003695 | 10.0
CAPRI | CPM2200FG | EC000032 | EF007839 | 11 | 10.0
CAPRI | CPM2200FG | EC000032 | EF003712 | 1.41 | 10.0
CAPRI | CPM2200FG | EC000032 | EF002169 | EV000139 | 10.0
CAPRI | CPM2200FG | EC000032 | EF001257 | EV000402 | 10.0
CAPRI | CPM2200FG | EC000032 | EF000139 | EV006034 | 10.0
CAPRI | CPM2200FG | EC000032 | EF000025 | oui | 10.0
CAPRI | CPM2200FG | EC000032 | EF001210 | non | 10.0
CAPRI | CPM2200FG | EC000032 | EF000084 | oui | 10.0
CAPRI | CPM2200FG | EC000032 | EF000007 | EV000270 | 10.0
CAPRI | CPM2200FG | EC000032 | EF000116 | 7035 | 10.0
CAPRI | CPM2200FG | EC000032 | EF004191 | non | 10.0
CAPRI | CPM2200FG | EC000032 | EF005728 | EV000494 | 10.0
CAPRI | CPM2200FG | EC000032 | EF008404 | EV000494 | 10.0
CAPRI | CPM2200FG | EC000032 | EF001742 | '-20 | 10.0
CAPRI | CPM2200FG | EC000032 | EF001742 | 80 | 10.0
CAPRI | CPM2200FG | EC000032 | EF024919 | non | 10.0
CAPRI | CPM2200FP-200 | EC000032 | EF001758 | EV003695 | 10.0
CAPRI | CPM2200FP-200 | EC000032 | EF007839 | 11 | 10.0
CAPRI | CPM2200FP-200 | EC000032 | EF003712 | 1.41 | 10.0
CAPRI | CPM2200FP-200 | EC000032 | EF002169 | EV000139 | 10.0
CAPRI | CPM2200FP-200 | EC000032 | EF001257 | EV000402 | 10.0
CAPRI | CPM2200FP-200 | EC000032 | EF000139 | EV006034 | 10.0
CAPRI | CPM2200FP-200 | EC000032 | EF000025 | oui | 10.0
CAPRI | CPM2200FP-200 | EC000032 | EF001210 | non | 10.0
CAPRI | CPM2200FP-200 | EC000032 | EF000084 | oui | 10.0
CAPRI | CPM2200FP-200 | EC000032 | EF000007 | EV000270 | 10.0
CAPRI | CPM2200FP-200 | EC000032 | EF000116 | 7035 | 10.0
CAPRI | CPM2200FP-200 | EC000032 | EF004191 | non | 10.0
CAPRI | CPM2200FP-200 | EC000032 | EF005728 | EV000494 | 10.0
CAPRI | CPM2200FP-200 | EC000032 | EF008404 | EV000494 | 10.0
CAPRI | CPM2200FP-200 | EC000032 | EF001742 | '-20 | 10.0
CAPRI | CPM2200FP-200 | EC000032 | EF001742 | 80 | 10.0
CAPRI | CPM2200FP-200 | EC000032 | EF024919 | non | 10.0
CAPRI | CPM2300F | EC000032 | EF001758 | EV003695 | 10.0
CAPRI | CPM2300F | EC000032 | EF007839 | 13.5 | 10.0
CAPRI | CPM2300F | EC000032 | EF003712 | 1.41 | 10.0
CAPRI | CPM2300F | EC000032 | EF002169 | EV000139 | 10.0
CAPRI | CPM2300F | EC000032 | EF001257 | EV000402 | 10.0
CAPRI | CPM2300F | EC000032 | EF000139 | EV006034 | 10.0
CAPRI | CPM2300F | EC000032 | EF000025 | oui | 10.0
CAPRI | CPM2300F | EC000032 | EF001210 | non | 10.0
CAPRI | CPM2300F | EC000032 | EF000084 | oui | 10.0
CAPRI | CPM2300F | EC000032 | EF000007 | EV000270 | 10.0
CAPRI | CPM2300F | EC000032 | EF000116 | 7035 | 10.0
CAPRI | CPM2300F | EC000032 | EF004191 | non | 10.0
CAPRI | CPM2300F | EC000032 | EF005728 | EV000494 | 10.0
CAPRI | CPM2300F | EC000032 | EF008404 | EV000494 | 10.0
CAPRI | CPM2300F | EC000032 | EF001742 | '-20 | 10.0
CAPRI | CPM2300F | EC000032 | EF001742 | 80 | 10.0
CAPRI | CPM2300F | EC000032 | EF024919 | non | 10.0
CAPRI | CPM2300FB | EC000032 | EF001758 | EV003695 | 10.0
CAPRI | CPM2300FB | EC000032 | EF007839 | 13.5 | 10.0
CAPRI | CPM2300FB | EC000032 | EF003712 | 1.41 | 10.0
CAPRI | CPM2300FB | EC000032 | EF002169 | EV000139 | 10.0
CAPRI | CPM2300FB | EC000032 | EF001257 | EV000402 | 10.0
CAPRI | CPM2300FB | EC000032 | EF000139 | EV006034 | 10.0
CAPRI | CPM2300FB | EC000032 | EF000025 | oui | 10.0
CAPRI | CPM2300FB | EC000032 | EF001210 | non | 10.0
CAPRI | CPM2300FB | EC000032 | EF000084 | oui | 10.0
CAPRI | CPM2300FB | EC000032 | EF000007 | EV000270 | 10.0
CAPRI | CPM2300FB | EC000032 | EF000116 | 7035 | 10.0
CAPRI | CPM2300FB | EC000032 | EF004191 | non | 10.0
CAPRI | CPM2300FB | EC000032 | EF005728 | EV000494 | 10.0
CAPRI | CPM2300FB | EC000032 | EF008404 | EV000494 | 10.0
CAPRI | CPM2300FB | EC000032 | EF001742 | '-20 | 10.0
CAPRI | CPM2300FB | EC000032 | EF001742 | 80 | 10.0
CAPRI | CPM2300FB | EC000032 | EF024919 | non | 10.0
CAPRI | CPM2300FE | EC000032 | EF001758 | EV003695 | 10.0
CAPRI | CPM2300FE | EC000032 | EF007839 | 13.5 | 10.0
CAPRI | CPM2300FE | EC000032 | EF003712 | 1.41 | 10.0
CAPRI | CPM2300FE | EC000032 | EF002169 | EV000139 | 10.0
CAPRI | CPM2300FE | EC000032 | EF001257 | EV000402 | 10.0
CAPRI | CPM2300FE | EC000032 | EF000139 | EV006034 | 10.0
CAPRI | CPM2300FE | EC000032 | EF000025 | oui | 10.0
CAPRI | CPM2300FE | EC000032 | EF001210 | non | 10.0
CAPRI | CPM2300FE | EC000032 | EF000084 | oui | 10.0
CAPRI | CPM2300FE | EC000032 | EF000007 | EV000270 | 10.0
CAPRI | CPM2300FE | EC000032 | EF000116 | 7035 | 10.0
CAPRI | CPM2300FE | EC000032 | EF004191 | non | 10.0
CAPRI | CPM2300FE | EC000032 | EF005728 | EV000494 | 10.0
CAPRI | CPM2300FE | EC000032 | EF008404 | EV000494 | 10.0
CAPRI | CPM2300FE | EC000032 | EF001742 | '-20 | 10.0
CAPRI | CPM2300FE | EC000032 | EF001742 | 80 | 10.0
CAPRI | CPM2300FE | EC000032 | EF024919 | non | 10.0
CAPRI | CPM2300FG | EC000032 | EF001758 | EV003695 | 10.0
CAPRI | CPM2300FG | EC000032 | EF007839 | 13.5 | 10.0
CAPRI | CPM2300FG | EC000032 | EF003712 | 1.41 | 10.0
CAPRI | CPM2300FG | EC000032 | EF002169 | EV000139 | 10.0
CAPRI | CPM2300FG | EC000032 | EF001257 | EV000402 | 10.0
CAPRI | CPM2300FG | EC000032 | EF000139 | EV006034 | 10.0
CAPRI | CPM2300FG | EC000032 | EF000025 | oui | 10.0
CAPRI | CPM2300FG | EC000032 | EF001210 | non | 10.0
CAPRI | CPM2300FG | EC000032 | EF000084 | oui | 10.0
CAPRI | CPM2300FG | EC000032 | EF000007 | EV000270 | 10.0
CAPRI | CPM2300FG | EC000032 | EF000116 | 7035 | 10.0
CAPRI | CPM2300FG | EC000032 | EF004191 | non | 10.0
CAPRI | CPM2300FG | EC000032 | EF005728 | EV000494 | 10.0
CAPRI | CPM2300FG | EC000032 | EF008404 | EV000494 | 10.0
CAPRI | CPM2300FG | EC000032 | EF001742 | '-20 | 10.0
CAPRI | CPM2300FG | EC000032 | EF001742 | 80 | 10.0
CAPRI | CPM2300FG | EC000032 | EF024919 | non | 10.0
CAPRI | CPM2300FP-200 | EC000032 | EF001758 | EV003695 | 10.0
CAPRI | CPM2300FP-200 | EC000032 | EF007839 | 13.5 | 10.0
CAPRI | CPM2300FP-200 | EC000032 | EF003712 | 1.41 | 10.0
CAPRI | CPM2300FP-200 | EC000032 | EF002169 | EV000139 | 10.0
CAPRI | CPM2300FP-200 | EC000032 | EF001257 | EV000402 | 10.0
CAPRI | CPM2300FP-200 | EC000032 | EF000139 | EV006034 | 10.0
CAPRI | CPM2300FP-200 | EC000032 | EF000025 | oui | 10.0
CAPRI | CPM2300FP-200 | EC000032 | EF001210 | non | 10.0
CAPRI | CPM2300FP-200 | EC000032 | EF000084 | oui | 10.0
CAPRI | CPM2300FP-200 | EC000032 | EF000007 | EV000270 | 10.0
CAPRI | CPM2300FP-200 | EC000032 | EF000116 | 7035 | 10.0
CAPRI | CPM2300FP-200 | EC000032 | EF004191 | non | 10.0
CAPRI | CPM2300FP-200 | EC000032 | EF005728 | EV000494 | 10.0
CAPRI | CPM2300FP-200 | EC000032 | EF008404 | EV000494 | 10.0
CAPRI | CPM2300FP-200 | EC000032 | EF001742 | '-20 | 10.0
CAPRI | CPM2300FP-200 | EC000032 | EF001742 | 80 | 10.0
CAPRI | CPM2300FP-200 | EC000032 | EF024919 | non | 10.0
CAPRI | CPM2400F | EC000032 | EF001758 | EV003695 | 10.0
CAPRI | CPM2400F | EC000032 | EF007839 | 16 | 10.0
CAPRI | CPM2400F | EC000032 | EF003712 | 1.41 | 10.0
CAPRI | CPM2400F | EC000032 | EF002169 | EV000139 | 10.0
CAPRI | CPM2400F | EC000032 | EF001257 | EV000402 | 10.0
CAPRI | CPM2400F | EC000032 | EF000139 | EV006034 | 10.0
CAPRI | CPM2400F | EC000032 | EF000025 | oui | 10.0
CAPRI | CPM2400F | EC000032 | EF001210 | non | 10.0
CAPRI | CPM2400F | EC000032 | EF000084 | oui | 10.0
CAPRI | CPM2400F | EC000032 | EF000007 | EV000270 | 10.0
CAPRI | CPM2400F | EC000032 | EF000116 | 7035 | 10.0
CAPRI | CPM2400F | EC000032 | EF004191 | non | 10.0
CAPRI | CPM2400F | EC000032 | EF005728 | EV000494 | 10.0
CAPRI | CPM2400F | EC000032 | EF008404 | EV000494 | 10.0
CAPRI | CPM2400F | EC000032 | EF001742 | '-20 | 10.0
CAPRI | CPM2400F | EC000032 | EF001742 | 80 | 10.0
CAPRI | CPM2400F | EC000032 | EF024919 | non | 10.0
CAPRI | CPM2400FB | EC000032 | EF001758 | EV003695 | 10.0
CAPRI | CPM2400FB | EC000032 | EF007839 | 16 | 10.0
CAPRI | CPM2400FB | EC000032 | EF003712 | 1.41 | 10.0
CAPRI | CPM2400FB | EC000032 | EF002169 | EV000139 | 10.0
CAPRI | CPM2400FB | EC000032 | EF001257 | EV000402 | 10.0
CAPRI | CPM2400FB | EC000032 | EF000139 | EV006034 | 10.0
CAPRI | CPM2400FB | EC000032 | EF000025 | oui | 10.0
CAPRI | CPM2400FB | EC000032 | EF001210 | non | 10.0
CAPRI | CPM2400FB | EC000032 | EF000084 | oui | 10.0
CAPRI | CPM2400FB | EC000032 | EF000007 | EV000270 | 10.0
CAPRI | CPM2400FB | EC000032 | EF000116 | 7035 | 10.0
CAPRI | CPM2400FB | EC000032 | EF004191 | non | 10.0
CAPRI | CPM2400FB | EC000032 | EF005728 | EV000494 | 10.0
CAPRI | CPM2400FB | EC000032 | EF008404 | EV000494 | 10.0
CAPRI | CPM2400FB | EC000032 | EF001742 | '-20 | 10.0
CAPRI | CPM2400FB | EC000032 | EF001742 | 80 | 10.0
CAPRI | CPM2400FB | EC000032 | EF024919 | non | 10.0
CAPRI | CPM2400FE | EC000032 | EF001758 | EV003695 | 10.0
CAPRI | CPM2400FE | EC000032 | EF007839 | 16 | 10.0
CAPRI | CPM2400FE | EC000032 | EF003712 | 1.41 | 10.0
CAPRI | CPM2400FE | EC000032 | EF002169 | EV000139 | 10.0
CAPRI | CPM2400FE | EC000032 | EF001257 | EV000402 | 10.0
CAPRI | CPM2400FE | EC000032 | EF000139 | EV006034 | 10.0
CAPRI | CPM2400FE | EC000032 | EF000025 | oui | 10.0
CAPRI | CPM2400FE | EC000032 | EF001210 | non | 10.0
CAPRI | CPM2400FE | EC000032 | EF000084 | oui | 10.0
CAPRI | CPM2400FE | EC000032 | EF000007 | EV000270 | 10.0
CAPRI | CPM2400FE | EC000032 | EF000116 | 7035 | 10.0
CAPRI | CPM2400FE | EC000032 | EF004191 | non | 10.0
CAPRI | CPM2400FE | EC000032 | EF005728 | EV000494 | 10.0
CAPRI | CPM2400FE | EC000032 | EF008404 | EV000494 | 10.0
CAPRI | CPM2400FE | EC000032 | EF001742 | '-20 | 10.0
CAPRI | CPM2400FE | EC000032 | EF001742 | 80 | 10.0
CAPRI | CPM2400FE | EC000032 | EF024919 | non | 10.0
CAPRI | CPM2400FG | EC000032 | EF001758 | EV003695 | 10.0
CAPRI | CPM2400FG | EC000032 | EF007839 | 16 | 10.0
CAPRI | CPM2400FG | EC000032 | EF003712 | 1.41 | 10.0
CAPRI | CPM2400FG | EC000032 | EF002169 | EV000139 | 10.0
CAPRI | CPM2400FG | EC000032 | EF001257 | EV000402 | 10.0
CAPRI | CPM2400FG | EC000032 | EF000139 | EV006034 | 10.0
CAPRI | CPM2400FG | EC000032 | EF000025 | oui | 10.0
CAPRI | CPM2400FG | EC000032 | EF001210 | non | 10.0
CAPRI | CPM2400FG | EC000032 | EF000084 | oui | 10.0
CAPRI | CPM2400FG | EC000032 | EF000007 | EV000270 | 10.0
CAPRI | CPM2400FG | EC000032 | EF000116 | 7035 | 10.0
CAPRI | CPM2400FG | EC000032 | EF004191 | non | 10.0
CAPRI | CPM2400FG | EC000032 | EF005728 | EV000494 | 10.0
CAPRI | CPM2400FG | EC000032 | EF008404 | EV000494 | 10.0
CAPRI | CPM2400FG | EC000032 | EF001742 | '-20 | 10.0
CAPRI | CPM2400FG | EC000032 | EF001742 | 80 | 10.0
CAPRI | CPM2400FG | EC000032 | EF024919 | non | 10.0
CAPRI | CPM2400FP-200 | EC000032 | EF001758 | EV003695 | 10.0
CAPRI | CPM2400FP-200 | EC000032 | EF007839 | 16 | 10.0
CAPRI | CPM2400FP-200 | EC000032 | EF003712 | 1.41 | 10.0
CAPRI | CPM2400FP-200 | EC000032 | EF002169 | EV000139 | 10.0
CAPRI | CPM2400FP-200 | EC000032 | EF001257 | EV000402 | 10.0
CAPRI | CPM2400FP-200 | EC000032 | EF000139 | EV006034 | 10.0
CAPRI | CPM2400FP-200 | EC000032 | EF000025 | oui | 10.0
CAPRI | CPM2400FP-200 | EC000032 | EF001210 | non | 10.0
CAPRI | CPM2400FP-200 | EC000032 | EF000084 | oui | 10.0
CAPRI | CPM2400FP-200 | EC000032 | EF000007 | EV000270 | 10.0
CAPRI | CPM2400FP-200 | EC000032 | EF000116 | 7035 | 10.0
CAPRI | CPM2400FP-200 | EC000032 | EF004191 | non | 10.0
CAPRI | CPM2400FP-200 | EC000032 | EF005728 | EV000494 | 10.0
CAPRI | CPM2400FP-200 | EC000032 | EF008404 | EV000494 | 10.0
CAPRI | CPM2400FP-200 | EC000032 | EF001742 | '-20 | 10.0
CAPRI | CPM2400FP-200 | EC000032 | EF001742 | 80 | 10.0
CAPRI | CPM2400FP-200 | EC000032 | EF024919 | non | 10.0
CAPRI | CPM2500F | EC000032 | EF001758 | EV003695 | 10.0
CAPRI | CPM2500F | EC000032 | EF007839 | 21 | 10.0
CAPRI | CPM2500F | EC000032 | EF003712 | 1.587 | 10.0
CAPRI | CPM2500F | EC000032 | EF002169 | EV000139 | 10.0
CAPRI | CPM2500F | EC000032 | EF001257 | EV000402 | 10.0
CAPRI | CPM2500F | EC000032 | EF000139 | EV006034 | 10.0
CAPRI | CPM2500F | EC000032 | EF000025 | oui | 10.0
CAPRI | CPM2500F | EC000032 | EF001210 | non | 10.0
CAPRI | CPM2500F | EC000032 | EF000084 | oui | 10.0
CAPRI | CPM2500F | EC000032 | EF000007 | EV000270 | 10.0
CAPRI | CPM2500F | EC000032 | EF000116 | 7035 | 10.0
CAPRI | CPM2500F | EC000032 | EF004191 | non | 10.0
CAPRI | CPM2500F | EC000032 | EF005728 | EV000494 | 10.0
CAPRI | CPM2500F | EC000032 | EF008404 | EV000494 | 10.0
CAPRI | CPM2500F | EC000032 | EF001742 | '-20 | 10.0
CAPRI | CPM2500F | EC000032 | EF001742 | 80 | 10.0
CAPRI | CPM2500F | EC000032 | EF024919 | non | 10.0
CAPRI | CPM2500FB | EC000032 | EF001758 | EV003695 | 10.0
CAPRI | CPM2500FB | EC000032 | EF007839 | 21 | 10.0
CAPRI | CPM2500FB | EC000032 | EF003712 | 1.587 | 10.0
CAPRI | CPM2500FB | EC000032 | EF002169 | EV000139 | 10.0
CAPRI | CPM2500FB | EC000032 | EF001257 | EV000402 | 10.0
CAPRI | CPM2500FB | EC000032 | EF000139 | EV006034 | 10.0
CAPRI | CPM2500FB | EC000032 | EF000025 | oui | 10.0
CAPRI | CPM2500FB | EC000032 | EF001210 | non | 10.0
CAPRI | CPM2500FB | EC000032 | EF000084 | oui | 10.0
CAPRI | CPM2500FB | EC000032 | EF000007 | EV000270 | 10.0
CAPRI | CPM2500FB | EC000032 | EF000116 | 7035 | 10.0
CAPRI | CPM2500FB | EC000032 | EF004191 | non | 10.0
CAPRI | CPM2500FB | EC000032 | EF005728 | EV000494 | 10.0
CAPRI | CPM2500FB | EC000032 | EF008404 | EV000494 | 10.0
CAPRI | CPM2500FB | EC000032 | EF001742 | '-20 | 10.0
CAPRI | CPM2500FB | EC000032 | EF001742 | 80 | 10.0
CAPRI | CPM2500FB | EC000032 | EF024919 | non | 10.0
CAPRI | CPM2500FE | EC000032 | EF001758 | EV003695 | 10.0
CAPRI | CPM2500FE | EC000032 | EF007839 | 21 | 10.0
CAPRI | CPM2500FE | EC000032 | EF003712 | 1.587 | 10.0
CAPRI | CPM2500FE | EC000032 | EF002169 | EV000139 | 10.0
CAPRI | CPM2500FE | EC000032 | EF001257 | EV000402 | 10.0
CAPRI | CPM2500FE | EC000032 | EF000139 | EV006034 | 10.0
CAPRI | CPM2500FE | EC000032 | EF000025 | oui | 10.0
CAPRI | CPM2500FE | EC000032 | EF001210 | non | 10.0
CAPRI | CPM2500FE | EC000032 | EF000084 | oui | 10.0
CAPRI | CPM2500FE | EC000032 | EF000007 | EV000270 | 10.0
CAPRI | CPM2500FE | EC000032 | EF000116 | 7035 | 10.0
CAPRI | CPM2500FE | EC000032 | EF004191 | non | 10.0
CAPRI | CPM2500FE | EC000032 | EF005728 | EV000494 | 10.0
CAPRI | CPM2500FE | EC000032 | EF008404 | EV000494 | 10.0
CAPRI | CPM2500FE | EC000032 | EF001742 | '-20 | 10.0
CAPRI | CPM2500FE | EC000032 | EF001742 | 80 | 10.0
CAPRI | CPM2500FE | EC000032 | EF024919 | non | 10.0
CAPRI | CPM2500FG | EC000032 | EF001758 | EV003695 | 10.0
CAPRI | CPM2500FG | EC000032 | EF007839 | 21 | 10.0
CAPRI | CPM2500FG | EC000032 | EF003712 | 1.587 | 10.0
CAPRI | CPM2500FG | EC000032 | EF002169 | EV000139 | 10.0
CAPRI | CPM2500FG | EC000032 | EF001257 | EV000402 | 10.0
CAPRI | CPM2500FG | EC000032 | EF000139 | EV006034 | 10.0
CAPRI | CPM2500FG | EC000032 | EF000025 | oui | 10.0
CAPRI | CPM2500FG | EC000032 | EF001210 | non | 10.0
CAPRI | CPM2500FG | EC000032 | EF000084 | oui | 10.0
CAPRI | CPM2500FG | EC000032 | EF000007 | EV000270 | 10.0
CAPRI | CPM2500FG | EC000032 | EF000116 | 7035 | 10.0
CAPRI | CPM2500FG | EC000032 | EF004191 | non | 10.0
CAPRI | CPM2500FG | EC000032 | EF005728 | EV000494 | 10.0
CAPRI | CPM2500FG | EC000032 | EF008404 | EV000494 | 10.0
CAPRI | CPM2500FG | EC000032 | EF001742 | '-20 | 10.0
CAPRI | CPM2500FG | EC000032 | EF001742 | 80 | 10.0
CAPRI | CPM2500FG | EC000032 | EF024919 | non | 10.0
CAPRI | CPM2500FP-200 | EC000032 | EF001758 | EV003695 | 10.0
CAPRI | CPM2500FP-200 | EC000032 | EF007839 | 21 | 10.0
CAPRI | CPM2500FP-200 | EC000032 | EF003712 | 1.587 | 10.0
CAPRI | CPM2500FP-200 | EC000032 | EF002169 | EV000139 | 10.0
CAPRI | CPM2500FP-200 | EC000032 | EF001257 | EV000402 | 10.0
CAPRI | CPM2500FP-200 | EC000032 | EF000139 | EV006034 | 10.0
CAPRI | CPM2500FP-200 | EC000032 | EF000025 | oui | 10.0
CAPRI | CPM2500FP-200 | EC000032 | EF001210 | non | 10.0
CAPRI | CPM2500FP-200 | EC000032 | EF000084 | oui | 10.0
CAPRI | CPM2500FP-200 | EC000032 | EF000007 | EV000270 | 10.0
CAPRI | CPM2500FP-200 | EC000032 | EF000116 | 7035 | 10.0
CAPRI | CPM2500FP-200 | EC000032 | EF004191 | non | 10.0
CAPRI | CPM2500FP-200 | EC000032 | EF005728 | EV000494 | 10.0
CAPRI | CPM2500FP-200 | EC000032 | EF008404 | EV000494 | 10.0
CAPRI | CPM2500FP-200 | EC000032 | EF001742 | '-20 | 10.0
CAPRI | CPM2500FP-200 | EC000032 | EF001742 | 80 | 10.0
CAPRI | CPM2500FP-200 | EC000032 | EF024919 | non | 10.0
CAPRI | CPM2600F | EC000032 | EF001758 | EV003695 | 10.0
CAPRI | CPM2600F | EC000032 | EF007839 | 29 | 10.0
CAPRI | CPM2600F | EC000032 | EF003712 | 1.587 | 10.0
CAPRI | CPM2600F | EC000032 | EF002169 | EV000139 | 10.0
CAPRI | CPM2600F | EC000032 | EF001257 | EV000402 | 10.0
CAPRI | CPM2600F | EC000032 | EF000139 | EV006034 | 10.0
CAPRI | CPM2600F | EC000032 | EF000025 | oui | 10.0
CAPRI | CPM2600F | EC000032 | EF001210 | non | 10.0
CAPRI | CPM2600F | EC000032 | EF000084 | oui | 10.0
CAPRI | CPM2600F | EC000032 | EF000007 | EV000270 | 10.0
CAPRI | CPM2600F | EC000032 | EF000116 | 7035 | 10.0
CAPRI | CPM2600F | EC000032 | EF004191 | non | 10.0
CAPRI | CPM2600F | EC000032 | EF005728 | EV000494 | 10.0
CAPRI | CPM2600F | EC000032 | EF008404 | EV000494 | 10.0
CAPRI | CPM2600F | EC000032 | EF001742 | '-20 | 10.0
CAPRI | CPM2600F | EC000032 | EF001742 | 80 | 10.0
CAPRI | CPM2600F | EC000032 | EF024919 | non | 10.0
CAPRI | CPM2600FB | EC000032 | EF001758 | EV003695 | 10.0
CAPRI | CPM2600FB | EC000032 | EF007839 | 29 | 10.0
CAPRI | CPM2600FB | EC000032 | EF003712 | 1.587 | 10.0
CAPRI | CPM2600FB | EC000032 | EF002169 | EV000139 | 10.0
CAPRI | CPM2600FB | EC000032 | EF001257 | EV000402 | 10.0
CAPRI | CPM2600FB | EC000032 | EF000139 | EV006034 | 10.0
CAPRI | CPM2600FB | EC000032 | EF000025 | oui | 10.0
CAPRI | CPM2600FB | EC000032 | EF001210 | non | 10.0
CAPRI | CPM2600FB | EC000032 | EF000084 | oui | 10.0
CAPRI | CPM2600FB | EC000032 | EF000007 | EV000270 | 10.0
CAPRI | CPM2600FB | EC000032 | EF000116 | 7035 | 10.0
CAPRI | CPM2600FB | EC000032 | EF004191 | non | 10.0
CAPRI | CPM2600FB | EC000032 | EF005728 | EV000494 | 10.0
CAPRI | CPM2600FB | EC000032 | EF008404 | EV000494 | 10.0
CAPRI | CPM2600FB | EC000032 | EF001742 | '-20 | 10.0
CAPRI | CPM2600FB | EC000032 | EF001742 | 80 | 10.0
CAPRI | CPM2600FB | EC000032 | EF024919 | non | 10.0
CAPRI | CPM2600FE | EC000032 | EF001758 | EV003695 | 10.0
CAPRI | CPM2600FE | EC000032 | EF007839 | 29 | 10.0
CAPRI | CPM2600FE | EC000032 | EF003712 | 1.587 | 10.0
CAPRI | CPM2600FE | EC000032 | EF002169 | EV000139 | 10.0
CAPRI | CPM2600FE | EC000032 | EF001257 | EV000402 | 10.0
CAPRI | CPM2600FE | EC000032 | EF000139 | EV006034 | 10.0
CAPRI | CPM2600FE | EC000032 | EF000025 | oui | 10.0
CAPRI | CPM2600FE | EC000032 | EF001210 | non | 10.0
CAPRI | CPM2600FE | EC000032 | EF000084 | oui | 10.0
CAPRI | CPM2600FE | EC000032 | EF000007 | EV000270 | 10.0
CAPRI | CPM2600FE | EC000032 | EF000116 | 7035 | 10.0
CAPRI | CPM2600FE | EC000032 | EF004191 | non | 10.0
CAPRI | CPM2600FE | EC000032 | EF005728 | EV000494 | 10.0
CAPRI | CPM2600FE | EC000032 | EF008404 | EV000494 | 10.0
CAPRI | CPM2600FE | EC000032 | EF001742 | '-20 | 10.0
CAPRI | CPM2600FE | EC000032 | EF001742 | 80 | 10.0
CAPRI | CPM2600FE | EC000032 | EF024919 | non | 10.0
CAPRI | CPM2600FG | EC000032 | EF001758 | EV003695 | 10.0
CAPRI | CPM2600FG | EC000032 | EF007839 | 29 | 10.0
CAPRI | CPM2600FG | EC000032 | EF003712 | 1.587 | 10.0
CAPRI | CPM2600FG | EC000032 | EF002169 | EV000139 | 10.0
CAPRI | CPM2600FG | EC000032 | EF001257 | EV000402 | 10.0
CAPRI | CPM2600FG | EC000032 | EF000139 | EV006034 | 10.0
CAPRI | CPM2600FG | EC000032 | EF000025 | oui | 10.0
CAPRI | CPM2600FG | EC000032 | EF001210 | non | 10.0
CAPRI | CPM2600FG | EC000032 | EF000084 | oui | 10.0
CAPRI | CPM2600FG | EC000032 | EF000007 | EV000270 | 10.0
CAPRI | CPM2600FG | EC000032 | EF000116 | 7035 | 10.0
CAPRI | CPM2600FG | EC000032 | EF004191 | non | 10.0
CAPRI | CPM2600FG | EC000032 | EF005728 | EV000494 | 10.0
CAPRI | CPM2600FG | EC000032 | EF008404 | EV000494 | 10.0
CAPRI | CPM2600FG | EC000032 | EF001742 | '-20 | 10.0
CAPRI | CPM2600FG | EC000032 | EF001742 | 80 | 10.0
CAPRI | CPM2600FG | EC000032 | EF024919 | non | 10.0
CAPRI | CPM2600FP-100 | EC000032 | EF001758 | EV003695 | 10.0
CAPRI | CPM2600FP-100 | EC000032 | EF007839 | 29 | 10.0
CAPRI | CPM2600FP-100 | EC000032 | EF003712 | 1.587 | 10.0
CAPRI | CPM2600FP-100 | EC000032 | EF002169 | EV000139 | 10.0
CAPRI | CPM2600FP-100 | EC000032 | EF001257 | EV000402 | 10.0
CAPRI | CPM2600FP-100 | EC000032 | EF000139 | EV006034 | 10.0
CAPRI | CPM2600FP-100 | EC000032 | EF000025 | oui | 10.0
CAPRI | CPM2600FP-100 | EC000032 | EF001210 | non | 10.0
CAPRI | CPM2600FP-100 | EC000032 | EF000084 | oui | 10.0
CAPRI | CPM2600FP-100 | EC000032 | EF000007 | EV000270 | 10.0
CAPRI | CPM2600FP-100 | EC000032 | EF000116 | 7035 | 10.0
CAPRI | CPM2600FP-100 | EC000032 | EF004191 | non | 10.0
CAPRI | CPM2600FP-100 | EC000032 | EF005728 | EV000494 | 10.0
CAPRI | CPM2600FP-100 | EC000032 | EF008404 | EV000494 | 10.0
CAPRI | CPM2600FP-100 | EC000032 | EF001742 | '-20 | 10.0
CAPRI | CPM2600FP-100 | EC000032 | EF001742 | 80 | 10.0
CAPRI | CPM2600FP-100 | EC000032 | EF024919 | non | 10.0
CAPRI | CPM2700F | EC000032 | EF001758 | EV003695 | 10.0
CAPRI | CPM2700F | EC000032 | EF007839 | 36 | 10.0
CAPRI | CPM2700F | EC000032 | EF003712 | 1.587 | 10.0
CAPRI | CPM2700F | EC000032 | EF002169 | EV000139 | 10.0
CAPRI | CPM2700F | EC000032 | EF001257 | EV000402 | 10.0
CAPRI | CPM2700F | EC000032 | EF000139 | EV006034 | 10.0
CAPRI | CPM2700F | EC000032 | EF000025 | oui | 10.0
CAPRI | CPM2700F | EC000032 | EF001210 | non | 10.0
CAPRI | CPM2700F | EC000032 | EF000084 | oui | 10.0
CAPRI | CPM2700F | EC000032 | EF000007 | EV000270 | 10.0
CAPRI | CPM2700F | EC000032 | EF000116 | 7035 | 10.0
CAPRI | CPM2700F | EC000032 | EF004191 | non | 10.0
CAPRI | CPM2700F | EC000032 | EF005728 | EV000494 | 10.0
CAPRI | CPM2700F | EC000032 | EF008404 | EV000494 | 10.0
CAPRI | CPM2700F | EC000032 | EF001742 | '-20 | 10.0
CAPRI | CPM2700F | EC000032 | EF001742 | 80 | 10.0
CAPRI | CPM2700F | EC000032 | EF024919 | non | 10.0
CAPRI | CPM2700FB | EC000032 | EF001758 | EV003695 | 10.0
CAPRI | CPM2700FB | EC000032 | EF007839 | 36 | 10.0
CAPRI | CPM2700FB | EC000032 | EF003712 | 1.587 | 10.0
CAPRI | CPM2700FB | EC000032 | EF002169 | EV000139 | 10.0
CAPRI | CPM2700FB | EC000032 | EF001257 | EV000402 | 10.0
CAPRI | CPM2700FB | EC000032 | EF000139 | EV006034 | 10.0
CAPRI | CPM2700FB | EC000032 | EF000025 | oui | 10.0
CAPRI | CPM2700FB | EC000032 | EF001210 | non | 10.0
CAPRI | CPM2700FB | EC000032 | EF000084 | oui | 10.0
CAPRI | CPM2700FB | EC000032 | EF000007 | EV000270 | 10.0
CAPRI | CPM2700FB | EC000032 | EF000116 | 7035 | 10.0
CAPRI | CPM2700FB | EC000032 | EF004191 | non | 10.0
CAPRI | CPM2700FB | EC000032 | EF005728 | EV000494 | 10.0
CAPRI | CPM2700FB | EC000032 | EF008404 | EV000494 | 10.0
CAPRI | CPM2700FB | EC000032 | EF001742 | '-20 | 10.0
CAPRI | CPM2700FB | EC000032 | EF001742 | 80 | 10.0
CAPRI | CPM2700FB | EC000032 | EF024919 | non | 10.0
CAPRI | CPM2700FE | EC000032 | EF001758 | EV003695 | 10.0
CAPRI | CPM2700FE | EC000032 | EF007839 | 36 | 10.0
CAPRI | CPM2700FE | EC000032 | EF003712 | 1.587 | 10.0
CAPRI | CPM2700FE | EC000032 | EF002169 | EV000139 | 10.0
CAPRI | CPM2700FE | EC000032 | EF001257 | EV000402 | 10.0
CAPRI | CPM2700FE | EC000032 | EF000139 | EV006034 | 10.0
CAPRI | CPM2700FE | EC000032 | EF000025 | oui | 10.0
CAPRI | CPM2700FE | EC000032 | EF001210 | non | 10.0
CAPRI | CPM2700FE | EC000032 | EF000084 | oui | 10.0
CAPRI | CPM2700FE | EC000032 | EF000007 | EV000270 | 10.0
CAPRI | CPM2700FE | EC000032 | EF000116 | 7035 | 10.0
CAPRI | CPM2700FE | EC000032 | EF004191 | non | 10.0
CAPRI | CPM2700FE | EC000032 | EF005728 | EV000494 | 10.0
CAPRI | CPM2700FE | EC000032 | EF008404 | EV000494 | 10.0
CAPRI | CPM2700FE | EC000032 | EF001742 | '-20 | 10.0
CAPRI | CPM2700FE | EC000032 | EF001742 | 80 | 10.0
CAPRI | CPM2700FE | EC000032 | EF024919 | non | 10.0
CAPRI | CPM2700FG | EC000032 | EF001758 | EV003695 | 10.0
CAPRI | CPM2700FG | EC000032 | EF007839 | 36 | 10.0
CAPRI | CPM2700FG | EC000032 | EF003712 | 1.587 | 10.0
CAPRI | CPM2700FG | EC000032 | EF002169 | EV000139 | 10.0
CAPRI | CPM2700FG | EC000032 | EF001257 | EV000402 | 10.0
CAPRI | CPM2700FG | EC000032 | EF000139 | EV006034 | 10.0
CAPRI | CPM2700FG | EC000032 | EF000025 | oui | 10.0
CAPRI | CPM2700FG | EC000032 | EF001210 | non | 10.0
CAPRI | CPM2700FG | EC000032 | EF000084 | oui | 10.0
CAPRI | CPM2700FG | EC000032 | EF000007 | EV000270 | 10.0
CAPRI | CPM2700FG | EC000032 | EF000116 | 7035 | 10.0
CAPRI | CPM2700FG | EC000032 | EF004191 | non | 10.0
CAPRI | CPM2700FG | EC000032 | EF005728 | EV000494 | 10.0
CAPRI | CPM2700FG | EC000032 | EF008404 | EV000494 | 10.0
CAPRI | CPM2700FG | EC000032 | EF001742 | '-20 | 10.0
CAPRI | CPM2700FG | EC000032 | EF001742 | 80 | 10.0
CAPRI | CPM2700FG | EC000032 | EF024919 | non | 10.0
CAPRI | CPM2700FP-50 | EC000032 | EF001758 | EV003695 | 10.0
CAPRI | CPM2700FP-50 | EC000032 | EF007839 | 36 | 10.0
CAPRI | CPM2700FP-50 | EC000032 | EF003712 | 1.587 | 10.0
CAPRI | CPM2700FP-50 | EC000032 | EF002169 | EV000139 | 10.0
CAPRI | CPM2700FP-50 | EC000032 | EF001257 | EV000402 | 10.0
CAPRI | CPM2700FP-50 | EC000032 | EF000139 | EV006034 | 10.0
CAPRI | CPM2700FP-50 | EC000032 | EF000025 | oui | 10.0
CAPRI | CPM2700FP-50 | EC000032 | EF001210 | non | 10.0
CAPRI | CPM2700FP-50 | EC000032 | EF000084 | oui | 10.0
CAPRI | CPM2700FP-50 | EC000032 | EF000007 | EV000270 | 10.0
CAPRI | CPM2700FP-50 | EC000032 | EF000116 | 7035 | 10.0
CAPRI | CPM2700FP-50 | EC000032 | EF004191 | non | 10.0
CAPRI | CPM2700FP-50 | EC000032 | EF005728 | EV000494 | 10.0
CAPRI | CPM2700FP-50 | EC000032 | EF008404 | EV000494 | 10.0
CAPRI | CPM2700FP-50 | EC000032 | EF001742 | '-20 | 10.0
CAPRI | CPM2700FP-50 | EC000032 | EF001742 | 80 | 10.0
CAPRI | CPM2700FP-50 | EC000032 | EF024919 | non | 10.0
CAPRI | CPM2800F | EC000032 | EF001758 | EV003695 | 10.0
CAPRI | CPM2800F | EC000032 | EF007839 | 42 | 10.0
CAPRI | CPM2800F | EC000032 | EF003712 | 1.587 | 10.0
CAPRI | CPM2800F | EC000032 | EF002169 | EV000139 | 10.0
CAPRI | CPM2800F | EC000032 | EF001257 | EV000402 | 10.0
CAPRI | CPM2800F | EC000032 | EF000139 | EV006034 | 10.0
CAPRI | CPM2800F | EC000032 | EF000025 | oui | 10.0
CAPRI | CPM2800F | EC000032 | EF001210 | non | 10.0
CAPRI | CPM2800F | EC000032 | EF000084 | oui | 10.0
CAPRI | CPM2800F | EC000032 | EF000007 | EV000270 | 10.0
CAPRI | CPM2800F | EC000032 | EF000116 | 7035 | 10.0
CAPRI | CPM2800F | EC000032 | EF004191 | non | 10.0
CAPRI | CPM2800F | EC000032 | EF005728 | EV000494 | 10.0
CAPRI | CPM2800F | EC000032 | EF008404 | EV000494 | 10.0
CAPRI | CPM2800F | EC000032 | EF001742 | '-20 | 10.0
CAPRI | CPM2800F | EC000032 | EF001742 | 80 | 10.0
CAPRI | CPM2800F | EC000032 | EF024919 | non | 10.0
CAPRI | CPM2800FB | EC000032 | EF001758 | EV003695 | 10.0
CAPRI | CPM2800FB | EC000032 | EF007839 | 42 | 10.0
CAPRI | CPM2800FB | EC000032 | EF003712 | 1.587 | 10.0
CAPRI | CPM2800FB | EC000032 | EF002169 | EV000139 | 10.0
CAPRI | CPM2800FB | EC000032 | EF001257 | EV000402 | 10.0
CAPRI | CPM2800FB | EC000032 | EF000139 | EV006034 | 10.0
CAPRI | CPM2800FB | EC000032 | EF000025 | oui | 10.0
CAPRI | CPM2800FB | EC000032 | EF001210 | non | 10.0
CAPRI | CPM2800FB | EC000032 | EF000084 | oui | 10.0
CAPRI | CPM2800FB | EC000032 | EF000007 | EV000270 | 10.0
CAPRI | CPM2800FB | EC000032 | EF000116 | 7035 | 10.0
CAPRI | CPM2800FB | EC000032 | EF004191 | non | 10.0
CAPRI | CPM2800FB | EC000032 | EF005728 | EV000494 | 10.0
CAPRI | CPM2800FB | EC000032 | EF008404 | EV000494 | 10.0
CAPRI | CPM2800FB | EC000032 | EF001742 | '-20 | 10.0
CAPRI | CPM2800FB | EC000032 | EF001742 | 80 | 10.0
CAPRI | CPM2800FB | EC000032 | EF024919 | non | 10.0
CAPRI | CPM2800FE | EC000032 | EF001758 | EV003695 | 10.0
CAPRI | CPM2800FE | EC000032 | EF007839 | 42 | 10.0
CAPRI | CPM2800FE | EC000032 | EF003712 | 1.587 | 10.0
CAPRI | CPM2800FE | EC000032 | EF002169 | EV000139 | 10.0
CAPRI | CPM2800FE | EC000032 | EF001257 | EV000402 | 10.0
CAPRI | CPM2800FE | EC000032 | EF000139 | EV006034 | 10.0
CAPRI | CPM2800FE | EC000032 | EF000025 | oui | 10.0
CAPRI | CPM2800FE | EC000032 | EF001210 | non | 10.0
CAPRI | CPM2800FE | EC000032 | EF000084 | oui | 10.0
CAPRI | CPM2800FE | EC000032 | EF000007 | EV000270 | 10.0
CAPRI | CPM2800FE | EC000032 | EF000116 | 7035 | 10.0
CAPRI | CPM2800FE | EC000032 | EF004191 | non | 10.0
CAPRI | CPM2800FE | EC000032 | EF005728 | EV000494 | 10.0
CAPRI | CPM2800FE | EC000032 | EF008404 | EV000494 | 10.0
CAPRI | CPM2800FE | EC000032 | EF001742 | '-20 | 10.0
CAPRI | CPM2800FE | EC000032 | EF001742 | 80 | 10.0
CAPRI | CPM2800FE | EC000032 | EF024919 | non | 10.0
CAPRI | CPM2800FG | EC000032 | EF001758 | EV003695 | 10.0
CAPRI | CPM2800FG | EC000032 | EF007839 | 42 | 10.0
CAPRI | CPM2800FG | EC000032 | EF003712 | 1.587 | 10.0
CAPRI | CPM2800FG | EC000032 | EF002169 | EV000139 | 10.0
CAPRI | CPM2800FG | EC000032 | EF001257 | EV000402 | 10.0
CAPRI | CPM2800FG | EC000032 | EF000139 | EV006034 | 10.0
CAPRI | CPM2800FG | EC000032 | EF000025 | oui | 10.0
CAPRI | CPM2800FG | EC000032 | EF001210 | non | 10.0
CAPRI | CPM2800FG | EC000032 | EF000084 | oui | 10.0
CAPRI | CPM2800FG | EC000032 | EF000007 | EV000270 | 10.0
CAPRI | CPM2800FG | EC000032 | EF000116 | 7035 | 10.0
CAPRI | CPM2800FG | EC000032 | EF004191 | non | 10.0
CAPRI | CPM2800FG | EC000032 | EF005728 | EV000494 | 10.0
CAPRI | CPM2800FG | EC000032 | EF008404 | EV000494 | 10.0
CAPRI | CPM2800FG | EC000032 | EF001742 | '-20 | 10.0
CAPRI | CPM2800FG | EC000032 | EF001742 | 80 | 10.0
CAPRI | CPM2800FG | EC000032 | EF024919 | non | 10.0
CAPRI | CPM2800FP-50 | EC000032 | EF001758 | EV003695 | 10.0
CAPRI | CPM2800FP-50 | EC000032 | EF007839 | 42 | 10.0
CAPRI | CPM2800FP-50 | EC000032 | EF003712 | 1.587 | 10.0
CAPRI | CPM2800FP-50 | EC000032 | EF002169 | EV000139 | 10.0
CAPRI | CPM2800FP-50 | EC000032 | EF001257 | EV000402 | 10.0
CAPRI | CPM2800FP-50 | EC000032 | EF000139 | EV006034 | 10.0
CAPRI | CPM2800FP-50 | EC000032 | EF000025 | oui | 10.0
CAPRI | CPM2800FP-50 | EC000032 | EF001210 | non | 10.0
CAPRI | CPM2800FP-50 | EC000032 | EF000084 | oui | 10.0
CAPRI | CPM2800FP-50 | EC000032 | EF000007 | EV000270 | 10.0
CAPRI | CPM2800FP-50 | EC000032 | EF000116 | 7035 | 10.0
CAPRI | CPM2800FP-50 | EC000032 | EF004191 | non | 10.0
CAPRI | CPM2800FP-50 | EC000032 | EF005728 | EV000494 | 10.0
CAPRI | CPM2800FP-50 | EC000032 | EF008404 | EV000494 | 10.0
CAPRI | CPM2800FP-50 | EC000032 | EF001742 | '-20 | 10.0
CAPRI | CPM2800FP-50 | EC000032 | EF001742 | 80 | 10.0
CAPRI | CPM2800FP-50 | EC000032 | EF024919 | non | 10.0
CAPRI | CPM2900F | EC000032 | EF001758 | EV003695 | 10.0
CAPRI | CPM2900F | EC000032 | EF007839 | 48 | 10.0
CAPRI | CPM2900F | EC000032 | EF003712 | 1.588 | 10.0
CAPRI | CPM2900F | EC000032 | EF002169 | EV000139 | 10.0
CAPRI | CPM2900F | EC000032 | EF001257 | EV000402 | 10.0
CAPRI | CPM2900F | EC000032 | EF000139 | EV006034 | 10.0
CAPRI | CPM2900F | EC000032 | EF000025 | oui | 10.0
CAPRI | CPM2900F | EC000032 | EF001210 | non | 10.0
CAPRI | CPM2900F | EC000032 | EF000084 | oui | 10.0
CAPRI | CPM2900F | EC000032 | EF000007 | EV000270 | 10.0
CAPRI | CPM2900F | EC000032 | EF000116 | 7035 | 10.0
CAPRI | CPM2900F | EC000032 | EF004191 | non | 10.0
CAPRI | CPM2900F | EC000032 | EF005728 | EV000494 | 10.0
CAPRI | CPM2900F | EC000032 | EF008404 | EV000494 | 10.0
CAPRI | CPM2900F | EC000032 | EF001742 | '-20 | 10.0
CAPRI | CPM2900F | EC000032 | EF001742 | 80 | 10.0
CAPRI | CPM2900F | EC000032 | EF024919 | non | 10.0
CAPRI | CPM2900FB | EC000032 | EF001758 | EV003695 | 10.0
CAPRI | CPM2900FB | EC000032 | EF007839 | 48 | 10.0
CAPRI | CPM2900FB | EC000032 | EF003712 | 1.588 | 10.0
CAPRI | CPM2900FB | EC000032 | EF002169 | EV000139 | 10.0
CAPRI | CPM2900FB | EC000032 | EF001257 | EV000402 | 10.0
CAPRI | CPM2900FB | EC000032 | EF000139 | EV006034 | 10.0
CAPRI | CPM2900FB | EC000032 | EF000025 | oui | 10.0
CAPRI | CPM2900FB | EC000032 | EF001210 | non | 10.0
CAPRI | CPM2900FB | EC000032 | EF000084 | oui | 10.0
CAPRI | CPM2900FB | EC000032 | EF000007 | EV000270 | 10.0
CAPRI | CPM2900FB | EC000032 | EF000116 | 7035 | 10.0
CAPRI | CPM2900FB | EC000032 | EF004191 | non | 10.0
CAPRI | CPM2900FB | EC000032 | EF005728 | EV000494 | 10.0
CAPRI | CPM2900FB | EC000032 | EF008404 | EV000494 | 10.0
CAPRI | CPM2900FB | EC000032 | EF001742 | '-20 | 10.0
CAPRI | CPM2900FB | EC000032 | EF001742 | 80 | 10.0
CAPRI | CPM2900FB | EC000032 | EF024919 | non | 10.0
CAPRI | CPM2900FE | EC000032 | EF001758 | EV003695 | 10.0
CAPRI | CPM2900FE | EC000032 | EF007839 | 48 | 10.0
CAPRI | CPM2900FE | EC000032 | EF003712 | 1.588 | 10.0
CAPRI | CPM2900FE | EC000032 | EF002169 | EV000139 | 10.0
CAPRI | CPM2900FE | EC000032 | EF001257 | EV000402 | 10.0
CAPRI | CPM2900FE | EC000032 | EF000139 | EV006034 | 10.0
CAPRI | CPM2900FE | EC000032 | EF000025 | oui | 10.0
CAPRI | CPM2900FE | EC000032 | EF001210 | non | 10.0
CAPRI | CPM2900FE | EC000032 | EF000084 | oui | 10.0
CAPRI | CPM2900FE | EC000032 | EF000007 | EV000270 | 10.0
CAPRI | CPM2900FE | EC000032 | EF000116 | 7035 | 10.0
CAPRI | CPM2900FE | EC000032 | EF004191 | non | 10.0
CAPRI | CPM2900FE | EC000032 | EF005728 | EV000494 | 10.0
CAPRI | CPM2900FE | EC000032 | EF008404 | EV000494 | 10.0
CAPRI | CPM2900FE | EC000032 | EF001742 | '-20 | 10.0
CAPRI | CPM2900FE | EC000032 | EF001742 | 80 | 10.0
CAPRI | CPM2900FE | EC000032 | EF024919 | non | 10.0
CAPRI | CPM2900FG | EC000032 | EF001758 | EV003695 | 10.0
CAPRI | CPM2900FG | EC000032 | EF007839 | 48 | 10.0
CAPRI | CPM2900FG | EC000032 | EF003712 | 1.588 | 10.0
CAPRI | CPM2900FG | EC000032 | EF002169 | EV000139 | 10.0
CAPRI | CPM2900FG | EC000032 | EF001257 | EV000402 | 10.0
CAPRI | CPM2900FG | EC000032 | EF000139 | EV006034 | 10.0
CAPRI | CPM2900FG | EC000032 | EF000025 | oui | 10.0
CAPRI | CPM2900FG | EC000032 | EF001210 | non | 10.0
CAPRI | CPM2900FG | EC000032 | EF000084 | oui | 10.0
CAPRI | CPM2900FG | EC000032 | EF000007 | EV000270 | 10.0
CAPRI | CPM2900FG | EC000032 | EF000116 | 7035 | 10.0
CAPRI | CPM2900FG | EC000032 | EF004191 | non | 10.0
CAPRI | CPM2900FG | EC000032 | EF005728 | EV000494 | 10.0
CAPRI | CPM2900FG | EC000032 | EF008404 | EV000494 | 10.0
CAPRI | CPM2900FG | EC000032 | EF001742 | '-20 | 10.0
CAPRI | CPM2900FG | EC000032 | EF001742 | 80 | 10.0
CAPRI | CPM2900FG | EC000032 | EF024919 | non | 10.0
CAPRI | CPM2900FP-50 | EC000032 | EF001758 | EV003695 | 10.0
CAPRI | CPM2900FP-50 | EC000032 | EF007839 | 48 | 10.0
CAPRI | CPM2900FP-50 | EC000032 | EF003712 | 1.588 | 10.0
CAPRI | CPM2900FP-50 | EC000032 | EF002169 | EV000139 | 10.0
CAPRI | CPM2900FP-50 | EC000032 | EF001257 | EV000402 | 10.0
CAPRI | CPM2900FP-50 | EC000032 | EF000139 | EV006034 | 10.0
CAPRI | CPM2900FP-50 | EC000032 | EF000025 | oui | 10.0
CAPRI | CPM2900FP-50 | EC000032 | EF001210 | non | 10.0
CAPRI | CPM2900FP-50 | EC000032 | EF000084 | oui | 10.0
CAPRI | CPM2900FP-50 | EC000032 | EF000007 | EV000270 | 10.0
CAPRI | CPM2900FP-50 | EC000032 | EF000116 | 7035 | 10.0
CAPRI | CPM2900FP-50 | EC000032 | EF004191 | non | 10.0
CAPRI | CPM2900FP-50 | EC000032 | EF005728 | EV000494 | 10.0
CAPRI | CPM2900FP-50 | EC000032 | EF008404 | EV000494 | 10.0
CAPRI | CPM2900FP-50 | EC000032 | EF001742 | '-20 | 10.0
CAPRI | CPM2900FP-50 | EC000032 | EF001742 | 80 | 10.0
CAPRI | CPM2900FP-50 | EC000032 | EF024919 | non | 10.0
CAPRI | IGA2M20NPNK2 | EC000441 | EF000007 | EV013082 | 9.0
CAPRI | IGA2M20NPNK2 | EC000441 | EF000010 | EV000164 | 9.0
CAPRI | IGA2M20NPNK2 | EC000441 | EF000025 | Oui | 9.0
CAPRI | IGA2M20NPNK2 | EC000441 | EF000084 | Oui | 9.0
CAPRI | IGA2M20NPNK2 | EC000441 | EF000116 | -999 | 9.0
CAPRI | IGA2M20NPNK2 | EC000441 | EF000139 | EV000191 | 9.0
CAPRI | IGA2M20NPNK2 | EC000441 | EF000177 | 27 | 9.0
CAPRI | IGA2M20NPNK2 | EC000441 | EF000368 | 15 | 9.0
CAPRI | IGA2M20NPNK2 | EC000441 | EF000734 | Non | 9.0
CAPRI | IGA2M20NPNK2 | EC000441 | EF000878 | Oui | 9.0
CAPRI | IGA2M20NPNK2 | EC000441 | EF000881 | Oui | 9.0
CAPRI | IGA2M20NPNK2 | EC000441 | EF001062 | Oui | 9.0
CAPRI | IGA2M20NPNK2 | EC000441 | EF001210 | Non | 9.0
CAPRI | IGA2M20NPNK2 | EC000441 | EF001217 | EV009696 | 9.0
CAPRI | IGA2M20NPNK2 | EC000441 | EF001257 | EV000149 | 9.0
CAPRI | IGA2M20NPNK2 | EC000441 | EF001742 | 125 | 9.0
CAPRI | IGA2M20NPNK2 | EC000441 | EF001742 | -60 | 9.0
CAPRI | IGA2M20NPNK2 | EC000441 | EF001758 | EV003712 | 9.0
CAPRI | IGA2M20NPNK2 | EC000441 | EF002169 | EV000914 | 9.0
CAPRI | IGA2M20NPNK2 | EC000441 | EF003712 | 1,5 | 9.0
CAPRI | IGA2M20NPNK2 | EC000441 | EF004191 | Non | 9.0
CAPRI | IGA2M20NPNK2 | EC000441 | EF004685 | Non | 9.0
CAPRI | IGA2M20NPNK2 | EC000441 | EF005004 | Non | 9.0
CAPRI | IGA2M20NPNK2 | EC000441 | EF005049 | Oui | 9.0
CAPRI | IGA2M20NPNK2 | EC000441 | EF005268 | 29,5 | 9.0
CAPRI | IGA2M20NPNK2 | EC000441 | EF005337 | Non | 9.0
CAPRI | IGA2M20NPNK2 | EC000441 | EF005466 | 13,9 | 9.0
CAPRI | IGA2M20NPNK2 | EC000441 | EF005466 | 6,5 | 9.0
CAPRI | IGA2M20NPNK2 | EC000441 | EF005474 | EV006423 | 9.0
CAPRI | IGA2M20NPNK2 | EC000441 | EF005728 | EV000494 | 9.0
CAPRI | IGA2M20NPNK2 | EC000441 | EF007839 | 20 | 9.0
CAPRI | IGA2M20NPNK2 | EC000441 | EF008404 | EV000494 | 9.0
CAPRI | IGA2M20NPNK2 | EC000441 | EF012184 | Oui | 9.0
CAPRI | IGA2M20NPNK2 | EC000441 | EF012547 | Non | 9.0
CAPRI | IGA2M20NPNK2 | EC000441 | EF024919 | Non | 9.0
CAPRI | IGA2M20SNPNK2 | EC000441 | EF000007 | EV013082 | 9.0
CAPRI | IGA2M20SNPNK2 | EC000441 | EF000010 | EV000164 | 9.0
CAPRI | IGA2M20SNPNK2 | EC000441 | EF000025 | Oui | 9.0
CAPRI | IGA2M20SNPNK2 | EC000441 | EF000084 | Oui | 9.0
CAPRI | IGA2M20SNPNK2 | EC000441 | EF000116 | -999 | 9.0
CAPRI | IGA2M20SNPNK2 | EC000441 | EF000139 | EV000191 | 9.0
CAPRI | IGA2M20SNPNK2 | EC000441 | EF000177 | 24 | 9.0
CAPRI | IGA2M20SNPNK2 | EC000441 | EF000368 | 15 | 9.0
CAPRI | IGA2M20SNPNK2 | EC000441 | EF000734 | Non | 9.0
CAPRI | IGA2M20SNPNK2 | EC000441 | EF000878 | Oui | 9.0
CAPRI | IGA2M20SNPNK2 | EC000441 | EF000881 | Oui | 9.0
CAPRI | IGA2M20SNPNK2 | EC000441 | EF001062 | Oui | 9.0
CAPRI | IGA2M20SNPNK2 | EC000441 | EF001210 | Non | 9.0
CAPRI | IGA2M20SNPNK2 | EC000441 | EF001217 | EV009696 | 9.0
CAPRI | IGA2M20SNPNK2 | EC000441 | EF001257 | EV000149 | 9.0
CAPRI | IGA2M20SNPNK2 | EC000441 | EF001742 | 125 | 9.0
CAPRI | IGA2M20SNPNK2 | EC000441 | EF001742 | -60 | 9.0
CAPRI | IGA2M20SNPNK2 | EC000441 | EF001758 | EV003712 | 9.0
CAPRI | IGA2M20SNPNK2 | EC000441 | EF002169 | EV000914 | 9.0
CAPRI | IGA2M20SNPNK2 | EC000441 | EF003712 | 1,5 | 9.0
CAPRI | IGA2M20SNPNK2 | EC000441 | EF004191 | Non | 9.0
CAPRI | IGA2M20SNPNK2 | EC000441 | EF004685 | Non | 9.0
CAPRI | IGA2M20SNPNK2 | EC000441 | EF005004 | Non | 9.0
CAPRI | IGA2M20SNPNK2 | EC000441 | EF005049 | Oui | 9.0
CAPRI | IGA2M20SNPNK2 | EC000441 | EF005268 | 26,2 | 9.0
CAPRI | IGA2M20SNPNK2 | EC000441 | EF005337 | Non | 9.0
CAPRI | IGA2M20SNPNK2 | EC000441 | EF005466 | 11,7 | 9.0
CAPRI | IGA2M20SNPNK2 | EC000441 | EF005466 | 6,2 | 9.0
CAPRI | IGA2M20SNPNK2 | EC000441 | EF005474 | EV006423 | 9.0
CAPRI | IGA2M20SNPNK2 | EC000441 | EF005728 | EV000494 | 9.0
CAPRI | IGA2M20SNPNK2 | EC000441 | EF007839 | 20 | 9.0
CAPRI | IGA2M20SNPNK2 | EC000441 | EF008404 | EV000494 | 9.0
CAPRI | IGA2M20SNPNK2 | EC000441 | EF012184 | Oui | 9.0
CAPRI | IGA2M20SNPNK2 | EC000441 | EF012547 | Non | 9.0
CAPRI | IGA2M20SNPNK2 | EC000441 | EF024919 | Non | 9.0
CAPRI | IGA2M25NPNK2 | EC000441 | EF000007 | EV013082 | 9.0
CAPRI | IGA2M25NPNK2 | EC000441 | EF000010 | EV000164 | 9.0
CAPRI | IGA2M25NPNK2 | EC000441 | EF000025 | Oui | 9.0
CAPRI | IGA2M25NPNK2 | EC000441 | EF000084 | Oui | 9.0
CAPRI | IGA2M25NPNK2 | EC000441 | EF000139 | EV000191 | 9.0
CAPRI | IGA2M25NPNK2 | EC000441 | EF000177 | 36 | 9.0
CAPRI | IGA2M25NPNK2 | EC000441 | EF000368 | 15 | 9.0
CAPRI | IGA2M25NPNK2 | EC000441 | EF000734 | Non | 9.0
CAPRI | IGA2M25NPNK2 | EC000441 | EF000878 | Oui | 9.0
CAPRI | IGA2M25NPNK2 | EC000441 | EF000881 | Oui | 9.0
CAPRI | IGA2M25NPNK2 | EC000441 | EF001062 | Oui | 9.0
CAPRI | IGA2M25NPNK2 | EC000441 | EF001210 | Non | 9.0
CAPRI | IGA2M25NPNK2 | EC000441 | EF001217 | EV009696 | 9.0
CAPRI | IGA2M25NPNK2 | EC000441 | EF001257 | EV000149 | 9.0
CAPRI | IGA2M25NPNK2 | EC000441 | EF001742 | 125 | 9.0
CAPRI | IGA2M25NPNK2 | EC000441 | EF001742 | -60 | 9.0
CAPRI | IGA2M25NPNK2 | EC000441 | EF001758 | EV003712 | 9.0
CAPRI | IGA2M25NPNK2 | EC000441 | EF002169 | EV000914 | 9.0
CAPRI | IGA2M25NPNK2 | EC000441 | EF003712 | 1,5 | 9.0
CAPRI | IGA2M25NPNK2 | EC000441 | EF004191 | Non | 9.0
CAPRI | IGA2M25NPNK2 | EC000441 | EF004685 | Non | 9.0
CAPRI | IGA2M25NPNK2 | EC000441 | EF005004 | Non | 9.0
CAPRI | IGA2M25NPNK2 | EC000441 | EF005049 | Oui | 9.0
CAPRI | IGA2M25NPNK2 | EC000441 | EF005268 | 39,2 | 9.0
CAPRI | IGA2M25NPNK2 | EC000441 | EF005337 | Non | 9.0
CAPRI | IGA2M25NPNK2 | EC000441 | EF005466 | 11,3 | 9.0
CAPRI | IGA2M25NPNK2 | EC000441 | EF005466 | 19,9 | 9.0
CAPRI | IGA2M25NPNK2 | EC000441 | EF005474 | EV006423 | 9.0
CAPRI | IGA2M25NPNK2 | EC000441 | EF005728 | EV000494 | 9.0
CAPRI | IGA2M25NPNK2 | EC000441 | EF007839 | 25 | 9.0
CAPRI | IGA2M25NPNK2 | EC000441 | EF008404 | EV000494 | 9.0
CAPRI | IGA2M25NPNK2 | EC000441 | EF012184 | Oui | 9.0
CAPRI | IGA2M25NPNK2 | EC000441 | EF012547 | Non | 9.0
CAPRI | IGA2M25NPNK2 | EC000441 | EF024919 | Non | 9.0
CAPRI | IGA2M32NPNK2 | EC000441 | EF000007 | EV013082 | 9.0
CAPRI | IGA2M32NPNK2 | EC000441 | EF000010 | EV000164 | 9.0
CAPRI | IGA2M32NPNK2 | EC000441 | EF000025 | Oui | 9.0
CAPRI | IGA2M32NPNK2 | EC000441 | EF000084 | Oui | 9.0
CAPRI | IGA2M32NPNK2 | EC000441 | EF000116 | -999 | 9.0
CAPRI | IGA2M32NPNK2 | EC000441 | EF000139 | EV000191 | 9.0
CAPRI | IGA2M32NPNK2 | EC000441 | EF000177 | 41 | 9.0
CAPRI | IGA2M32NPNK2 | EC000441 | EF000368 | 15 | 9.0
CAPRI | IGA2M32NPNK2 | EC000441 | EF000734 | Non | 9.0
CAPRI | IGA2M32NPNK2 | EC000441 | EF000878 | Oui | 9.0
CAPRI | IGA2M32NPNK2 | EC000441 | EF000881 | Oui | 9.0
CAPRI | IGA2M32NPNK2 | EC000441 | EF001062 | Oui | 9.0
CAPRI | IGA2M32NPNK2 | EC000441 | EF001210 | Non | 9.0
CAPRI | IGA2M32NPNK2 | EC000441 | EF001217 | EV009696 | 9.0
CAPRI | IGA2M32NPNK2 | EC000441 | EF001257 | EV000149 | 9.0
CAPRI | IGA2M32NPNK2 | EC000441 | EF001742 | 125 | 9.0
CAPRI | IGA2M32NPNK2 | EC000441 | EF001742 | -60 | 9.0
CAPRI | IGA2M32NPNK2 | EC000441 | EF001758 | EV003712 | 9.0
CAPRI | IGA2M32NPNK2 | EC000441 | EF002169 | EV000914 | 9.0
CAPRI | IGA2M32NPNK2 | EC000441 | EF003712 | 1,5 | 9.0
CAPRI | IGA2M32NPNK2 | EC000441 | EF004191 | Non | 9.0
CAPRI | IGA2M32NPNK2 | EC000441 | EF004685 | Non | 9.0
CAPRI | IGA2M32NPNK2 | EC000441 | EF005004 | Non | 9.0
CAPRI | IGA2M32NPNK2 | EC000441 | EF005049 | Oui | 9.0
CAPRI | IGA2M32NPNK2 | EC000441 | EF005268 | 45 | 9.0
CAPRI | IGA2M32NPNK2 | EC000441 | EF005337 | Non | 9.0
CAPRI | IGA2M32NPNK2 | EC000441 | EF005466 | 17 | 9.0
CAPRI | IGA2M32NPNK2 | EC000441 | EF005466 | 26,2 | 9.0
CAPRI | IGA2M32NPNK2 | EC000441 | EF005474 | EV006423 | 9.0
CAPRI | IGA2M32NPNK2 | EC000441 | EF005728 | EV000494 | 9.0
CAPRI | IGA2M32NPNK2 | EC000441 | EF007839 | 32 | 9.0
CAPRI | IGA2M32NPNK2 | EC000441 | EF008404 | EV000494 | 9.0
CAPRI | IGA2M32NPNK2 | EC000441 | EF012184 | Oui | 9.0
CAPRI | IGA2M32NPNK2 | EC000441 | EF012547 | Non | 9.0
CAPRI | IGA2M32NPNK2 | EC000441 | EF024919 | Non | 9.0
CAPRI | IGA2M40NPNK2 | EC000441 | EF000007 | EV013082 | 9.0
CAPRI | IGA2M40NPNK2 | EC000441 | EF000010 | EV000164 | 9.0
CAPRI | IGA2M40NPNK2 | EC000441 | EF000025 | Oui | 9.0
CAPRI | IGA2M40NPNK2 | EC000441 | EF000084 | Oui | 9.0
CAPRI | IGA2M40NPNK2 | EC000441 | EF000116 | -999 | 9.0
CAPRI | IGA2M40NPNK2 | EC000441 | EF000139 | EV000191 | 9.0
CAPRI | IGA2M40NPNK2 | EC000441 | EF000177 | 50 | 9.0
CAPRI | IGA2M40NPNK2 | EC000441 | EF000368 | 15 | 9.0
CAPRI | IGA2M40NPNK2 | EC000441 | EF000734 | Non | 9.0
CAPRI | IGA2M40NPNK2 | EC000441 | EF000878 | Oui | 9.0
CAPRI | IGA2M40NPNK2 | EC000441 | EF000881 | Oui | 9.0
CAPRI | IGA2M40NPNK2 | EC000441 | EF001062 | Oui | 9.0
CAPRI | IGA2M40NPNK2 | EC000441 | EF001210 | Non | 9.0
CAPRI | IGA2M40NPNK2 | EC000441 | EF001217 | EV009696 | 9.0
CAPRI | IGA2M40NPNK2 | EC000441 | EF001257 | EV000149 | 9.0
CAPRI | IGA2M40NPNK2 | EC000441 | EF001742 | 125 | 9.0
CAPRI | IGA2M40NPNK2 | EC000441 | EF001742 | -60 | 9.0
CAPRI | IGA2M40NPNK2 | EC000441 | EF001758 | EV003712 | 9.0
CAPRI | IGA2M40NPNK2 | EC000441 | EF002169 | EV000914 | 9.0
CAPRI | IGA2M40NPNK2 | EC000441 | EF003712 | 1,5 | 9.0
CAPRI | IGA2M40NPNK2 | EC000441 | EF004191 | Non | 9.0
CAPRI | IGA2M40NPNK2 | EC000441 | EF004685 | Non | 9.0
CAPRI | IGA2M40NPNK2 | EC000441 | EF005004 | Non | 9.0
CAPRI | IGA2M40NPNK2 | EC000441 | EF005049 | Oui | 9.0
CAPRI | IGA2M40NPNK2 | EC000441 | EF005268 | 55 | 9.0
CAPRI | IGA2M40NPNK2 | EC000441 | EF005337 | Non | 9.0
CAPRI | IGA2M40NPNK2 | EC000441 | EF005466 | 23,6 | 9.0
CAPRI | IGA2M40NPNK2 | EC000441 | EF005466 | 32,1 | 9.0
CAPRI | IGA2M40NPNK2 | EC000441 | EF005474 | EV006423 | 9.0
CAPRI | IGA2M40NPNK2 | EC000441 | EF005728 | EV000494 | 9.0
CAPRI | IGA2M40NPNK2 | EC000441 | EF007839 | 40 | 9.0
CAPRI | IGA2M40NPNK2 | EC000441 | EF008404 | EV000494 | 9.0
CAPRI | IGA2M40NPNK2 | EC000441 | EF012184 | Oui | 9.0
CAPRI | IGA2M40NPNK2 | EC000441 | EF012547 | Non | 9.0
CAPRI | IGA2M40NPNK2 | EC000441 | EF024919 | Non | 9.0
CAPRI | IGA2M50NPNK2 | EC000441 | EF000007 | EV013082 | 9.0
CAPRI | IGA2M50NPNK2 | EC000441 | EF000010 | EV000164 | 9.0
CAPRI | IGA2M50NPNK2 | EC000441 | EF000025 | Oui | 9.0
CAPRI | IGA2M50NPNK2 | EC000441 | EF000084 | Oui | 9.0
CAPRI | IGA2M50NPNK2 | EC000441 | EF000116 | -999 | 9.0
CAPRI | IGA2M50NPNK2 | EC000441 | EF000139 | EV000191 | 9.0
CAPRI | IGA2M50NPNK2 | EC000441 | EF000177 | 60 | 9.0
CAPRI | IGA2M50NPNK2 | EC000441 | EF000368 | 15 | 9.0
CAPRI | IGA2M50NPNK2 | EC000441 | EF000734 | Non | 9.0
CAPRI | IGA2M50NPNK2 | EC000441 | EF000878 | Oui | 9.0
CAPRI | IGA2M50NPNK2 | EC000441 | EF000881 | Oui | 9.0
CAPRI | IGA2M50NPNK2 | EC000441 | EF001062 | Oui | 9.0
CAPRI | IGA2M50NPNK2 | EC000441 | EF001210 | Non | 9.0
CAPRI | IGA2M50NPNK2 | EC000441 | EF001217 | EV009696 | 9.0
CAPRI | IGA2M50NPNK2 | EC000441 | EF001257 | EV000149 | 9.0
CAPRI | IGA2M50NPNK2 | EC000441 | EF001742 | 125 | 9.0
CAPRI | IGA2M50NPNK2 | EC000441 | EF001742 | -60 | 9.0
CAPRI | IGA2M50NPNK2 | EC000441 | EF001758 | EV003712 | 9.0
CAPRI | IGA2M50NPNK2 | EC000441 | EF002169 | EV000914 | 9.0
CAPRI | IGA2M50NPNK2 | EC000441 | EF003712 | 1,5 | 9.0
CAPRI | IGA2M50NPNK2 | EC000441 | EF004191 | Non | 9.0
CAPRI | IGA2M50NPNK2 | EC000441 | EF004685 | Non | 9.0
CAPRI | IGA2M50NPNK2 | EC000441 | EF005004 | Non | 9.0
CAPRI | IGA2M50NPNK2 | EC000441 | EF005049 | Oui | 9.0
CAPRI | IGA2M50NPNK2 | EC000441 | EF005268 | 65 | 9.0
CAPRI | IGA2M50NPNK2 | EC000441 | EF005337 | Non | 9.0
CAPRI | IGA2M50NPNK2 | EC000441 | EF005466 | 35,8 | 9.0
CAPRI | IGA2M50NPNK2 | EC000441 | EF005466 | 44 | 9.0
CAPRI | IGA2M50NPNK2 | EC000441 | EF005474 | EV006423 | 9.0
CAPRI | IGA2M50NPNK2 | EC000441 | EF005728 | EV000494 | 9.0
CAPRI | IGA2M50NPNK2 | EC000441 | EF007839 | 50 | 9.0
CAPRI | IGA2M50NPNK2 | EC000441 | EF008404 | EV000494 | 9.0
CAPRI | IGA2M50NPNK2 | EC000441 | EF012184 | Oui | 9.0
CAPRI | IGA2M50NPNK2 | EC000441 | EF012547 | Non | 9.0
CAPRI | IGA2M50NPNK2 | EC000441 | EF024919 | Non | 9.0
CAPRI | IGA2M50SNPNK2 | EC000441 | EF000007 | EV013082 | 9.0
CAPRI | IGA2M50SNPNK2 | EC000441 | EF000010 | EV000164 | 9.0
CAPRI | IGA2M50SNPNK2 | EC000441 | EF000025 | Oui | 9.0
CAPRI | IGA2M50SNPNK2 | EC000441 | EF000084 | Oui | 9.0
CAPRI | IGA2M50SNPNK2 | EC000441 | EF000116 | -999 | 9.0
CAPRI | IGA2M50SNPNK2 | EC000441 | EF000139 | EV000191 | 9.0
CAPRI | IGA2M50SNPNK2 | EC000441 | EF000177 | 55 | 9.0
CAPRI | IGA2M50SNPNK2 | EC000441 | EF000368 | 15 | 9.0
CAPRI | IGA2M50SNPNK2 | EC000441 | EF000734 | Non | 9.0
CAPRI | IGA2M50SNPNK2 | EC000441 | EF000878 | Oui | 9.0
CAPRI | IGA2M50SNPNK2 | EC000441 | EF000881 | Oui | 9.0
CAPRI | IGA2M50SNPNK2 | EC000441 | EF001062 | Oui | 9.0
CAPRI | IGA2M50SNPNK2 | EC000441 | EF001210 | Non | 9.0
CAPRI | IGA2M50SNPNK2 | EC000441 | EF001217 | EV009696 | 9.0
CAPRI | IGA2M50SNPNK2 | EC000441 | EF001257 | EV000149 | 9.0
CAPRI | IGA2M50SNPNK2 | EC000441 | EF001742 | 125 | 9.0
CAPRI | IGA2M50SNPNK2 | EC000441 | EF001742 | -60 | 9.0
CAPRI | IGA2M50SNPNK2 | EC000441 | EF001758 | EV003712 | 9.0
CAPRI | IGA2M50SNPNK2 | EC000441 | EF002169 | EV000914 | 9.0
CAPRI | IGA2M50SNPNK2 | EC000441 | EF003712 | 1,5 | 9.0
CAPRI | IGA2M50SNPNK2 | EC000441 | EF004191 | Non | 9.0
CAPRI | IGA2M50SNPNK2 | EC000441 | EF004685 | Non | 9.0
CAPRI | IGA2M50SNPNK2 | EC000441 | EF005004 | Non | 9.0
CAPRI | IGA2M50SNPNK2 | EC000441 | EF005049 | Oui | 9.0
CAPRI | IGA2M50SNPNK2 | EC000441 | EF005268 | 60 | 9.0
CAPRI | IGA2M50SNPNK2 | EC000441 | EF005337 | Non | 9.0
CAPRI | IGA2M50SNPNK2 | EC000441 | EF005466 | 31,5 | 9.0
CAPRI | IGA2M50SNPNK2 | EC000441 | EF005466 | 38,2 | 9.0
CAPRI | IGA2M50SNPNK2 | EC000441 | EF005474 | EV006423 | 9.0
CAPRI | IGA2M50SNPNK2 | EC000441 | EF005728 | EV000494 | 9.0
CAPRI | IGA2M50SNPNK2 | EC000441 | EF007839 | 50 | 9.0
CAPRI | IGA2M50SNPNK2 | EC000441 | EF008404 | EV000494 | 9.0
CAPRI | IGA2M50SNPNK2 | EC000441 | EF012184 | Oui | 9.0
CAPRI | IGA2M50SNPNK2 | EC000441 | EF012547 | Non | 9.0
CAPRI | IGA2M50SNPNK2 | EC000441 | EF024919 | Non | 9.0
CAPRI | IGA2M63NPNK2 | EC000441 | EF000007 | EV013082 | 9.0
CAPRI | IGA2M63NPNK2 | EC000441 | EF000010 | EV000164 | 9.0
CAPRI | IGA2M63NPNK2 | EC000441 | EF000025 | Oui | 9.0
CAPRI | IGA2M63NPNK2 | EC000441 | EF000084 | Oui | 9.0
CAPRI | IGA2M63NPNK2 | EC000441 | EF000116 | -999 | 9.0
CAPRI | IGA2M63NPNK2 | EC000441 | EF000139 | EV000191 | 9.0
CAPRI | IGA2M63NPNK2 | EC000441 | EF000177 | 75 | 9.0
CAPRI | IGA2M63NPNK2 | EC000441 | EF000368 | 15 | 9.0
CAPRI | IGA2M63NPNK2 | EC000441 | EF000734 | Non | 9.0
CAPRI | IGA2M63NPNK2 | EC000441 | EF000878 | Oui | 9.0
CAPRI | IGA2M63NPNK2 | EC000441 | EF000881 | Oui | 9.0
CAPRI | IGA2M63NPNK2 | EC000441 | EF001062 | Oui | 9.0
CAPRI | IGA2M63NPNK2 | EC000441 | EF001210 | Non | 9.0
CAPRI | IGA2M63NPNK2 | EC000441 | EF001217 | EV009696 | 9.0
CAPRI | IGA2M63NPNK2 | EC000441 | EF001257 | EV000149 | 9.0
CAPRI | IGA2M63NPNK2 | EC000441 | EF001742 | 125 | 9.0
CAPRI | IGA2M63NPNK2 | EC000441 | EF001742 | -60 | 9.0
CAPRI | IGA2M63NPNK2 | EC000441 | EF001758 | EV003712 | 9.0
CAPRI | IGA2M63NPNK2 | EC000441 | EF002169 | EV000914 | 9.0
CAPRI | IGA2M63NPNK2 | EC000441 | EF003712 | 1,5 | 9.0
CAPRI | IGA2M63NPNK2 | EC000441 | EF004191 | Non | 9.0
CAPRI | IGA2M63NPNK2 | EC000441 | EF004685 | Non | 9.0
CAPRI | IGA2M63NPNK2 | EC000441 | EF005004 | Non | 9.0
CAPRI | IGA2M63NPNK2 | EC000441 | EF005049 | Oui | 9.0
CAPRI | IGA2M63NPNK2 | EC000441 | EF005268 | 80 | 9.0
CAPRI | IGA2M63NPNK2 | EC000441 | EF005337 | Non | 9.0
CAPRI | IGA2M63NPNK2 | EC000441 | EF005466 | 47,5 | 9.0
CAPRI | IGA2M63NPNK2 | EC000441 | EF005466 | 56 | 9.0
CAPRI | IGA2M63NPNK2 | EC000441 | EF005474 | EV006423 | 9.0
CAPRI | IGA2M63NPNK2 | EC000441 | EF005728 | EV000494 | 9.0
CAPRI | IGA2M63NPNK2 | EC000441 | EF007839 | 63 | 9.0
CAPRI | IGA2M63NPNK2 | EC000441 | EF008404 | EV000494 | 9.0
CAPRI | IGA2M63NPNK2 | EC000441 | EF012184 | Oui | 9.0
CAPRI | IGA2M63NPNK2 | EC000441 | EF012547 | Non | 9.0
CAPRI | IGA2M63NPNK2 | EC000441 | EF024919 | Non | 9.0
CAPRI | IGA2M63SNPNK2 | EC000441 | EF000007 | EV013082 | 9.0
CAPRI | IGA2M63SNPNK2 | EC000441 | EF000010 | EV000164 | 9.0
CAPRI | IGA2M63SNPNK2 | EC000441 | EF000025 | Oui | 9.0
CAPRI | IGA2M63SNPNK2 | EC000441 | EF000084 | Oui | 9.0
CAPRI | IGA2M63SNPNK2 | EC000441 | EF000116 | -999 | 9.0
CAPRI | IGA2M63SNPNK2 | EC000441 | EF000139 | EV000191 | 9.0
CAPRI | IGA2M63SNPNK2 | EC000441 | EF000177 | 70 | 9.0
CAPRI | IGA2M63SNPNK2 | EC000441 | EF000368 | 15 | 9.0
CAPRI | IGA2M63SNPNK2 | EC000441 | EF000734 | Non | 9.0
CAPRI | IGA2M63SNPNK2 | EC000441 | EF000878 | Oui | 9.0
CAPRI | IGA2M63SNPNK2 | EC000441 | EF000881 | Oui | 9.0
CAPRI | IGA2M63SNPNK2 | EC000441 | EF001062 | Oui | 9.0
CAPRI | IGA2M63SNPNK2 | EC000441 | EF001210 | Non | 9.0
CAPRI | IGA2M63SNPNK2 | EC000441 | EF001217 | EV009696 | 9.0
CAPRI | IGA2M63SNPNK2 | EC000441 | EF001257 | EV000149 | 9.0
CAPRI | IGA2M63SNPNK2 | EC000441 | EF001742 | 125 | 9.0
CAPRI | IGA2M63SNPNK2 | EC000441 | EF001742 | -60 | 9.0
CAPRI | IGA2M63SNPNK2 | EC000441 | EF001758 | EV003712 | 9.0
CAPRI | IGA2M63SNPNK2 | EC000441 | EF002169 | EV000914 | 9.0
CAPRI | IGA2M63SNPNK2 | EC000441 | EF003712 | 1,5 | 9.0
CAPRI | IGA2M63SNPNK2 | EC000441 | EF004191 | Non | 9.0
CAPRI | IGA2M63SNPNK2 | EC000441 | EF004685 | Non | 9.0
CAPRI | IGA2M63SNPNK2 | EC000441 | EF005004 | Non | 9.0
CAPRI | IGA2M63SNPNK2 | EC000441 | EF005049 | Oui | 9.0
CAPRI | IGA2M63SNPNK2 | EC000441 | EF005268 | 75 | 9.0
CAPRI | IGA2M63SNPNK2 | EC000441 | EF005337 | Non | 9.0
CAPRI | IGA2M63SNPNK2 | EC000441 | EF005466 | 41,7 | 9.0
CAPRI | IGA2M63SNPNK2 | EC000441 | EF005466 | 50 | 9.0
CAPRI | IGA2M63SNPNK2 | EC000441 | EF005474 | EV006423 | 9.0
CAPRI | IGA2M63SNPNK2 | EC000441 | EF005728 | EV000494 | 9.0
CAPRI | IGA2M63SNPNK2 | EC000441 | EF007839 | 63 | 9.0
CAPRI | IGA2M63SNPNK2 | EC000441 | EF008404 | EV000494 | 9.0
CAPRI | IGA2M63SNPNK2 | EC000441 | EF012184 | Oui | 9.0
CAPRI | IGA2M63SNPNK2 | EC000441 | EF012547 | Non | 9.0
CAPRI | IGA2M63SNPNK2 | EC000441 | EF024919 | Non | 9.0
CAPRI | IGA2M75NPNK2 | EC000441 | EF000007 | EV013082 | 9.0
CAPRI | IGA2M75NPNK2 | EC000441 | EF000010 | EV000164 | 9.0
CAPRI | IGA2M75NPNK2 | EC000441 | EF000025 | Oui | 9.0
CAPRI | IGA2M75NPNK2 | EC000441 | EF000084 | Oui | 9.0
CAPRI | IGA2M75NPNK2 | EC000441 | EF000116 | -999 | 9.0
CAPRI | IGA2M75NPNK2 | EC000441 | EF000139 | EV000191 | 9.0
CAPRI | IGA2M75NPNK2 | EC000441 | EF000177 | 90 | 9.0
CAPRI | IGA2M75NPNK2 | EC000441 | EF000368 | 15 | 9.0
CAPRI | IGA2M75NPNK2 | EC000441 | EF000734 | Non | 9.0
CAPRI | IGA2M75NPNK2 | EC000441 | EF000878 | Oui | 9.0
CAPRI | IGA2M75NPNK2 | EC000441 | EF000881 | Oui | 9.0
CAPRI | IGA2M75NPNK2 | EC000441 | EF001062 | Oui | 9.0
CAPRI | IGA2M75NPNK2 | EC000441 | EF001210 | Non | 9.0
CAPRI | IGA2M75NPNK2 | EC000441 | EF001217 | EV009696 | 9.0
CAPRI | IGA2M75NPNK2 | EC000441 | EF001257 | EV000149 | 9.0
CAPRI | IGA2M75NPNK2 | EC000441 | EF001742 | 125 | 9.0
CAPRI | IGA2M75NPNK2 | EC000441 | EF001742 | -60 | 9.0
CAPRI | IGA2M75NPNK2 | EC000441 | EF001758 | EV003712 | 9.0
CAPRI | IGA2M75NPNK2 | EC000441 | EF002169 | EV000914 | 9.0
CAPRI | IGA2M75NPNK2 | EC000441 | EF003712 | 1,5 | 9.0
CAPRI | IGA2M75NPNK2 | EC000441 | EF004191 | Non | 9.0
CAPRI | IGA2M75NPNK2 | EC000441 | EF004685 | Non | 9.0
CAPRI | IGA2M75NPNK2 | EC000441 | EF005004 | Non | 9.0
CAPRI | IGA2M75NPNK2 | EC000441 | EF005049 | Oui | 9.0
CAPRI | IGA2M75NPNK2 | EC000441 | EF005268 | 95 | 9.0
CAPRI | IGA2M75NPNK2 | EC000441 | EF005337 | Non | 9.0
CAPRI | IGA2M75NPNK2 | EC000441 | EF005466 | 62 | 9.0
CAPRI | IGA2M75NPNK2 | EC000441 | EF005466 | 68 | 9.0
CAPRI | IGA2M75NPNK2 | EC000441 | EF005474 | EV006423 | 9.0
CAPRI | IGA2M75NPNK2 | EC000441 | EF005728 | EV000494 | 9.0
CAPRI | IGA2M75NPNK2 | EC000441 | EF007839 | 75 | 9.0
CAPRI | IGA2M75NPNK2 | EC000441 | EF008404 | EV000494 | 9.0
CAPRI | IGA2M75NPNK2 | EC000441 | EF012184 | Oui | 9.0
CAPRI | IGA2M75NPNK2 | EC000441 | EF012547 | Non | 9.0
CAPRI | IGA2M75NPNK2 | EC000441 | EF024919 | Non | 9.0
CAPRI | IGA2M75SNPNK2 | EC000441 | EF000007 | EV013082 | 9.0
CAPRI | IGA2M75SNPNK2 | EC000441 | EF000010 | EV000164 | 9.0
CAPRI | IGA2M75SNPNK2 | EC000441 | EF000025 | Oui | 9.0
CAPRI | IGA2M75SNPNK2 | EC000441 | EF000084 | Oui | 9.0
CAPRI | IGA2M75SNPNK2 | EC000441 | EF000116 | -999 | 9.0
CAPRI | IGA2M75SNPNK2 | EC000441 | EF000139 | EV000191 | 9.0
CAPRI | IGA2M75SNPNK2 | EC000441 | EF000177 | 85 | 9.0
CAPRI | IGA2M75SNPNK2 | EC000441 | EF000368 | 15 | 9.0
CAPRI | IGA2M75SNPNK2 | EC000441 | EF000734 | Non | 9.0
CAPRI | IGA2M75SNPNK2 | EC000441 | EF000878 | Oui | 9.0
CAPRI | IGA2M75SNPNK2 | EC000441 | EF000881 | Oui | 9.0
CAPRI | IGA2M75SNPNK2 | EC000441 | EF001062 | Oui | 9.0
CAPRI | IGA2M75SNPNK2 | EC000441 | EF001210 | Non | 9.0
CAPRI | IGA2M75SNPNK2 | EC000441 | EF001217 | EV009696 | 9.0
CAPRI | IGA2M75SNPNK2 | EC000441 | EF001257 | EV000149 | 9.0
CAPRI | IGA2M75SNPNK2 | EC000441 | EF001742 | 125 | 9.0
CAPRI | IGA2M75SNPNK2 | EC000441 | EF001742 | -60 | 9.0
CAPRI | IGA2M75SNPNK2 | EC000441 | EF001758 | EV003712 | 9.0
CAPRI | IGA2M75SNPNK2 | EC000441 | EF002169 | EV000914 | 9.0
CAPRI | IGA2M75SNPNK2 | EC000441 | EF003712 | 1,5 | 9.0
CAPRI | IGA2M75SNPNK2 | EC000441 | EF004191 | Non | 9.0
CAPRI | IGA2M75SNPNK2 | EC000441 | EF004685 | Non | 9.0
CAPRI | IGA2M75SNPNK2 | EC000441 | EF005004 | Non | 9.0
CAPRI | IGA2M75SNPNK2 | EC000441 | EF005049 | Oui | 9.0
CAPRI | IGA2M75SNPNK2 | EC000441 | EF005268 | 90 | 9.0
CAPRI | IGA2M75SNPNK2 | EC000441 | EF005337 | Non | 9.0
CAPRI | IGA2M75SNPNK2 | EC000441 | EF005466 | 55 | 9.0
CAPRI | IGA2M75SNPNK2 | EC000441 | EF005466 | 62 | 9.0
CAPRI | IGA2M75SNPNK2 | EC000441 | EF005474 | EV006423 | 9.0
CAPRI | IGA2M75SNPNK2 | EC000441 | EF005728 | EV000494 | 9.0
CAPRI | IGA2M75SNPNK2 | EC000441 | EF007839 | 75 | 9.0
CAPRI | IGA2M75SNPNK2 | EC000441 | EF008404 | EV000494 | 9.0
CAPRI | IGA2M75SNPNK2 | EC000441 | EF012184 | Oui | 9.0
CAPRI | IGA2M75SNPNK2 | EC000441 | EF012547 | Non | 9.0
CAPRI | IGA2M75SNPNK2 | EC000441 | EF024919 | Non | 9.0
CAPRI | IGA2M90NPNK2 | EC000441 | EF000007 | EV013082 | 9.0
CAPRI | IGA2M90NPNK2 | EC000441 | EF000010 | EV000164 | 9.0
CAPRI | IGA2M90NPNK2 | EC000441 | EF000025 | Oui | 9.0
CAPRI | IGA2M90NPNK2 | EC000441 | EF000084 | Oui | 9.0
CAPRI | IGA2M90NPNK2 | EC000441 | EF000116 | -999 | 9.0
CAPRI | IGA2M90NPNK2 | EC000441 | EF000139 | EV000191 | 9.0
CAPRI | IGA2M90NPNK2 | EC000441 | EF000177 | 106 | 9.0
CAPRI | IGA2M90NPNK2 | EC000441 | EF000368 | 18 | 9.0
CAPRI | IGA2M90NPNK2 | EC000441 | EF000734 | Non | 9.0
CAPRI | IGA2M90NPNK2 | EC000441 | EF000878 | Oui | 9.0
CAPRI | IGA2M90NPNK2 | EC000441 | EF000881 | Oui | 9.0
CAPRI | IGA2M90NPNK2 | EC000441 | EF001062 | Oui | 9.0
CAPRI | IGA2M90NPNK2 | EC000441 | EF001210 | Non | 9.0
CAPRI | IGA2M90NPNK2 | EC000441 | EF001217 | EV009696 | 9.0
CAPRI | IGA2M90NPNK2 | EC000441 | EF001257 | EV000149 | 9.0
CAPRI | IGA2M90NPNK2 | EC000441 | EF001742 | 125 | 9.0
CAPRI | IGA2M90NPNK2 | EC000441 | EF001742 | -60 | 9.0
CAPRI | IGA2M90NPNK2 | EC000441 | EF001758 | EV003712 | 9.0
CAPRI | IGA2M90NPNK2 | EC000441 | EF002169 | EV000914 | 9.0
CAPRI | IGA2M90NPNK2 | EC000441 | EF003712 | 2 | 9.0
CAPRI | IGA2M90NPNK2 | EC000441 | EF004191 | Non | 9.0
CAPRI | IGA2M90NPNK2 | EC000441 | EF004685 | Non | 9.0
CAPRI | IGA2M90NPNK2 | EC000441 | EF005004 | Non | 9.0
CAPRI | IGA2M90NPNK2 | EC000441 | EF005049 | Oui | 9.0
CAPRI | IGA2M90NPNK2 | EC000441 | EF005268 | 118,5 | 9.0
CAPRI | IGA2M90NPNK2 | EC000441 | EF005337 | Non | 9.0
CAPRI | IGA2M90NPNK2 | EC000441 | EF005466 | 67 | 9.0
CAPRI | IGA2M90NPNK2 | EC000441 | EF005466 | 79 | 9.0
CAPRI | IGA2M90NPNK2 | EC000441 | EF005474 | EV006423 | 9.0
CAPRI | IGA2M90NPNK2 | EC000441 | EF005728 | EV000494 | 9.0
CAPRI | IGA2M90NPNK2 | EC000441 | EF007839 | 90 | 9.0
CAPRI | IGA2M90NPNK2 | EC000441 | EF008404 | EV000494 | 9.0
CAPRI | IGA2M90NPNK2 | EC000441 | EF012184 | Oui | 9.0
CAPRI | IGA2M90NPNK2 | EC000441 | EF012547 | Non | 9.0
CAPRI | IGA2M90NPNK2 | EC000441 | EF024919 | Non | 9.0
CAPRI | IGA2N050NPNK2 | EC000441 | EF000007 | EV013082 | 9.0
CAPRI | IGA2N050NPNK2 | EC000441 | EF000010 | EV000164 | 9.0
CAPRI | IGA2N050NPNK2 | EC000441 | EF000025 | Oui | 9.0
CAPRI | IGA2N050NPNK2 | EC000441 | EF000084 | Oui | 9.0
CAPRI | IGA2N050NPNK2 | EC000441 | EF000116 | -999 | 9.0
CAPRI | IGA2N050NPNK2 | EC000441 | EF000139 | EV000191 | 9.0
CAPRI | IGA2N050NPNK2 | EC000441 | EF000177 | 27 | 9.0
CAPRI | IGA2N050NPNK2 | EC000441 | EF000368 | 16 | 9.0
CAPRI | IGA2N050NPNK2 | EC000441 | EF000734 | Non | 9.0
CAPRI | IGA2N050NPNK2 | EC000441 | EF000878 | Oui | 9.0
CAPRI | IGA2N050NPNK2 | EC000441 | EF000881 | Oui | 9.0
CAPRI | IGA2N050NPNK2 | EC000441 | EF001062 | Oui | 9.0
CAPRI | IGA2N050NPNK2 | EC000441 | EF001210 | Non | 9.0
CAPRI | IGA2N050NPNK2 | EC000441 | EF001217 | EV009696 | 9.0
CAPRI | IGA2N050NPNK2 | EC000441 | EF001257 | EV000149 | 9.0
CAPRI | IGA2N050NPNK2 | EC000441 | EF001742 | 125 | 9.0
CAPRI | IGA2N050NPNK2 | EC000441 | EF001742 | -60 | 9.0
CAPRI | IGA2N050NPNK2 | EC000441 | EF001758 | EV003714 | 9.0
CAPRI | IGA2N050NPNK2 | EC000441 | EF002169 | EV000914 | 9.0
CAPRI | IGA2N050NPNK2 | EC000441 | EF003712 | 1,814 | 9.0
CAPRI | IGA2N050NPNK2 | EC000441 | EF004191 | Non | 9.0
CAPRI | IGA2N050NPNK2 | EC000441 | EF004685 | Non | 9.0
CAPRI | IGA2N050NPNK2 | EC000441 | EF005004 | Non | 9.0
CAPRI | IGA2N050NPNK2 | EC000441 | EF005049 | Oui | 9.0
CAPRI | IGA2N050NPNK2 | EC000441 | EF005268 | 29,5 | 9.0
CAPRI | IGA2N050NPNK2 | EC000441 | EF005337 | Non | 9.0
CAPRI | IGA2N050NPNK2 | EC000441 | EF005466 | 13,9 | 9.0
CAPRI | IGA2N050NPNK2 | EC000441 | EF005466 | 6,5 | 9.0
CAPRI | IGA2N050NPNK2 | EC000441 | EF005474 | EV006423 | 9.0
CAPRI | IGA2N050NPNK2 | EC000441 | EF005728 | EV000494 | 9.0
CAPRI | IGA2N050NPNK2 | EC000441 | EF007838 | EV004591 | 9.0
CAPRI | IGA2N050NPNK2 | EC000441 | EF008404 | EV000494 | 9.0
CAPRI | IGA2N050NPNK2 | EC000441 | EF012184 | Oui | 9.0
CAPRI | IGA2N050NPNK2 | EC000441 | EF012547 | Non | 9.0
CAPRI | IGA2N050NPNK2 | EC000441 | EF024919 | Non | 9.0
CAPRI | IGA2N050SNPNK2 | EC000441 | EF000007 | EV013082 | 9.0
CAPRI | IGA2N050SNPNK2 | EC000441 | EF000010 | EV000164 | 9.0
CAPRI | IGA2N050SNPNK2 | EC000441 | EF000025 | Oui | 9.0
CAPRI | IGA2N050SNPNK2 | EC000441 | EF000084 | Oui | 9.0
CAPRI | IGA2N050SNPNK2 | EC000441 | EF000116 | -999 | 9.0
CAPRI | IGA2N050SNPNK2 | EC000441 | EF000139 | EV000191 | 9.0
CAPRI | IGA2N050SNPNK2 | EC000441 | EF000177 | 24 | 9.0
CAPRI | IGA2N050SNPNK2 | EC000441 | EF000368 | 16 | 9.0
CAPRI | IGA2N050SNPNK2 | EC000441 | EF000734 | Non | 9.0
CAPRI | IGA2N050SNPNK2 | EC000441 | EF000878 | Oui | 9.0
CAPRI | IGA2N050SNPNK2 | EC000441 | EF000881 | Oui | 9.0
CAPRI | IGA2N050SNPNK2 | EC000441 | EF001062 | Oui | 9.0
CAPRI | IGA2N050SNPNK2 | EC000441 | EF001210 | Non | 9.0
CAPRI | IGA2N050SNPNK2 | EC000441 | EF001217 | EV009696 | 9.0
CAPRI | IGA2N050SNPNK2 | EC000441 | EF001257 | EV000149 | 9.0
CAPRI | IGA2N050SNPNK2 | EC000441 | EF001742 | 125 | 9.0
CAPRI | IGA2N050SNPNK2 | EC000441 | EF001742 | -60 | 9.0
CAPRI | IGA2N050SNPNK2 | EC000441 | EF001758 | EV003714 | 9.0
CAPRI | IGA2N050SNPNK2 | EC000441 | EF002169 | EV000914 | 9.0
CAPRI | IGA2N050SNPNK2 | EC000441 | EF003712 | 1,814 | 9.0
CAPRI | IGA2N050SNPNK2 | EC000441 | EF004191 | Non | 9.0
CAPRI | IGA2N050SNPNK2 | EC000441 | EF004685 | Non | 9.0
CAPRI | IGA2N050SNPNK2 | EC000441 | EF005004 | Non | 9.0
CAPRI | IGA2N050SNPNK2 | EC000441 | EF005049 | Oui | 9.0
CAPRI | IGA2N050SNPNK2 | EC000441 | EF005268 | 26.2 | 9.0
CAPRI | IGA2N050SNPNK2 | EC000441 | EF005337 | Non | 9.0
CAPRI | IGA2N050SNPNK2 | EC000441 | EF005466 | 6.2 | 9.0
CAPRI | IGA2N050SNPNK2 | EC000441 | EF005466 | 11.7 | 9.0
CAPRI | IGA2N050SNPNK2 | EC000441 | EF005474 | EV006423 | 9.0
CAPRI | IGA2N050SNPNK2 | EC000441 | EF005728 | EV000494 | 9.0
CAPRI | IGA2N050SNPNK2 | EC000441 | EF007838 | EV004591 | 9.0
CAPRI | IGA2N050SNPNK2 | EC000441 | EF008404 | EV000494 | 9.0
CAPRI | IGA2N050SNPNK2 | EC000441 | EF012184 | Oui | 9.0
CAPRI | IGA2N050SNPNK2 | EC000441 | EF012547 | Non | 9.0
CAPRI | IGA2N050SNPNK2 | EC000441 | EF024919 | Non | 9.0
CAPRI | IGA2N075NPNK2 | EC000441 | EF000007 | EV013082 | 9.0
CAPRI | IGA2N075NPNK2 | EC000441 | EF000010 | EV000164 | 9.0
CAPRI | IGA2N075NPNK2 | EC000441 | EF000025 | Oui | 9.0
CAPRI | IGA2N075NPNK2 | EC000441 | EF000084 | Oui | 9.0
CAPRI | IGA2N075NPNK2 | EC000441 | EF000116 | -999 | 9.0
CAPRI | IGA2N075NPNK2 | EC000441 | EF000139 | EV000191 | 9.0
CAPRI | IGA2N075NPNK2 | EC000441 | EF000177 | 36 | 9.0
CAPRI | IGA2N075NPNK2 | EC000441 | EF000368 | 16 | 9.0
CAPRI | IGA2N075NPNK2 | EC000441 | EF000734 | Non | 9.0
CAPRI | IGA2N075NPNK2 | EC000441 | EF000878 | Oui | 9.0
CAPRI | IGA2N075NPNK2 | EC000441 | EF000881 | Oui | 9.0
CAPRI | IGA2N075NPNK2 | EC000441 | EF001062 | Oui | 9.0
CAPRI | IGA2N075NPNK2 | EC000441 | EF001210 | Non | 9.0
CAPRI | IGA2N075NPNK2 | EC000441 | EF001217 | EV009696 | 9.0
CAPRI | IGA2N075NPNK2 | EC000441 | EF001257 | EV000149 | 9.0
CAPRI | IGA2N075NPNK2 | EC000441 | EF001742 | -60 | 9.0
CAPRI | IGA2N075NPNK2 | EC000441 | EF001742 | 125 | 9.0
CAPRI | IGA2N075NPNK2 | EC000441 | EF001758 | EV003714 | 9.0
CAPRI | IGA2N075NPNK2 | EC000441 | EF002169 | EV000914 | 9.0
CAPRI | IGA2N075NPNK2 | EC000441 | EF003712 | 1.814 | 9.0
CAPRI | IGA2N075NPNK2 | EC000441 | EF004191 | Non | 9.0
CAPRI | IGA2N075NPNK2 | EC000441 | EF004685 | Non | 9.0
CAPRI | IGA2N075NPNK2 | EC000441 | EF005004 | Non | 9.0
CAPRI | IGA2N075NPNK2 | EC000441 | EF005049 | Oui | 9.0
CAPRI | IGA2N075NPNK2 | EC000441 | EF005268 | 39.2 | 9.0
CAPRI | IGA2N075NPNK2 | EC000441 | EF005337 | Non | 9.0
CAPRI | IGA2N075NPNK2 | EC000441 | EF005466 | 11.3 | 9.0
CAPRI | IGA2N075NPNK2 | EC000441 | EF005466 | 19.9 | 9.0
CAPRI | IGA2N075NPNK2 | EC000441 | EF005474 | EV006423 | 9.0
CAPRI | IGA2N075NPNK2 | EC000441 | EF005728 | EV000494 | 9.0
CAPRI | IGA2N075NPNK2 | EC000441 | EF007838 | EV003502 | 9.0
CAPRI | IGA2N075NPNK2 | EC000441 | EF008404 | EV000494 | 9.0
CAPRI | IGA2N075NPNK2 | EC000441 | EF012184 | Oui | 9.0
CAPRI | IGA2N075NPNK2 | EC000441 | EF012547 | Non | 9.0
CAPRI | IGA2N075NPNK2 | EC000441 | EF024919 | Non | 9.0
CAPRI | IGA2N100NPNK2 | EC000441 | EF000007 | EV013082 | 9.0
CAPRI | IGA2N100NPNK2 | EC000441 | EF000010 | EV000164 | 9.0
CAPRI | IGA2N100NPNK2 | EC000441 | EF000025 | Oui | 9.0
CAPRI | IGA2N100NPNK2 | EC000441 | EF000084 | Oui | 9.0
CAPRI | IGA2N100NPNK2 | EC000441 | EF000116 | -999 | 9.0
CAPRI | IGA2N100NPNK2 | EC000441 | EF000139 | EV000191 | 9.0
CAPRI | IGA2N100NPNK2 | EC000441 | EF000177 | 41 | 9.0
CAPRI | IGA2N100NPNK2 | EC000441 | EF000368 | 19 | 9.0
CAPRI | IGA2N100NPNK2 | EC000441 | EF000734 | Non | 9.0
CAPRI | IGA2N100NPNK2 | EC000441 | EF000878 | Oui | 9.0
CAPRI | IGA2N100NPNK2 | EC000441 | EF000881 | Oui | 9.0
CAPRI | IGA2N100NPNK2 | EC000441 | EF001062 | Oui | 9.0
CAPRI | IGA2N100NPNK2 | EC000441 | EF001210 | Non | 9.0
CAPRI | IGA2N100NPNK2 | EC000441 | EF001217 | EV009696 | 9.0
CAPRI | IGA2N100NPNK2 | EC000441 | EF001257 | EV000149 | 9.0
CAPRI | IGA2N100NPNK2 | EC000441 | EF001742 | -60 | 9.0
CAPRI | IGA2N100NPNK2 | EC000441 | EF001742 | 125 | 9.0
CAPRI | IGA2N100NPNK2 | EC000441 | EF001758 | EV003714 | 9.0
CAPRI | IGA2N100NPNK2 | EC000441 | EF002169 | EV000914 | 9.0
CAPRI | IGA2N100NPNK2 | EC000441 | EF003712 | 2.209 | 9.0
CAPRI | IGA2N100NPNK2 | EC000441 | EF004191 | Non | 9.0
CAPRI | IGA2N100NPNK2 | EC000441 | EF004685 | Non | 9.0
CAPRI | IGA2N100NPNK2 | EC000441 | EF005004 | Non | 9.0
CAPRI | IGA2N100NPNK2 | EC000441 | EF005049 | Oui | 9.0
CAPRI | IGA2N100NPNK2 | EC000441 | EF005268 | 45 | 9.0
CAPRI | IGA2N100NPNK2 | EC000441 | EF005337 | Non | 9.0
CAPRI | IGA2N100NPNK2 | EC000441 | EF005466 | 17 | 9.0
CAPRI | IGA2N100NPNK2 | EC000441 | EF005466 | 26.2 | 9.0
CAPRI | IGA2N100NPNK2 | EC000441 | EF005474 | EV006423 | 9.0
CAPRI | IGA2N100NPNK2 | EC000441 | EF005728 | EV000494 | 9.0
CAPRI | IGA2N100NPNK2 | EC000441 | EF007838 | EV003503 | 9.0
CAPRI | IGA2N100NPNK2 | EC000441 | EF008404 | EV000494 | 9.0
CAPRI | IGA2N100NPNK2 | EC000441 | EF012184 | Oui | 9.0
CAPRI | IGA2N100NPNK2 | EC000441 | EF012547 | Non | 9.0
CAPRI | IGA2N100NPNK2 | EC000441 | EF024919 | Non | 9.0
CAPRI | IGA2N125NPNK2 | EC000441 | EF000007 | EV013082 | 9.0
CAPRI | IGA2N125NPNK2 | EC000441 | EF000010 | EV000164 | 9.0
CAPRI | IGA2N125NPNK2 | EC000441 | EF000025 | Oui | 9.0
CAPRI | IGA2N125NPNK2 | EC000441 | EF000084 | Oui | 9.0
CAPRI | IGA2N125NPNK2 | EC000441 | EF000116 | -999 | 9.0
CAPRI | IGA2N125NPNK2 | EC000441 | EF000139 | EV000191 | 9.0
CAPRI | IGA2N125NPNK2 | EC000441 | EF000177 | 50 | 9.0
CAPRI | IGA2N125NPNK2 | EC000441 | EF000368 | 19 | 9.0
CAPRI | IGA2N125NPNK2 | EC000441 | EF000734 | Non | 9.0
CAPRI | IGA2N125NPNK2 | EC000441 | EF000878 | Oui | 9.0
CAPRI | IGA2N125NPNK2 | EC000441 | EF000881 | Oui | 9.0
CAPRI | IGA2N125NPNK2 | EC000441 | EF001062 | Oui | 9.0
CAPRI | IGA2N125NPNK2 | EC000441 | EF001210 | Non | 9.0
CAPRI | IGA2N125NPNK2 | EC000441 | EF001217 | EV009696 | 9.0
CAPRI | IGA2N125NPNK2 | EC000441 | EF001257 | EV000149 | 9.0
CAPRI | IGA2N125NPNK2 | EC000441 | EF001742 | -60 | 9.0
CAPRI | IGA2N125NPNK2 | EC000441 | EF001742 | 125 | 9.0
CAPRI | IGA2N125NPNK2 | EC000441 | EF001758 | EV003714 | 9.0
CAPRI | IGA2N125NPNK2 | EC000441 | EF002169 | EV000914 | 9.0
CAPRI | IGA2N125NPNK2 | EC000441 | EF003712 | 2.209 | 9.0
CAPRI | IGA2N125NPNK2 | EC000441 | EF004191 | Non | 9.0
CAPRI | IGA2N125NPNK2 | EC000441 | EF004685 | Non | 9.0
CAPRI | IGA2N125NPNK2 | EC000441 | EF005004 | Non | 9.0
CAPRI | IGA2N125NPNK2 | EC000441 | EF005049 | Oui | 9.0
CAPRI | IGA2N125NPNK2 | EC000441 | EF005268 | 55 | 9.0
CAPRI | IGA2N125NPNK2 | EC000441 | EF005337 | Non | 9.0
CAPRI | IGA2N125NPNK2 | EC000441 | EF005466 | 23.6 | 9.0
CAPRI | IGA2N125NPNK2 | EC000441 | EF005466 | 32.1 | 9.0
CAPRI | IGA2N125NPNK2 | EC000441 | EF005474 | EV006423 | 9.0
CAPRI | IGA2N125NPNK2 | EC000441 | EF005728 | EV000494 | 9.0
CAPRI | IGA2N125NPNK2 | EC000441 | EF007838 | EV003504 | 9.0
CAPRI | IGA2N125NPNK2 | EC000441 | EF008404 | EV000494 | 9.0
CAPRI | IGA2N125NPNK2 | EC000441 | EF012184 | Oui | 9.0
CAPRI | IGA2N125NPNK2 | EC000441 | EF012547 | Non | 9.0
CAPRI | IGA2N125NPNK2 | EC000441 | EF024919 | Non | 9.0
CAPRI | IGA2N150NPNK2 | EC000441 | EF000007 | EV013082 | 9.0
CAPRI | IGA2N150NPNK2 | EC000441 | EF000010 | EV000164 | 9.0
CAPRI | IGA2N150NPNK2 | EC000441 | EF000025 | Oui | 9.0
CAPRI | IGA2N150NPNK2 | EC000441 | EF000084 | Oui | 9.0
CAPRI | IGA2N150NPNK2 | EC000441 | EF000116 | -999 | 9.0
CAPRI | IGA2N150NPNK2 | EC000441 | EF000139 | EV000191 | 9.0
CAPRI | IGA2N150NPNK2 | EC000441 | EF000177 | 55 | 9.0
CAPRI | IGA2N150NPNK2 | EC000441 | EF000368 | 21 | 9.0
CAPRI | IGA2N150NPNK2 | EC000441 | EF000734 | Non | 9.0
CAPRI | IGA2N150NPNK2 | EC000441 | EF000878 | Oui | 9.0
CAPRI | IGA2N150NPNK2 | EC000441 | EF000881 | Oui | 9.0
CAPRI | IGA2N150NPNK2 | EC000441 | EF001062 | Oui | 9.0
CAPRI | IGA2N150NPNK2 | EC000441 | EF001210 | Non | 9.0
CAPRI | IGA2N150NPNK2 | EC000441 | EF001217 | EV009696 | 9.0
CAPRI | IGA2N150NPNK2 | EC000441 | EF001257 | EV000149 | 9.0
CAPRI | IGA2N150NPNK2 | EC000441 | EF001742 | -60 | 9.0
CAPRI | IGA2N150NPNK2 | EC000441 | EF001742 | 125 | 9.0
CAPRI | IGA2N150NPNK2 | EC000441 | EF001758 | EV003714 | 9.0
CAPRI | IGA2N150NPNK2 | EC000441 | EF002169 | EV000914 | 9.0
CAPRI | IGA2N150NPNK2 | EC000441 | EF003712 | 2.209 | 9.0
CAPRI | IGA2N150NPNK2 | EC000441 | EF004191 | Non | 9.0
CAPRI | IGA2N150NPNK2 | EC000441 | EF004685 | Non | 9.0
CAPRI | IGA2N150NPNK2 | EC000441 | EF005004 | Non | 9.0
CAPRI | IGA2N150NPNK2 | EC000441 | EF005049 | Oui | 9.0
CAPRI | IGA2N150NPNK2 | EC000441 | EF005268 | 60 | 9.0
CAPRI | IGA2N150NPNK2 | EC000441 | EF005337 | Non | 9.0
CAPRI | IGA2N150NPNK2 | EC000441 | EF005466 | 31.5 | 9.0
CAPRI | IGA2N150NPNK2 | EC000441 | EF005466 | 38.2 | 9.0
CAPRI | IGA2N150NPNK2 | EC000441 | EF005474 | EV006423 | 9.0
CAPRI | IGA2N150NPNK2 | EC000441 | EF005728 | EV000494 | 9.0
CAPRI | IGA2N150NPNK2 | EC000441 | EF007838 | EV004593 | 9.0
CAPRI | IGA2N150NPNK2 | EC000441 | EF008404 | EV000494 | 9.0
CAPRI | IGA2N150NPNK2 | EC000441 | EF012184 | Oui | 9.0
CAPRI | IGA2N150NPNK2 | EC000441 | EF012547 | Non | 9.0
CAPRI | IGA2N150NPNK2 | EC000441 | EF024919 | Non | 9.0
CAPRI | IGA2N200NPNK2 | EC000441 | EF000007 | EV013082 | 9.0
CAPRI | IGA2N200NPNK2 | EC000441 | EF000010 | EV000164 | 9.0
CAPRI | IGA2N200NPNK2 | EC000441 | EF000025 | Oui | 9.0
CAPRI | IGA2N200NPNK2 | EC000441 | EF000084 | Oui | 9.0
CAPRI | IGA2N200NPNK2 | EC000441 | EF000116 | -999 | 9.0
CAPRI | IGA2N200NPNK2 | EC000441 | EF000139 | EV000191 | 9.0
CAPRI | IGA2N200NPNK2 | EC000441 | EF000177 | 70 | 9.0
CAPRI | IGA2N200NPNK2 | EC000441 | EF000368 | 21 | 9.0
CAPRI | IGA2N200NPNK2 | EC000441 | EF000734 | Non | 9.0
CAPRI | IGA2N200NPNK2 | EC000441 | EF000878 | Oui | 9.0
CAPRI | IGA2N200NPNK2 | EC000441 | EF000881 | Oui | 9.0
CAPRI | IGA2N200NPNK2 | EC000441 | EF001062 | Oui | 9.0
CAPRI | IGA2N200NPNK2 | EC000441 | EF001210 | Non | 9.0
CAPRI | IGA2N200NPNK2 | EC000441 | EF001217 | EV009696 | 9.0
CAPRI | IGA2N200NPNK2 | EC000441 | EF001257 | EV000149 | 9.0
CAPRI | IGA2N200NPNK2 | EC000441 | EF001742 | -60 | 9.0
CAPRI | IGA2N200NPNK2 | EC000441 | EF001742 | 125 | 9.0
CAPRI | IGA2N200NPNK2 | EC000441 | EF001758 | EV003714 | 9.0
CAPRI | IGA2N200NPNK2 | EC000441 | EF002169 | EV000914 | 9.0
CAPRI | IGA2N200NPNK2 | EC000441 | EF003712 | 2.209 | 9.0
CAPRI | IGA2N200NPNK2 | EC000441 | EF004191 | Non | 9.0
CAPRI | IGA2N200NPNK2 | EC000441 | EF004685 | Non | 9.0
CAPRI | IGA2N200NPNK2 | EC000441 | EF005004 | Non | 9.0
CAPRI | IGA2N200NPNK2 | EC000441 | EF005049 | Oui | 9.0
CAPRI | IGA2N200NPNK2 | EC000441 | EF005268 | 75 | 9.0
CAPRI | IGA2N200NPNK2 | EC000441 | EF005337 | Non | 9.0
CAPRI | IGA2N200NPNK2 | EC000441 | EF005466 | 41.7 | 9.0
CAPRI | IGA2N200NPNK2 | EC000441 | EF005466 | 50 | 9.0
CAPRI | IGA2N200NPNK2 | EC000441 | EF005474 | EV006423 | 9.0
CAPRI | IGA2N200NPNK2 | EC000441 | EF005728 | EV000494 | 9.0
CAPRI | IGA2N200NPNK2 | EC000441 | EF007838 | EV004594 | 9.0
CAPRI | IGA2N200NPNK2 | EC000441 | EF008404 | EV000494 | 9.0
CAPRI | IGA2N200NPNK2 | EC000441 | EF012184 | Oui | 9.0
CAPRI | IGA2N200NPNK2 | EC000441 | EF012547 | Non | 9.0
CAPRI | IGA2N200NPNK2 | EC000441 | EF024919 | Non | 9.0
CAPRI | IGA2N200SNPNK2 | EC000441 | EF000007 | EV013082 | 9.0
CAPRI | IGA2N200SNPNK2 | EC000441 | EF000010 | EV000164 | 9.0
CAPRI | IGA2N200SNPNK2 | EC000441 | EF000025 | Oui | 9.0
CAPRI | IGA2N200SNPNK2 | EC000441 | EF000084 | Oui | 9.0
CAPRI | IGA2N200SNPNK2 | EC000441 | EF000116 | -999 | 9.0
CAPRI | IGA2N200SNPNK2 | EC000441 | EF000139 | EV000191 | 9.0
CAPRI | IGA2N200SNPNK2 | EC000441 | EF000177 | 60 | 9.0
CAPRI | IGA2N200SNPNK2 | EC000441 | EF000368 | 21 | 9.0
CAPRI | IGA2N200SNPNK2 | EC000441 | EF000734 | Non | 9.0
CAPRI | IGA2N200SNPNK2 | EC000441 | EF000878 | Oui | 9.0
CAPRI | IGA2N200SNPNK2 | EC000441 | EF000881 | Oui | 9.0
CAPRI | IGA2N200SNPNK2 | EC000441 | EF001062 | Oui | 9.0
CAPRI | IGA2N200SNPNK2 | EC000441 | EF001210 | Non | 9.0
CAPRI | IGA2N200SNPNK2 | EC000441 | EF001217 | EV009696 | 9.0
CAPRI | IGA2N200SNPNK2 | EC000441 | EF001257 | EV000149 | 9.0
CAPRI | IGA2N200SNPNK2 | EC000441 | EF001742 | -60 | 9.0
CAPRI | IGA2N200SNPNK2 | EC000441 | EF001742 | 125 | 9.0
CAPRI | IGA2N200SNPNK2 | EC000441 | EF001758 | EV003714 | 9.0
CAPRI | IGA2N200SNPNK2 | EC000441 | EF002169 | EV000914 | 9.0
CAPRI | IGA2N200SNPNK2 | EC000441 | EF003712 | 2.209 | 9.0
CAPRI | IGA2N200SNPNK2 | EC000441 | EF004191 | Non | 9.0
CAPRI | IGA2N200SNPNK2 | EC000441 | EF004685 | Non | 9.0
CAPRI | IGA2N200SNPNK2 | EC000441 | EF005004 | Non | 9.0
CAPRI | IGA2N200SNPNK2 | EC000441 | EF005049 | Oui | 9.0
CAPRI | IGA2N200SNPNK2 | EC000441 | EF005268 | 65 | 9.0
CAPRI | IGA2N200SNPNK2 | EC000441 | EF005337 | Non | 9.0
CAPRI | IGA2N200SNPNK2 | EC000441 | EF005466 | 35.8 | 9.0
CAPRI | IGA2N200SNPNK2 | EC000441 | EF005466 | 44 | 9.0
CAPRI | IGA2N200SNPNK2 | EC000441 | EF005474 | EV006423 | 9.0
CAPRI | IGA2N200SNPNK2 | EC000441 | EF005728 | EV000494 | 9.0
CAPRI | IGA2N200SNPNK2 | EC000441 | EF007838 | EV004594 | 9.0
CAPRI | IGA2N200SNPNK2 | EC000441 | EF008404 | EV000494 | 9.0
CAPRI | IGA2N200SNPNK2 | EC000441 | EF012184 | Oui | 9.0
CAPRI | IGA2N200SNPNK2 | EC000441 | EF012547 | Non | 9.0
CAPRI | IGA2N200SNPNK2 | EC000441 | EF024919 | Non | 9.0
CAPRI | IGA2N250NPNK2 | EC000441 | EF000007 | EV013082 | 9.0
CAPRI | IGA2N250NPNK2 | EC000441 | EF000010 | EV000164 | 9.0
CAPRI | IGA2N250NPNK2 | EC000441 | EF000025 | Oui | 9.0
CAPRI | IGA2N250NPNK2 | EC000441 | EF000084 | Oui | 9.0
CAPRI | IGA2N250NPNK2 | EC000441 | EF000116 | -999 | 9.0
CAPRI | IGA2N250NPNK2 | EC000441 | EF000139 | EV000191 | 9.0
CAPRI | IGA2N250NPNK2 | EC000441 | EF000177 | 85 | 9.0
CAPRI | IGA2N250NPNK2 | EC000441 | EF000368 | 30 | 9.0
CAPRI | IGA2N250NPNK2 | EC000441 | EF000734 | Non | 9.0
CAPRI | IGA2N250NPNK2 | EC000441 | EF000878 | Oui | 9.0
CAPRI | IGA2N250NPNK2 | EC000441 | EF000881 | Oui | 9.0
CAPRI | IGA2N250NPNK2 | EC000441 | EF001062 | Oui | 9.0
CAPRI | IGA2N250NPNK2 | EC000441 | EF001210 | Non | 9.0
CAPRI | IGA2N250NPNK2 | EC000441 | EF001217 | EV009696 | 9.0
CAPRI | IGA2N250NPNK2 | EC000441 | EF001257 | EV000149 | 9.0
CAPRI | IGA2N250NPNK2 | EC000441 | EF001742 | -60 | 9.0
CAPRI | IGA2N250NPNK2 | EC000441 | EF001742 | 125 | 9.0
CAPRI | IGA2N250NPNK2 | EC000441 | EF001758 | EV003714 | 9.0
CAPRI | IGA2N250NPNK2 | EC000441 | EF002169 | EV000914 | 9.0
CAPRI | IGA2N250NPNK2 | EC000441 | EF003712 | 3.175 | 9.0
CAPRI | IGA2N250NPNK2 | EC000441 | EF004191 | Non | 9.0
CAPRI | IGA2N250NPNK2 | EC000441 | EF004685 | Non | 9.0
CAPRI | IGA2N250NPNK2 | EC000441 | EF005004 | Non | 9.0
CAPRI | IGA2N250NPNK2 | EC000441 | EF005049 | Oui | 9.0
CAPRI | IGA2N250NPNK2 | EC000441 | EF005268 | 90 | 9.0
CAPRI | IGA2N250NPNK2 | EC000441 | EF005337 | Non | 9.0
CAPRI | IGA2N250NPNK2 | EC000441 | EF005466 | 55 | 9.0
CAPRI | IGA2N250NPNK2 | EC000441 | EF005466 | 62 | 9.0
CAPRI | IGA2N250NPNK2 | EC000441 | EF005474 | EV006423 | 9.0
CAPRI | IGA2N250NPNK2 | EC000441 | EF005728 | EV000494 | 9.0
CAPRI | IGA2N250NPNK2 | EC000441 | EF007838 | EV006892 | 9.0
CAPRI | IGA2N250NPNK2 | EC000441 | EF008404 | EV000494 | 9.0
CAPRI | IGA2N250NPNK2 | EC000441 | EF012184 | Oui | 9.0
CAPRI | IGA2N250NPNK2 | EC000441 | EF012547 | Non | 9.0
CAPRI | IGA2N250NPNK2 | EC000441 | EF024919 | Non | 9.0
CAPRI | IGA2N250SNPNK2 | EC000441 | EF000007 | EV013082 | 9.0
CAPRI | IGA2N250SNPNK2 | EC000441 | EF000010 | EV000164 | 9.0
CAPRI | IGA2N250SNPNK2 | EC000441 | EF000025 | Oui | 9.0
CAPRI | IGA2N250SNPNK2 | EC000441 | EF000084 | Oui | 9.0
CAPRI | IGA2N250SNPNK2 | EC000441 | EF000116 | -999 | 9.0
CAPRI | IGA2N250SNPNK2 | EC000441 | EF000139 | EV000191 | 9.0
CAPRI | IGA2N250SNPNK2 | EC000441 | EF000177 | 75 | 9.0
CAPRI | IGA2N250SNPNK2 | EC000441 | EF000368 | 30 | 9.0
CAPRI | IGA2N250SNPNK2 | EC000441 | EF000734 | Non | 9.0
CAPRI | IGA2N250SNPNK2 | EC000441 | EF000878 | Oui | 9.0
CAPRI | IGA2N250SNPNK2 | EC000441 | EF000881 | Oui | 9.0
CAPRI | IGA2N250SNPNK2 | EC000441 | EF001062 | Oui | 9.0
CAPRI | IGA2N250SNPNK2 | EC000441 | EF001210 | Non | 9.0
CAPRI | IGA2N250SNPNK2 | EC000441 | EF001217 | EV009696 | 9.0
CAPRI | IGA2N250SNPNK2 | EC000441 | EF001257 | EV000149 | 9.0
CAPRI | IGA2N250SNPNK2 | EC000441 | EF001742 | -60 | 9.0
CAPRI | IGA2N250SNPNK2 | EC000441 | EF001742 | 125 | 9.0
CAPRI | IGA2N250SNPNK2 | EC000441 | EF001758 | EV003714 | 9.0
CAPRI | IGA2N250SNPNK2 | EC000441 | EF002169 | EV000914 | 9.0
CAPRI | IGA2N250SNPNK2 | EC000441 | EF003712 | 3.175 | 9.0
CAPRI | IGA2N250SNPNK2 | EC000441 | EF004191 | Non | 9.0
CAPRI | IGA2N250SNPNK2 | EC000441 | EF004685 | Non | 9.0
CAPRI | IGA2N250SNPNK2 | EC000441 | EF005004 | Non | 9.0
CAPRI | IGA2N250SNPNK2 | EC000441 | EF005049 | Oui | 9.0
CAPRI | IGA2N250SNPNK2 | EC000441 | EF005268 | 80 | 9.0
CAPRI | IGA2N250SNPNK2 | EC000441 | EF005337 | Non | 9.0
CAPRI | IGA2N250SNPNK2 | EC000441 | EF005466 | 47.5 | 9.0
CAPRI | IGA2N250SNPNK2 | EC000441 | EF005466 | 56 | 9.0
CAPRI | IGA2N250SNPNK2 | EC000441 | EF005474 | EV006423 | 9.0
CAPRI | IGA2N250SNPNK2 | EC000441 | EF005728 | EV000494 | 9.0
CAPRI | IGA2N250SNPNK2 | EC000441 | EF007838 | EV006892 | 9.0
CAPRI | IGA2N250SNPNK2 | EC000441 | EF008404 | EV000494 | 9.0
CAPRI | IGA2N250SNPNK2 | EC000441 | EF012184 | Oui | 9.0
CAPRI | IGA2N250SNPNK2 | EC000441 | EF012547 | Non | 9.0
CAPRI | IGA2N250SNPNK2 | EC000441 | EF024919 | Non | 9.0
CAPRI | IGA2N300NPNK2 | EC000441 | EF000007 | EV013082 | 9.0
CAPRI | IGA2N300NPNK2 | EC000441 | EF000010 | EV000164 | 9.0
CAPRI | IGA2N300NPNK2 | EC000441 | EF000025 | Oui | 9.0
CAPRI | IGA2N300NPNK2 | EC000441 | EF000084 | Oui | 9.0
CAPRI | IGA2N300NPNK2 | EC000441 | EF000116 | -999 | 9.0
CAPRI | IGA2N300NPNK2 | EC000441 | EF000139 | EV000191 | 9.0
CAPRI | IGA2N300NPNK2 | EC000441 | EF000177 | 90 | 9.0
CAPRI | IGA2N300NPNK2 | EC000441 | EF000368 | 32 | 9.0
CAPRI | IGA2N300NPNK2 | EC000441 | EF000734 | Non | 9.0
CAPRI | IGA2N300NPNK2 | EC000441 | EF000878 | Oui | 9.0
CAPRI | IGA2N300NPNK2 | EC000441 | EF000881 | Oui | 9.0
CAPRI | IGA2N300NPNK2 | EC000441 | EF001062 | Oui | 9.0
CAPRI | IGA2N300NPNK2 | EC000441 | EF001210 | Non | 9.0
CAPRI | IGA2N300NPNK2 | EC000441 | EF001217 | EV009696 | 9.0
CAPRI | IGA2N300NPNK2 | EC000441 | EF001257 | EV000149 | 9.0
CAPRI | IGA2N300NPNK2 | EC000441 | EF001742 | -60 | 9.0
CAPRI | IGA2N300NPNK2 | EC000441 | EF001742 | 125 | 9.0
CAPRI | IGA2N300NPNK2 | EC000441 | EF001758 | EV003714 | 9.0
CAPRI | IGA2N300NPNK2 | EC000441 | EF002169 | EV000914 | 9.0
CAPRI | IGA2N300NPNK2 | EC000441 | EF003712 | 3.175 | 9.0
CAPRI | IGA2N300NPNK2 | EC000441 | EF004191 | Non | 9.0
CAPRI | IGA2N300NPNK2 | EC000441 | EF004685 | Non | 9.0
CAPRI | IGA2N300NPNK2 | EC000441 | EF005004 | Non | 9.0
CAPRI | IGA2N300NPNK2 | EC000441 | EF005049 | Oui | 9.0
CAPRI | IGA2N300NPNK2 | EC000441 | EF005268 | 95 | 9.0
CAPRI | IGA2N300NPNK2 | EC000441 | EF005337 | Non | 9.0
CAPRI | IGA2N300NPNK2 | EC000441 | EF005466 | 62 | 9.0
CAPRI | IGA2N300NPNK2 | EC000441 | EF005466 | 68 | 9.0
CAPRI | IGA2N300NPNK2 | EC000441 | EF005474 | EV006423 | 9.0
CAPRI | IGA2N300NPNK2 | EC000441 | EF005728 | EV000494 | 9.0
CAPRI | IGA2N300NPNK2 | EC000441 | EF007838 | EV004595 | 9.0
CAPRI | IGA2N300NPNK2 | EC000441 | EF008404 | EV000494 | 9.0
CAPRI | IGA2N300NPNK2 | EC000441 | EF012184 | Oui | 9.0
CAPRI | IGA2N300NPNK2 | EC000441 | EF012547 | Non | 9.0
CAPRI | IGA2N300NPNK2 | EC000441 | EF024919 | Non | 9.0
CAPRI | IGA2N350NPNK2 | EC000441 | EF000007 | EV013082 | 9.0
CAPRI | IGA2N350NPNK2 | EC000441 | EF000010 | EV000164 | 9.0
CAPRI | IGA2N350NPNK2 | EC000441 | EF000025 | Oui | 9.0
CAPRI | IGA2N350NPNK2 | EC000441 | EF000084 | Oui | 9.0
CAPRI | IGA2N350NPNK2 | EC000441 | EF000116 | -999 | 9.0
CAPRI | IGA2N350NPNK2 | EC000441 | EF000139 | EV000191 | 9.0
CAPRI | IGA2N350NPNK2 | EC000441 | EF000177 | 106 | 9.0
CAPRI | IGA2N350NPNK2 | EC000441 | EF000368 | 34 | 9.0
CAPRI | IGA2N350NPNK2 | EC000441 | EF000734 | Non | 9.0
CAPRI | IGA2N350NPNK2 | EC000441 | EF000878 | Oui | 9.0
CAPRI | IGA2N350NPNK2 | EC000441 | EF000881 | Oui | 9.0
CAPRI | IGA2N350NPNK2 | EC000441 | EF001062 | Oui | 9.0
CAPRI | IGA2N350NPNK2 | EC000441 | EF001210 | Non | 9.0
CAPRI | IGA2N350NPNK2 | EC000441 | EF001217 | EV009696 | 9.0
CAPRI | IGA2N350NPNK2 | EC000441 | EF001257 | EV000149 | 9.0
CAPRI | IGA2N350NPNK2 | EC000441 | EF001742 | -60 | 9.0
CAPRI | IGA2N350NPNK2 | EC000441 | EF001742 | 125 | 9.0
CAPRI | IGA2N350NPNK2 | EC000441 | EF001758 | EV003714 | 9.0
CAPRI | IGA2N350NPNK2 | EC000441 | EF002169 | EV000914 | 9.0
CAPRI | IGA2N350NPNK2 | EC000441 | EF003712 | 3.175 | 9.0
CAPRI | IGA2N350NPNK2 | EC000441 | EF004191 | Non | 9.0
CAPRI | IGA2N350NPNK2 | EC000441 | EF004685 | Non | 9.0
CAPRI | IGA2N350NPNK2 | EC000441 | EF005004 | Non | 9.0
CAPRI | IGA2N350NPNK2 | EC000441 | EF005049 | Oui | 9.0
CAPRI | IGA2N350NPNK2 | EC000441 | EF005268 | 118.5 | 9.0
CAPRI | IGA2N350NPNK2 | EC000441 | EF005337 | Non | 9.0
CAPRI | IGA2N350NPNK2 | EC000441 | EF005466 | 67 | 9.0
CAPRI | IGA2N350NPNK2 | EC000441 | EF005466 | 79 | 9.0
CAPRI | IGA2N350NPNK2 | EC000441 | EF005474 | EV006423 | 9.0
CAPRI | IGA2N350NPNK2 | EC000441 | EF005728 | EV000494 | 9.0
CAPRI | IGA2N350NPNK2 | EC000441 | EF007838 | EV006893 | 9.0
CAPRI | IGA2N350NPNK2 | EC000441 | EF008404 | EV000494 | 9.0
CAPRI | IGA2N350NPNK2 | EC000441 | EF012184 | Oui | 9.0
CAPRI | IGA2N350NPNK2 | EC000441 | EF012547 | Non | 9.0
CAPRI | IGA2N350NPNK2 | EC000441 | EF024919 | Non | 9.0
CAPRI | IGBWM20NPNK2 | EC000441 | EF000007 | EV013082 | 9.0
CAPRI | IGBWM20NPNK2 | EC000441 | EF000010 | EV000164 | 9.0
CAPRI | IGBWM20NPNK2 | EC000441 | EF000025 | Oui | 9.0
CAPRI | IGBWM20NPNK2 | EC000441 | EF000084 | Oui | 9.0
CAPRI | IGBWM20NPNK2 | EC000441 | EF000139 | EV000191 | 9.0
CAPRI | IGBWM20NPNK2 | EC000441 | EF000177 | 24 | 9.0
CAPRI | IGBWM20NPNK2 | EC000441 | EF000368 | 10 | 9.0
CAPRI | IGBWM20NPNK2 | EC000441 | EF000734 | Non | 9.0
CAPRI | IGBWM20NPNK2 | EC000441 | EF000878 | Oui | 9.0
CAPRI | IGBWM20NPNK2 | EC000441 | EF000881 | Oui | 9.0
CAPRI | IGBWM20NPNK2 | EC000441 | EF001062 | Oui | 9.0
CAPRI | IGBWM20NPNK2 | EC000441 | EF001210 | Non | 9.0
CAPRI | IGBWM20NPNK2 | EC000441 | EF001217 | EV009696 | 9.0
CAPRI | IGBWM20NPNK2 | EC000441 | EF001257 | EV000149 | 9.0
CAPRI | IGBWM20NPNK2 | EC000441 | EF001742 | -60 | 9.0
CAPRI | IGBWM20NPNK2 | EC000441 | EF001742 | 125 | 9.0
CAPRI | IGBWM20NPNK2 | EC000441 | EF001758 | EV003712 | 9.0
CAPRI | IGBWM20NPNK2 | EC000441 | EF002169 | EV000914 | 9.0
CAPRI | IGBWM20NPNK2 | EC000441 | EF003712 | 1.5 | 9.0
CAPRI | IGBWM20NPNK2 | EC000441 | EF004191 | Non | 9.0
CAPRI | IGBWM20NPNK2 | EC000441 | EF004685 | Non | 9.0
CAPRI | IGBWM20NPNK2 | EC000441 | EF005004 | Non | 9.0
CAPRI | IGBWM20NPNK2 | EC000441 | EF005049 | Oui | 9.0
CAPRI | IGBWM20NPNK2 | EC000441 | EF005268 | 26.2 | 9.0
CAPRI | IGBWM20NPNK2 | EC000441 | EF005337 | Non | 9.0
CAPRI | IGBWM20NPNK2 | EC000441 | EF005466 | 15 | 9.0
CAPRI | IGBWM20NPNK2 | EC000441 | EF005466 | 20 | 9.0
CAPRI | IGBWM20NPNK2 | EC000441 | EF005474 | EV006405 | 9.0
CAPRI | IGBWM20NPNK2 | EC000441 | EF005728 | EV000494 | 9.0
CAPRI | IGBWM20NPNK2 | EC000441 | EF007839 | 20 | 9.0
CAPRI | IGBWM20NPNK2 | EC000441 | EF008404 | EV000494 | 9.0
CAPRI | IGBWM20NPNK2 | EC000441 | EF012184 | Oui | 9.0
CAPRI | IGBWM20NPNK2 | EC000441 | EF012547 | Non | 9.0
CAPRI | IGBWM20NPNK2 | EC000441 | EF024919 | Non | 9.0
CAPRI | IGBWM20SNPNK2 | EC000441 | EF000007 | EV013082 | 9.0
CAPRI | IGBWM20SNPNK2 | EC000441 | EF000010 | EV000164 | 9.0
CAPRI | IGBWM20SNPNK2 | EC000441 | EF000025 | Oui | 9.0
CAPRI | IGBWM20SNPNK2 | EC000441 | EF000084 | Oui | 9.0
CAPRI | IGBWM20SNPNK2 | EC000441 | EF000139 | EV000191 | 9.0
CAPRI | IGBWM20SNPNK2 | EC000441 | EF000177 | 22 | 9.0
CAPRI | IGBWM20SNPNK2 | EC000441 | EF000368 | 10 | 9.0
CAPRI | IGBWM20SNPNK2 | EC000441 | EF000734 | Non | 9.0
CAPRI | IGBWM20SNPNK2 | EC000441 | EF000878 | Oui | 9.0
CAPRI | IGBWM20SNPNK2 | EC000441 | EF000881 | Oui | 9.0
CAPRI | IGBWM20SNPNK2 | EC000441 | EF001062 | Oui | 9.0
CAPRI | IGBWM20SNPNK2 | EC000441 | EF001210 | Non | 9.0
CAPRI | IGBWM20SNPNK2 | EC000441 | EF001217 | EV009696 | 9.0
CAPRI | IGBWM20SNPNK2 | EC000441 | EF001257 | EV000149 | 9.0
CAPRI | IGBWM20SNPNK2 | EC000441 | EF001742 | -60 | 9.0
CAPRI | IGBWM20SNPNK2 | EC000441 | EF001742 | 125 | 9.0
CAPRI | IGBWM20SNPNK2 | EC000441 | EF001758 | EV003712 | 9.0
CAPRI | IGBWM20SNPNK2 | EC000441 | EF002169 | EV000914 | 9.0
CAPRI | IGBWM20SNPNK2 | EC000441 | EF003712 | 1.5 | 9.0
CAPRI | IGBWM20SNPNK2 | EC000441 | EF004191 | Non | 9.0
CAPRI | IGBWM20SNPNK2 | EC000441 | EF004685 | Non | 9.0
CAPRI | IGBWM20SNPNK2 | EC000441 | EF005004 | Non | 9.0
CAPRI | IGBWM20SNPNK2 | EC000441 | EF005049 | Oui | 9.0
CAPRI | IGBWM20SNPNK2 | EC000441 | EF005268 | 24 | 9.0
CAPRI | IGBWM20SNPNK2 | EC000441 | EF005337 | Non | 9.0
CAPRI | IGBWM20SNPNK2 | EC000441 | EF005466 | 12.5 | 9.0
CAPRI | IGBWM20SNPNK2 | EC000441 | EF005466 | 16 | 9.0
CAPRI | IGBWM20SNPNK2 | EC000441 | EF005474 | EV006405 | 9.0
CAPRI | IGBWM20SNPNK2 | EC000441 | EF005728 | EV000494 | 9.0
CAPRI | IGBWM20SNPNK2 | EC000441 | EF007839 | 20 | 9.0
CAPRI | IGBWM20SNPNK2 | EC000441 | EF008404 | EV000494 | 9.0
CAPRI | IGBWM20SNPNK2 | EC000441 | EF012184 | Oui | 9.0
CAPRI | IGBWM20SNPNK2 | EC000441 | EF012547 | Non | 9.0
CAPRI | IGBWM20SNPNK2 | EC000441 | EF024919 | Non | 9.0
CAPRI | IGBWM25NPNK2 | EC000441 | EF000007 | EV013082 | 9.0
CAPRI | IGBWM25NPNK2 | EC000441 | EF000010 | EV000164 | 9.0
CAPRI | IGBWM25NPNK2 | EC000441 | EF000025 | Oui | 9.0
CAPRI | IGBWM25NPNK2 | EC000441 | EF000084 | Oui | 9.0
CAPRI | IGBWM25NPNK2 | EC000441 | EF000139 | EV000191 | 9.0
CAPRI | IGBWM25NPNK2 | EC000441 | EF000177 | 32 | 9.0
CAPRI | IGBWM25NPNK2 | EC000441 | EF000368 | 10 | 9.0
CAPRI | IGBWM25NPNK2 | EC000441 | EF000734 | Non | 9.0
CAPRI | IGBWM25NPNK2 | EC000441 | EF000878 | Oui | 9.0
CAPRI | IGBWM25NPNK2 | EC000441 | EF000881 | Oui | 9.0
CAPRI | IGBWM25NPNK2 | EC000441 | EF001062 | Oui | 9.0
CAPRI | IGBWM25NPNK2 | EC000441 | EF001210 | Non | 9.0
CAPRI | IGBWM25NPNK2 | EC000441 | EF001217 | EV009696 | 9.0
CAPRI | IGBWM25NPNK2 | EC000441 | EF001257 | EV000149 | 9.0
CAPRI | IGBWM25NPNK2 | EC000441 | EF001742 | -60 | 9.0
CAPRI | IGBWM25NPNK2 | EC000441 | EF001742 | 125 | 9.0
CAPRI | IGBWM25NPNK2 | EC000441 | EF001758 | EV003712 | 9.0
CAPRI | IGBWM25NPNK2 | EC000441 | EF002169 | EV000914 | 9.0
CAPRI | IGBWM25NPNK2 | EC000441 | EF003712 | 1.5 | 9.0
CAPRI | IGBWM25NPNK2 | EC000441 | EF004191 | Non | 9.0
CAPRI | IGBWM25NPNK2 | EC000441 | EF004685 | Non | 9.0
CAPRI | IGBWM25NPNK2 | EC000441 | EF005004 | Non | 9.0
CAPRI | IGBWM25NPNK2 | EC000441 | EF005049 | Oui | 9.0
CAPRI | IGBWM25NPNK2 | EC000441 | EF005268 | 35 | 9.0
CAPRI | IGBWM25NPNK2 | EC000441 | EF005337 | Non | 9.0
CAPRI | IGBWM25NPNK2 | EC000441 | EF005466 | 20.5 | 9.0
CAPRI | IGBWM25NPNK2 | EC000441 | EF005466 | 27.5 | 9.0
CAPRI | IGBWM25NPNK2 | EC000441 | EF005474 | EV006405 | 9.0
CAPRI | IGBWM25NPNK2 | EC000441 | EF005728 | EV000494 | 9.0
CAPRI | IGBWM25NPNK2 | EC000441 | EF007839 | 25 | 9.0
CAPRI | IGBWM25NPNK2 | EC000441 | EF008404 | EV000494 | 9.0
CAPRI | IGBWM25NPNK2 | EC000441 | EF012184 | Oui | 9.0
CAPRI | IGBWM25NPNK2 | EC000441 | EF012547 | Non | 9.0
CAPRI | IGBWM25NPNK2 | EC000441 | EF024919 | Non | 9.0
CAPRI | IGBWM32NPNK2 | EC000441 | EF000007 | EV013082 | 9.0
CAPRI | IGBWM32NPNK2 | EC000441 | EF000010 | EV000164 | 9.0
CAPRI | IGBWM32NPNK2 | EC000441 | EF000025 | Oui | 9.0
CAPRI | IGBWM32NPNK2 | EC000441 | EF000084 | Oui | 9.0
CAPRI | IGBWM32NPNK2 | EC000441 | EF000139 | EV000191 | 9.0
CAPRI | IGBWM32NPNK2 | EC000441 | EF000177 | 38 | 9.0
CAPRI | IGBWM32NPNK2 | EC000441 | EF000368 | 10 | 9.0
CAPRI | IGBWM32NPNK2 | EC000441 | EF000734 | Non | 9.0
CAPRI | IGBWM32NPNK2 | EC000441 | EF000878 | Oui | 9.0
CAPRI | IGBWM32NPNK2 | EC000441 | EF000881 | Oui | 9.0
CAPRI | IGBWM32NPNK2 | EC000441 | EF001062 | Oui | 9.0
CAPRI | IGBWM32NPNK2 | EC000441 | EF001210 | Non | 9.0
CAPRI | IGBWM32NPNK2 | EC000441 | EF001217 | EV009696 | 9.0
CAPRI | IGBWM32NPNK2 | EC000441 | EF001257 | EV000149 | 9.0
CAPRI | IGBWM32NPNK2 | EC000441 | EF001742 | -60 | 9.0
CAPRI | IGBWM32NPNK2 | EC000441 | EF001742 | 125 | 9.0
CAPRI | IGBWM32NPNK2 | EC000441 | EF001758 | EV003712 | 9.0
CAPRI | IGBWM32NPNK2 | EC000441 | EF002169 | EV000914 | 9.0
CAPRI | IGBWM32NPNK2 | EC000441 | EF003712 | 1.5 | 9.0
CAPRI | IGBWM32NPNK2 | EC000441 | EF004191 | Non | 9.0
CAPRI | IGBWM32NPNK2 | EC000441 | EF004685 | Non | 9.0
CAPRI | IGBWM32NPNK2 | EC000441 | EF005004 | Non | 9.0
CAPRI | IGBWM32NPNK2 | EC000441 | EF005049 | Oui | 9.0
CAPRI | IGBWM32NPNK2 | EC000441 | EF005268 | 42 | 9.0
CAPRI | IGBWM32NPNK2 | EC000441 | EF005337 | Non | 9.0
CAPRI | IGBWM32NPNK2 | EC000441 | EF005466 | 27.25 | 9.0
CAPRI | IGBWM32NPNK2 | EC000441 | EF005466 | 34.5 | 9.0
CAPRI | IGBWM32NPNK2 | EC000441 | EF005474 | EV006405 | 9.0
CAPRI | IGBWM32NPNK2 | EC000441 | EF005728 | EV000494 | 9.0
CAPRI | IGBWM32NPNK2 | EC000441 | EF007839 | 32 | 9.0
CAPRI | IGBWM32NPNK2 | EC000441 | EF008404 | EV000494 | 9.0
CAPRI | IGBWM32NPNK2 | EC000441 | EF012184 | Oui | 9.0
CAPRI | IGBWM32NPNK2 | EC000441 | EF012547 | Non | 9.0
CAPRI | IGBWM32NPNK2 | EC000441 | EF024919 | Non | 9.0
CAPRI | IGBWM40NPNK2 | EC000441 | EF000007 | EV013082 | 9.0
CAPRI | IGBWM40NPNK2 | EC000441 | EF000010 | EV000164 | 9.0
CAPRI | IGBWM40NPNK2 | EC000441 | EF000025 | Oui | 9.0
CAPRI | IGBWM40NPNK2 | EC000441 | EF000084 | Oui | 9.0
CAPRI | IGBWM40NPNK2 | EC000441 | EF000139 | EV000191 | 9.0
CAPRI | IGBWM40NPNK2 | EC000441 | EF000177 | 47.5 | 9.0
CAPRI | IGBWM40NPNK2 | EC000441 | EF000368 | 15 | 9.0
CAPRI | IGBWM40NPNK2 | EC000441 | EF000734 | Non | 9.0
CAPRI | IGBWM40NPNK2 | EC000441 | EF000878 | Oui | 9.0
CAPRI | IGBWM40NPNK2 | EC000441 | EF000881 | Oui | 9.0
CAPRI | IGBWM40NPNK2 | EC000441 | EF001062 | Oui | 9.0
CAPRI | IGBWM40NPNK2 | EC000441 | EF001210 | Non | 9.0
CAPRI | IGBWM40NPNK2 | EC000441 | EF001217 | EV009696 | 9.0
CAPRI | IGBWM40NPNK2 | EC000441 | EF001257 | EV000149 | 9.0
CAPRI | IGBWM40NPNK2 | EC000441 | EF001742 | -60 | 9.0
CAPRI | IGBWM40NPNK2 | EC000441 | EF001742 | 125 | 9.0
CAPRI | IGBWM40NPNK2 | EC000441 | EF001758 | EV003712 | 9.0
CAPRI | IGBWM40NPNK2 | EC000441 | EF002169 | EV000914 | 9.0
CAPRI | IGBWM40NPNK2 | EC000441 | EF003712 | 1.5 | 9.0
CAPRI | IGBWM40NPNK2 | EC000441 | EF004191 | Non | 9.0
CAPRI | IGBWM40NPNK2 | EC000441 | EF004685 | Non | 9.0
CAPRI | IGBWM40NPNK2 | EC000441 | EF005004 | Non | 9.0
CAPRI | IGBWM40NPNK2 | EC000441 | EF005049 | Oui | 9.0
CAPRI | IGBWM40NPNK2 | EC000441 | EF005268 | 51 | 9.0
CAPRI | IGBWM40NPNK2 | EC000441 | EF005337 | Non | 9.0
CAPRI | IGBWM40NPNK2 | EC000441 | EF005466 | 33.3 | 9.0
CAPRI | IGBWM40NPNK2 | EC000441 | EF005466 | 41.5 | 9.0
CAPRI | IGBWM40NPNK2 | EC000441 | EF005474 | EV006405 | 9.0
CAPRI | IGBWM40NPNK2 | EC000441 | EF005728 | EV000494 | 9.0
CAPRI | IGBWM40NPNK2 | EC000441 | EF007839 | 40 | 9.0
CAPRI | IGBWM40NPNK2 | EC000441 | EF008404 | EV000494 | 9.0
CAPRI | IGBWM40NPNK2 | EC000441 | EF012184 | Oui | 9.0
CAPRI | IGBWM40NPNK2 | EC000441 | EF012547 | Non | 9.0
CAPRI | IGBWM40NPNK2 | EC000441 | EF024919 | Non | 9.0
CAPRI | IGBWM50NPNK2 | EC000441 | EF000007 | EV013082 | 9.0
CAPRI | IGBWM50NPNK2 | EC000441 | EF000010 | EV000164 | 9.0
CAPRI | IGBWM50NPNK2 | EC000441 | EF000025 | Oui | 9.0
CAPRI | IGBWM50NPNK2 | EC000441 | EF000084 | Oui | 9.0
CAPRI | IGBWM50NPNK2 | EC000441 | EF000139 | EV000191 | 9.0
CAPRI | IGBWM50NPNK2 | EC000441 | EF000177 | 60.5 | 9.0
CAPRI | IGBWM50NPNK2 | EC000441 | EF000368 | 15 | 9.0
CAPRI | IGBWM50NPNK2 | EC000441 | EF000734 | Non | 9.0
CAPRI | IGBWM50NPNK2 | EC000441 | EF000878 | Oui | 9.0
CAPRI | IGBWM50NPNK2 | EC000441 | EF000881 | Oui | 9.0
CAPRI | IGBWM50NPNK2 | EC000441 | EF001062 | Oui | 9.0
CAPRI | IGBWM50NPNK2 | EC000441 | EF001210 | Non | 9.0
CAPRI | IGBWM50NPNK2 | EC000441 | EF001217 | EV009696 | 9.0
CAPRI | IGBWM50NPNK2 | EC000441 | EF001257 | EV000149 | 9.0
CAPRI | IGBWM50NPNK2 | EC000441 | EF001742 | -60 | 9.0
CAPRI | IGBWM50NPNK2 | EC000441 | EF001742 | 125 | 9.0
CAPRI | IGBWM50NPNK2 | EC000441 | EF001758 | EV003712 | 9.0
CAPRI | IGBWM50NPNK2 | EC000441 | EF002169 | EV000914 | 9.0
CAPRI | IGBWM50NPNK2 | EC000441 | EF003712 | 1.5 | 9.0
CAPRI | IGBWM50NPNK2 | EC000441 | EF004191 | Non | 9.0
CAPRI | IGBWM50NPNK2 | EC000441 | EF004685 | Non | 9.0
CAPRI | IGBWM50NPNK2 | EC000441 | EF005004 | Non | 9.0
CAPRI | IGBWM50NPNK2 | EC000441 | EF005049 | Oui | 9.0
CAPRI | IGBWM50NPNK2 | EC000441 | EF005268 | 65.5 | 9.0
CAPRI | IGBWM50NPNK2 | EC000441 | EF005337 | Non | 9.0
CAPRI | IGBWM50NPNK2 | EC000441 | EF005466 | 44.5 | 9.0
CAPRI | IGBWM50NPNK2 | EC000441 | EF005466 | 52 | 9.0
CAPRI | IGBWM50NPNK2 | EC000441 | EF005474 | EV006405 | 9.0
CAPRI | IGBWM50NPNK2 | EC000441 | EF005728 | EV000494 | 9.0
CAPRI | IGBWM50NPNK2 | EC000441 | EF007839 | 50 | 9.0
CAPRI | IGBWM50NPNK2 | EC000441 | EF008404 | EV000494 | 9.0
CAPRI | IGBWM50NPNK2 | EC000441 | EF012184 | Oui | 9.0
CAPRI | IGBWM50NPNK2 | EC000441 | EF012547 | Non | 9.0
CAPRI | IGBWM50NPNK2 | EC000441 | EF024919 | Non | 9.0
CAPRI | IGBWM63NPNK2 | EC000441 | EF000007 | EV013082 | 9.0
CAPRI | IGBWM63NPNK2 | EC000441 | EF000010 | EV000164 | 9.0
CAPRI | IGBWM63NPNK2 | EC000441 | EF000025 | Oui | 9.0
CAPRI | IGBWM63NPNK2 | EC000441 | EF000084 | Oui | 9.0
CAPRI | IGBWM63NPNK2 | EC000441 | EF000139 | EV000191 | 9.0
CAPRI | IGBWM63NPNK2 | EC000441 | EF000177 | 75 | 9.0
CAPRI | IGBWM63NPNK2 | EC000441 | EF000368 | 15 | 9.0
CAPRI | IGBWM63NPNK2 | EC000441 | EF000734 | Non | 9.0
CAPRI | IGBWM63NPNK2 | EC000441 | EF000878 | Oui | 9.0
CAPRI | IGBWM63NPNK2 | EC000441 | EF000881 | Oui | 9.0
CAPRI | IGBWM63NPNK2 | EC000441 | EF001062 | Oui | 9.0
CAPRI | IGBWM63NPNK2 | EC000441 | EF001210 | Non | 9.0
CAPRI | IGBWM63NPNK2 | EC000441 | EF001217 | EV009696 | 9.0
CAPRI | IGBWM63NPNK2 | EC000441 | EF001257 | EV000149 | 9.0
CAPRI | IGBWM63NPNK2 | EC000441 | EF001742 | -60 | 9.0
CAPRI | IGBWM63NPNK2 | EC000441 | EF001742 | 125 | 9.0
CAPRI | IGBWM63NPNK2 | EC000441 | EF001758 | EV003712 | 9.0
CAPRI | IGBWM63NPNK2 | EC000441 | EF002169 | EV000914 | 9.0
CAPRI | IGBWM63NPNK2 | EC000441 | EF003712 | 1.5 | 9.0
CAPRI | IGBWM63NPNK2 | EC000441 | EF004191 | Non | 9.0
CAPRI | IGBWM63NPNK2 | EC000441 | EF004685 | Non | 9.0
CAPRI | IGBWM63NPNK2 | EC000441 | EF005004 | Non | 9.0
CAPRI | IGBWM63NPNK2 | EC000441 | EF005049 | Oui | 9.0
CAPRI | IGBWM63NPNK2 | EC000441 | EF005268 | 80 | 9.0
CAPRI | IGBWM63NPNK2 | EC000441 | EF005337 | Non | 9.0
CAPRI | IGBWM63NPNK2 | EC000441 | EF005466 | 56.75 | 9.0
CAPRI | IGBWM63NPNK2 | EC000441 | EF005466 | 65.5 | 9.0
CAPRI | IGBWM63NPNK2 | EC000441 | EF005474 | EV006405 | 9.0
CAPRI | IGBWM63NPNK2 | EC000441 | EF005728 | EV000494 | 9.0
CAPRI | IGBWM63NPNK2 | EC000441 | EF007839 | 63 | 9.0
CAPRI | IGBWM63NPNK2 | EC000441 | EF008404 | EV000494 | 9.0
CAPRI | IGBWM63NPNK2 | EC000441 | EF012184 | Oui | 9.0
CAPRI | IGBWM63NPNK2 | EC000441 | EF012547 | Non | 9.0
CAPRI | IGBWM63NPNK2 | EC000441 | EF024919 | Non | 9.0
CAPRI | IGBWM75NPNK2 | EC000441 | EF000007 | EV013082 | 9.0
CAPRI | IGBWM75NPNK2 | EC000441 | EF000010 | EV000164 | 9.0
CAPRI | IGBWM75NPNK2 | EC000441 | EF000025 | Oui | 9.0
CAPRI | IGBWM75NPNK2 | EC000441 | EF000084 | Oui | 9.0
CAPRI | IGBWM75NPNK2 | EC000441 | EF000139 | EV000191 | 9.0
CAPRI | IGBWM75NPNK2 | EC000441 | EF000177 | 90 | 9.0
CAPRI | IGBWM75NPNK2 | EC000441 | EF000368 | 15 | 9.0
CAPRI | IGBWM75NPNK2 | EC000441 | EF000734 | Non | 9.0
CAPRI | IGBWM75NPNK2 | EC000441 | EF000878 | Oui | 9.0
CAPRI | IGBWM75NPNK2 | EC000441 | EF000881 | Oui | 9.0
CAPRI | IGBWM75NPNK2 | EC000441 | EF001062 | Oui | 9.0
CAPRI | IGBWM75NPNK2 | EC000441 | EF001210 | Non | 9.0
CAPRI | IGBWM75NPNK2 | EC000441 | EF001217 | EV009696 | 9.0
CAPRI | IGBWM75NPNK2 | EC000441 | EF001257 | EV000149 | 9.0
CAPRI | IGBWM75NPNK2 | EC000441 | EF001742 | -60 | 9.0
CAPRI | IGBWM75NPNK2 | EC000441 | EF001742 | 125 | 9.0
CAPRI | IGBWM75NPNK2 | EC000441 | EF001758 | EV003712 | 9.0
CAPRI | IGBWM75NPNK2 | EC000441 | EF002169 | EV000914 | 9.0
CAPRI | IGBWM75NPNK2 | EC000441 | EF003712 | 1.5 | 9.0
CAPRI | IGBWM75NPNK2 | EC000441 | EF004191 | Non | 9.0
CAPRI | IGBWM75NPNK2 | EC000441 | EF004685 | Non | 9.0
CAPRI | IGBWM75NPNK2 | EC000441 | EF005004 | Non | 9.0
CAPRI | IGBWM75NPNK2 | EC000441 | EF005049 | Oui | 9.0
CAPRI | IGBWM75NPNK2 | EC000441 | EF005268 | 95 | 9.0
CAPRI | IGBWM75NPNK2 | EC000441 | EF005337 | Non | 9.0
CAPRI | IGBWM75NPNK2 | EC000441 | EF005466 | 68.2 | 9.0
CAPRI | IGBWM75NPNK2 | EC000441 | EF005466 | 79.5 | 9.0
CAPRI | IGBWM75NPNK2 | EC000441 | EF005474 | EV006405 | 9.0
CAPRI | IGBWM75NPNK2 | EC000441 | EF005728 | EV000494 | 9.0
CAPRI | IGBWM75NPNK2 | EC000441 | EF007839 | 75 | 9.0
CAPRI | IGBWM75NPNK2 | EC000441 | EF008404 | EV000494 | 9.0
CAPRI | IGBWM75NPNK2 | EC000441 | EF012184 | Oui | 9.0
CAPRI | IGBWM75NPNK2 | EC000441 | EF012547 | Non | 9.0
CAPRI | IGBWM75NPNK2 | EC000441 | EF024919 | Non | 9.0
CAPRI | IGCM20NPNK2 | EC000441 | EF000007 | EV013082 | 9.0
CAPRI | IGCM20NPNK2 | EC000441 | EF000010 | EV000164 | 9.0
CAPRI | IGCM20NPNK2 | EC000441 | EF000025 | Oui | 9.0
CAPRI | IGCM20NPNK2 | EC000441 | EF000084 | Oui | 9.0
CAPRI | IGCM20NPNK2 | EC000441 | EF000116 | -999 | 9.0
CAPRI | IGCM20NPNK2 | EC000441 | EF000139 | EV000191 | 9.0
CAPRI | IGCM20NPNK2 | EC000441 | EF000177 | 30 | 9.0
CAPRI | IGCM20NPNK2 | EC000441 | EF000368 | 15 | 9.0
CAPRI | IGCM20NPNK2 | EC000441 | EF000734 | Non | 9.0
CAPRI | IGCM20NPNK2 | EC000441 | EF000878 | Oui | 9.0
CAPRI | IGCM20NPNK2 | EC000441 | EF000881 | Oui | 9.0
CAPRI | IGCM20NPNK2 | EC000441 | EF001062 | Oui | 9.0
CAPRI | IGCM20NPNK2 | EC000441 | EF001210 | Non | 9.0
CAPRI | IGCM20NPNK2 | EC000441 | EF001217 | EV009696 | 9.0
CAPRI | IGCM20NPNK2 | EC000441 | EF001257 | EV000149 | 9.0
CAPRI | IGCM20NPNK2 | EC000441 | EF001742 | -60 | 9.0
CAPRI | IGCM20NPNK2 | EC000441 | EF001742 | 125 | 9.0
CAPRI | IGCM20NPNK2 | EC000441 | EF001758 | EV003712 | 9.0
CAPRI | IGCM20NPNK2 | EC000441 | EF002169 | EV000914 | 9.0
CAPRI | IGCM20NPNK2 | EC000441 | EF003712 | 1.5 | 9.0
CAPRI | IGCM20NPNK2 | EC000441 | EF004191 | Non | 9.0
CAPRI | IGCM20NPNK2 | EC000441 | EF004685 | Non | 9.0
CAPRI | IGCM20NPNK2 | EC000441 | EF005004 | Non | 9.0
CAPRI | IGCM20NPNK2 | EC000441 | EF005049 | Oui | 9.0
CAPRI | IGCM20NPNK2 | EC000441 | EF005268 | 33 | 9.0
CAPRI | IGCM20NPNK2 | EC000441 | EF005337 | Non | 9.0
CAPRI | IGCM20NPNK2 | EC000441 | EF005466 | 12.5 | 9.0
CAPRI | IGCM20NPNK2 | EC000441 | EF005466 | 20.9 | 9.0
CAPRI | IGCM20NPNK2 | EC000441 | EF005474 | EV006423 | 9.0
CAPRI | IGCM20NPNK2 | EC000441 | EF005728 | EV000494 | 9.0
CAPRI | IGCM20NPNK2 | EC000441 | EF007839 | 20 | 9.0
CAPRI | IGCM20NPNK2 | EC000441 | EF008404 | EV000494 | 9.0
CAPRI | IGCM20NPNK2 | EC000441 | EF012184 | Oui | 9.0
CAPRI | IGCM20NPNK2 | EC000441 | EF012547 | Non | 9.0
CAPRI | IGCM20NPNK2 | EC000441 | EF024919 | Non | 9.0
CAPRI | IGCM20SNPNK2 | EC000441 | EF000007 | EV013082 | 9.0
CAPRI | IGCM20SNPNK2 | EC000441 | EF000010 | EV000164 | 9.0
CAPRI | IGCM20SNPNK2 | EC000441 | EF000025 | Oui | 9.0
CAPRI | IGCM20SNPNK2 | EC000441 | EF000084 | Oui | 9.0
CAPRI | IGCM20SNPNK2 | EC000441 | EF000116 | -999 | 9.0
CAPRI | IGCM20SNPNK2 | EC000441 | EF000139 | EV000191 | 9.0
CAPRI | IGCM20SNPNK2 | EC000441 | EF000177 | 24 | 9.0
CAPRI | IGCM20SNPNK2 | EC000441 | EF000368 | 15 | 9.0
CAPRI | IGCM20SNPNK2 | EC000441 | EF000734 | Non | 9.0
CAPRI | IGCM20SNPNK2 | EC000441 | EF000878 | Oui | 9.0
CAPRI | IGCM20SNPNK2 | EC000441 | EF000881 | Oui | 9.0
CAPRI | IGCM20SNPNK2 | EC000441 | EF001062 | Oui | 9.0
CAPRI | IGCM20SNPNK2 | EC000441 | EF001210 | Non | 9.0
CAPRI | IGCM20SNPNK2 | EC000441 | EF001217 | EV009696 | 9.0
CAPRI | IGCM20SNPNK2 | EC000441 | EF001257 | EV000149 | 9.0
CAPRI | IGCM20SNPNK2 | EC000441 | EF001742 | -60 | 9.0
CAPRI | IGCM20SNPNK2 | EC000441 | EF001742 | 125 | 9.0
CAPRI | IGCM20SNPNK2 | EC000441 | EF001758 | EV003712 | 9.0
CAPRI | IGCM20SNPNK2 | EC000441 | EF002169 | EV000914 | 9.0
CAPRI | IGCM20SNPNK2 | EC000441 | EF003712 | 1.5 | 9.0
CAPRI | IGCM20SNPNK2 | EC000441 | EF004191 | Non | 9.0
CAPRI | IGCM20SNPNK2 | EC000441 | EF004685 | Non | 9.0
CAPRI | IGCM20SNPNK2 | EC000441 | EF005004 | Non | 9.0
CAPRI | IGCM20SNPNK2 | EC000441 | EF005049 | Oui | 9.0
CAPRI | IGCM20SNPNK2 | EC000441 | EF005268 | 26.2 | 9.0
CAPRI | IGCM20SNPNK2 | EC000441 | EF005337 | Non | 9.0
CAPRI | IGCM20SNPNK2 | EC000441 | EF005466 | 9.5 | 9.0
CAPRI | IGCM20SNPNK2 | EC000441 | EF005466 | 15.9 | 9.0
CAPRI | IGCM20SNPNK2 | EC000441 | EF005474 | EV006423 | 9.0
CAPRI | IGCM20SNPNK2 | EC000441 | EF005728 | EV000494 | 9.0
CAPRI | IGCM20SNPNK2 | EC000441 | EF007839 | 20 | 9.0
CAPRI | IGCM20SNPNK2 | EC000441 | EF008404 | EV000494 | 9.0
CAPRI | IGCM20SNPNK2 | EC000441 | EF012184 | Oui | 9.0
CAPRI | IGCM20SNPNK2 | EC000441 | EF012547 | Non | 9.0
CAPRI | IGCM20SNPNK2 | EC000441 | EF024919 | Non | 9.0
CAPRI | IGCM25NPNK2 | EC000441 | EF000007 | EV013082 | 9.0
CAPRI | IGCM25NPNK2 | EC000441 | EF000010 | EV000164 | 9.0
CAPRI | IGCM25NPNK2 | EC000441 | EF000025 | Oui | 9.0
CAPRI | IGCM25NPNK2 | EC000441 | EF000084 | Oui | 9.0
CAPRI | IGCM25NPNK2 | EC000441 | EF000116 | -999 | 9.0
CAPRI | IGCM25NPNK2 | EC000441 | EF000139 | EV000191 | 9.0
CAPRI | IGCM25NPNK2 | EC000441 | EF000177 | 36 | 9.0
CAPRI | IGCM25NPNK2 | EC000441 | EF000368 | 15 | 9.0
CAPRI | IGCM25NPNK2 | EC000441 | EF000734 | Non | 9.0
CAPRI | IGCM25NPNK2 | EC000441 | EF000878 | Oui | 9.0
CAPRI | IGCM25NPNK2 | EC000441 | EF000881 | Oui | 9.0
CAPRI | IGCM25NPNK2 | EC000441 | EF001062 | Oui | 9.0
CAPRI | IGCM25NPNK2 | EC000441 | EF001210 | Non | 9.0
CAPRI | IGCM25NPNK2 | EC000441 | EF001217 | EV009696 | 9.0
CAPRI | IGCM25NPNK2 | EC000441 | EF001257 | EV000149 | 9.0
CAPRI | IGCM25NPNK2 | EC000441 | EF001742 | -60 | 9.0
CAPRI | IGCM25NPNK2 | EC000441 | EF001742 | 125 | 9.0
CAPRI | IGCM25NPNK2 | EC000441 | EF001758 | EV003712 | 9.0
CAPRI | IGCM25NPNK2 | EC000441 | EF002169 | EV000914 | 9.0
CAPRI | IGCM25NPNK2 | EC000441 | EF003712 | 1.5 | 9.0
CAPRI | IGCM25NPNK2 | EC000441 | EF004191 | Non | 9.0
CAPRI | IGCM25NPNK2 | EC000441 | EF004685 | Non | 9.0
CAPRI | IGCM25NPNK2 | EC000441 | EF005004 | Non | 9.0
CAPRI | IGCM25NPNK2 | EC000441 | EF005049 | Oui | 9.0
CAPRI | IGCM25NPNK2 | EC000441 | EF005268 | 39.2 | 9.0
CAPRI | IGCM25NPNK2 | EC000441 | EF005337 | Non | 9.0
CAPRI | IGCM25NPNK2 | EC000441 | EF005466 | 19.9 | 9.0
CAPRI | IGCM25NPNK2 | EC000441 | EF005466 | 26.2 | 9.0
CAPRI | IGCM25NPNK2 | EC000441 | EF005474 | EV006423 | 9.0
CAPRI | IGCM25NPNK2 | EC000441 | EF005728 | EV000494 | 9.0
CAPRI | IGCM25NPNK2 | EC000441 | EF007839 | 25 | 9.0
CAPRI | IGCM25NPNK2 | EC000441 | EF008404 | EV000494 | 9.0
CAPRI | IGCM25NPNK2 | EC000441 | EF012184 | Oui | 9.0
CAPRI | IGCM25NPNK2 | EC000441 | EF012547 | Non | 9.0
CAPRI | IGCM25NPNK2 | EC000441 | EF024919 | Non | 9.0
CAPRI | IGCM25SNPNK2 | EC000441 | EF000007 | EV013082 | 9.0
CAPRI | IGCM25SNPNK2 | EC000441 | EF000010 | EV000164 | 9.0
CAPRI | IGCM25SNPNK2 | EC000441 | EF000025 | Oui | 9.0
CAPRI | IGCM25SNPNK2 | EC000441 | EF000084 | Oui | 9.0
CAPRI | IGCM25SNPNK2 | EC000441 | EF000116 | -999 | 9.0
CAPRI | IGCM25SNPNK2 | EC000441 | EF000139 | EV000191 | 9.0
CAPRI | IGCM25SNPNK2 | EC000441 | EF000177 | 36 | 9.0
CAPRI | IGCM25SNPNK2 | EC000441 | EF000368 | 15 | 9.0
CAPRI | IGCM25SNPNK2 | EC000441 | EF000734 | Non | 9.0
CAPRI | IGCM25SNPNK2 | EC000441 | EF000878 | Oui | 9.0
CAPRI | IGCM25SNPNK2 | EC000441 | EF000881 | Oui | 9.0
CAPRI | IGCM25SNPNK2 | EC000441 | EF001062 | Oui | 9.0
CAPRI | IGCM25SNPNK2 | EC000441 | EF001210 | Non | 9.0
CAPRI | IGCM25SNPNK2 | EC000441 | EF001217 | EV009696 | 9.0
CAPRI | IGCM25SNPNK2 | EC000441 | EF001257 | EV000149 | 9.0
CAPRI | IGCM25SNPNK2 | EC000441 | EF001742 | -60 | 9.0
CAPRI | IGCM25SNPNK2 | EC000441 | EF001742 | 125 | 9.0
CAPRI | IGCM25SNPNK2 | EC000441 | EF001758 | EV003712 | 9.0
CAPRI | IGCM25SNPNK2 | EC000441 | EF002169 | EV000914 | 9.0
CAPRI | IGCM25SNPNK2 | EC000441 | EF003712 | 1.5 | 9.0
CAPRI | IGCM25SNPNK2 | EC000441 | EF004191 | Non | 9.0
CAPRI | IGCM25SNPNK2 | EC000441 | EF004685 | Non | 9.0
CAPRI | IGCM25SNPNK2 | EC000441 | EF005004 | Non | 9.0
CAPRI | IGCM25SNPNK2 | EC000441 | EF005049 | Oui | 9.0
CAPRI | IGCM25SNPNK2 | EC000441 | EF005268 | 39.2 | 9.0
CAPRI | IGCM25SNPNK2 | EC000441 | EF005337 | Non | 9.0
CAPRI | IGCM25SNPNK2 | EC000441 | EF005466 | 14 | 9.0
CAPRI | IGCM25SNPNK2 | EC000441 | EF005466 | 22 | 9.0
CAPRI | IGCM25SNPNK2 | EC000441 | EF005474 | EV006423 | 9.0
CAPRI | IGCM25SNPNK2 | EC000441 | EF005728 | EV000494 | 9.0
CAPRI | IGCM25SNPNK2 | EC000441 | EF007839 | 25 | 9.0
CAPRI | IGCM25SNPNK2 | EC000441 | EF008404 | EV000494 | 9.0
CAPRI | IGCM25SNPNK2 | EC000441 | EF012184 | Oui | 9.0
CAPRI | IGCM25SNPNK2 | EC000441 | EF012547 | Non | 9.0
CAPRI | IGCM25SNPNK2 | EC000441 | EF024919 | Non | 9.0
CAPRI | IGCM32NPNK2 | EC000441 | EF000007 | EV013082 | 9.0
CAPRI | IGCM32NPNK2 | EC000441 | EF000010 | EV000164 | 9.0
CAPRI | IGCM32NPNK2 | EC000441 | EF000025 | Oui | 9.0
CAPRI | IGCM32NPNK2 | EC000441 | EF000084 | Oui | 9.0
CAPRI | IGCM32NPNK2 | EC000441 | EF000116 | -999 | 9.0
CAPRI | IGCM32NPNK2 | EC000441 | EF000139 | EV000191 | 9.0
CAPRI | IGCM32NPNK2 | EC000441 | EF000177 | 46 | 9.0
CAPRI | IGCM32NPNK2 | EC000441 | EF000368 | 15 | 9.0
CAPRI | IGCM32NPNK2 | EC000441 | EF000734 | Non | 9.0
CAPRI | IGCM32NPNK2 | EC000441 | EF000878 | Oui | 9.0
CAPRI | IGCM32NPNK2 | EC000441 | EF000881 | Oui | 9.0
CAPRI | IGCM32NPNK2 | EC000441 | EF001062 | Oui | 9.0
CAPRI | IGCM32NPNK2 | EC000441 | EF001210 | Non | 9.0
CAPRI | IGCM32NPNK2 | EC000441 | EF001217 | EV009696 | 9.0
CAPRI | IGCM32NPNK2 | EC000441 | EF001257 | EV000149 | 9.0
CAPRI | IGCM32NPNK2 | EC000441 | EF001742 | -60 | 9.0
CAPRI | IGCM32NPNK2 | EC000441 | EF001742 | 125 | 9.0
CAPRI | IGCM32NPNK2 | EC000441 | EF001758 | EV003712 | 9.0
CAPRI | IGCM32NPNK2 | EC000441 | EF002169 | EV000914 | 9.0
CAPRI | IGCM32NPNK2 | EC000441 | EF003712 | 1.5 | 9.0
CAPRI | IGCM32NPNK2 | EC000441 | EF004191 | Non | 9.0
CAPRI | IGCM32NPNK2 | EC000441 | EF004685 | Non | 9.0
CAPRI | IGCM32NPNK2 | EC000441 | EF005004 | Non | 9.0
CAPRI | IGCM32NPNK2 | EC000441 | EF005049 | Oui | 9.0
CAPRI | IGCM32NPNK2 | EC000441 | EF005268 | 50.6 | 9.0
CAPRI | IGCM32NPNK2 | EC000441 | EF005337 | Non | 9.0
CAPRI | IGCM32NPNK2 | EC000441 | EF005466 | 23.7 | 9.0
CAPRI | IGCM32NPNK2 | EC000441 | EF005466 | 33.9 | 9.0
CAPRI | IGCM32NPNK2 | EC000441 | EF005474 | EV006423 | 9.0
CAPRI | IGCM32NPNK2 | EC000441 | EF005728 | EV000494 | 9.0
CAPRI | IGCM32NPNK2 | EC000441 | EF007839 | 32 | 9.0
CAPRI | IGCM32NPNK2 | EC000441 | EF008404 | EV000494 | 9.0
CAPRI | IGCM32NPNK2 | EC000441 | EF012184 | Oui | 9.0
CAPRI | IGCM32NPNK2 | EC000441 | EF012547 | Non | 9.0
CAPRI | IGCM32NPNK2 | EC000441 | EF024919 | Non | 9.0
CAPRI | IGCM40NPNK2 | EC000441 | EF000007 | EV013082 | 9.0
CAPRI | IGCM40NPNK2 | EC000441 | EF000010 | EV000164 | 9.0
CAPRI | IGCM40NPNK2 | EC000441 | EF000025 | Oui | 9.0
CAPRI | IGCM40NPNK2 | EC000441 | EF000084 | Oui | 9.0
CAPRI | IGCM40NPNK2 | EC000441 | EF000116 | -999 | 9.0
CAPRI | IGCM40NPNK2 | EC000441 | EF000139 | EV000191 | 9.0
CAPRI | IGCM40NPNK2 | EC000441 | EF000177 | 55 | 9.0
CAPRI | IGCM40NPNK2 | EC000441 | EF000368 | 15 | 9.0
CAPRI | IGCM40NPNK2 | EC000441 | EF000734 | Non | 9.0
CAPRI | IGCM40NPNK2 | EC000441 | EF000878 | Oui | 9.0
CAPRI | IGCM40NPNK2 | EC000441 | EF000881 | Oui | 9.0
CAPRI | IGCM40NPNK2 | EC000441 | EF001062 | Oui | 9.0
CAPRI | IGCM40NPNK2 | EC000441 | EF001210 | Non | 9.0
CAPRI | IGCM40NPNK2 | EC000441 | EF001217 | EV009696 | 9.0
CAPRI | IGCM40NPNK2 | EC000441 | EF001257 | EV000149 | 9.0
CAPRI | IGCM40NPNK2 | EC000441 | EF001742 | -60 | 9.0
CAPRI | IGCM40NPNK2 | EC000441 | EF001742 | 125 | 9.0
CAPRI | IGCM40NPNK2 | EC000441 | EF001758 | EV003712 | 9.0
CAPRI | IGCM40NPNK2 | EC000441 | EF002169 | EV000914 | 9.0
CAPRI | IGCM40NPNK2 | EC000441 | EF003712 | 1.5 | 9.0
CAPRI | IGCM40NPNK2 | EC000441 | EF004191 | Non | 9.0
CAPRI | IGCM40NPNK2 | EC000441 | EF004685 | Non | 9.0
CAPRI | IGCM40NPNK2 | EC000441 | EF005004 | Non | 9.0
CAPRI | IGCM40NPNK2 | EC000441 | EF005049 | Oui | 9.0
CAPRI | IGCM40NPNK2 | EC000441 | EF005268 | 60 | 9.0
CAPRI | IGCM40NPNK2 | EC000441 | EF005337 | Non | 9.0
CAPRI | IGCM40NPNK2 | EC000441 | EF005466 | 27.9 | 9.0
CAPRI | IGCM40NPNK2 | EC000441 | EF005466 | 40.4 | 9.0
CAPRI | IGCM40NPNK2 | EC000441 | EF005474 | EV006423 | 9.0
CAPRI | IGCM40NPNK2 | EC000441 | EF005728 | EV000494 | 9.0
CAPRI | IGCM40NPNK2 | EC000441 | EF007839 | 40 | 9.0
CAPRI | IGCM40NPNK2 | EC000441 | EF008404 | EV000494 | 9.0
CAPRI | IGCM40NPNK2 | EC000441 | EF012184 | Oui | 9.0
CAPRI | IGCM40NPNK2 | EC000441 | EF012547 | Non | 9.0
CAPRI | IGCM40NPNK2 | EC000441 | EF024919 | Non | 9.0
CAPRI | IGCM50NPNK2 | EC000441 | EF000007 | EV013082 | 9.0
CAPRI | IGCM50NPNK2 | EC000441 | EF000010 | EV000164 | 9.0
CAPRI | IGCM50NPNK2 | EC000441 | EF000025 | Oui | 9.0
CAPRI | IGCM50NPNK2 | EC000441 | EF000084 | Oui | 9.0
CAPRI | IGCM50NPNK2 | EC000441 | EF000116 | -999 | 9.0
CAPRI | IGCM50NPNK2 | EC000441 | EF000139 | EV000191 | 9.0
CAPRI | IGCM50NPNK2 | EC000441 | EF000177 | 70 | 9.0
CAPRI | IGCM50NPNK2 | EC000441 | EF000368 | 15 | 9.0
CAPRI | IGCM50NPNK2 | EC000441 | EF000734 | Non | 9.0
CAPRI | IGCM50NPNK2 | EC000441 | EF000878 | Oui | 9.0
CAPRI | IGCM50NPNK2 | EC000441 | EF000881 | Oui | 9.0
CAPRI | IGCM50NPNK2 | EC000441 | EF001062 | Oui | 9.0
CAPRI | IGCM50NPNK2 | EC000441 | EF001210 | Non | 9.0
CAPRI | IGCM50NPNK2 | EC000441 | EF001217 | EV009696 | 9.0
CAPRI | IGCM50NPNK2 | EC000441 | EF001257 | EV000149 | 9.0
CAPRI | IGCM50NPNK2 | EC000441 | EF001742 | -60 | 9.0
CAPRI | IGCM50NPNK2 | EC000441 | EF001742 | 125 | 9.0
CAPRI | IGCM50NPNK2 | EC000441 | EF001758 | EV003712 | 9.0
CAPRI | IGCM50NPNK2 | EC000441 | EF002169 | EV000914 | 9.0
CAPRI | IGCM50NPNK2 | EC000441 | EF003712 | 1.5 | 9.0
CAPRI | IGCM50NPNK2 | EC000441 | EF004191 | Non | 9.0
CAPRI | IGCM50NPNK2 | EC000441 | EF004685 | Non | 9.0
CAPRI | IGCM50NPNK2 | EC000441 | EF005004 | Non | 9.0
CAPRI | IGCM50NPNK2 | EC000441 | EF005049 | Oui | 9.0
CAPRI | IGCM50NPNK2 | EC000441 | EF005268 | 75 | 9.0
CAPRI | IGCM50NPNK2 | EC000441 | EF005337 | Non | 9.0
CAPRI | IGCM50NPNK2 | EC000441 | EF005466 | 40.4 | 9.0
CAPRI | IGCM50NPNK2 | EC000441 | EF005466 | 53 | 9.0
CAPRI | IGCM50NPNK2 | EC000441 | EF005474 | EV006423 | 9.0
CAPRI | IGCM50NPNK2 | EC000441 | EF005728 | EV000494 | 9.0
CAPRI | IGCM50NPNK2 | EC000441 | EF007839 | 50 | 9.0
CAPRI | IGCM50NPNK2 | EC000441 | EF008404 | EV000494 | 9.0
CAPRI | IGCM50NPNK2 | EC000441 | EF012184 | Oui | 9.0
CAPRI | IGCM50NPNK2 | EC000441 | EF012547 | Non | 9.0
CAPRI | IGCM50NPNK2 | EC000441 | EF024919 | Non | 9.0
CAPRI | IGCM50SNPNK2 | EC000441 | EF000007 | EV013082 | 9.0
CAPRI | IGCM50SNPNK2 | EC000441 | EF000010 | EV000164 | 9.0
CAPRI | IGCM50SNPNK2 | EC000441 | EF000025 | Oui | 9.0
CAPRI | IGCM50SNPNK2 | EC000441 | EF000084 | Oui | 9.0
CAPRI | IGCM50SNPNK2 | EC000441 | EF000116 | -999 | 9.0
CAPRI | IGCM50SNPNK2 | EC000441 | EF000139 | EV000191 | 9.0
CAPRI | IGCM50SNPNK2 | EC000441 | EF000177 | 60 | 9.0
CAPRI | IGCM50SNPNK2 | EC000441 | EF000368 | 15 | 9.0
CAPRI | IGCM50SNPNK2 | EC000441 | EF000734 | Non | 9.0
CAPRI | IGCM50SNPNK2 | EC000441 | EF000878 | Oui | 9.0
CAPRI | IGCM50SNPNK2 | EC000441 | EF000881 | Oui | 9.0
CAPRI | IGCM50SNPNK2 | EC000441 | EF001062 | Oui | 9.0
CAPRI | IGCM50SNPNK2 | EC000441 | EF001210 | Non | 9.0
CAPRI | IGCM50SNPNK2 | EC000441 | EF001217 | EV009696 | 9.0
CAPRI | IGCM50SNPNK2 | EC000441 | EF001257 | EV000149 | 9.0
CAPRI | IGCM50SNPNK2 | EC000441 | EF001742 | -60 | 9.0
CAPRI | IGCM50SNPNK2 | EC000441 | EF001742 | 125 | 9.0
CAPRI | IGCM50SNPNK2 | EC000441 | EF001758 | EV003712 | 9.0
CAPRI | IGCM50SNPNK2 | EC000441 | EF002169 | EV000914 | 9.0
CAPRI | IGCM50SNPNK2 | EC000441 | EF003712 | 1.5 | 9.0
CAPRI | IGCM50SNPNK2 | EC000441 | EF004191 | Non | 9.0
CAPRI | IGCM50SNPNK2 | EC000441 | EF004685 | Non | 9.0
CAPRI | IGCM50SNPNK2 | EC000441 | EF005004 | Non | 9.0
CAPRI | IGCM50SNPNK2 | EC000441 | EF005049 | Oui | 9.0
CAPRI | IGCM50SNPNK2 | EC000441 | EF005268 | 65 | 9.0
CAPRI | IGCM50SNPNK2 | EC000441 | EF005337 | Non | 9.0
CAPRI | IGCM50SNPNK2 | EC000441 | EF005466 | 35.2 | 9.0
CAPRI | IGCM50SNPNK2 | EC000441 | EF005466 | 46.7 | 9.0
CAPRI | IGCM50SNPNK2 | EC000441 | EF005474 | EV006423 | 9.0
CAPRI | IGCM50SNPNK2 | EC000441 | EF005728 | EV000494 | 9.0
CAPRI | IGCM50SNPNK2 | EC000441 | EF007839 | 50 | 9.0
CAPRI | IGCM50SNPNK2 | EC000441 | EF008404 | EV000494 | 9.0
CAPRI | IGCM50SNPNK2 | EC000441 | EF012184 | Oui | 9.0
CAPRI | IGCM50SNPNK2 | EC000441 | EF012547 | Non | 9.0
CAPRI | IGCM50SNPNK2 | EC000441 | EF024919 | Non | 9.0
CAPRI | IGCM63NPNK2 | EC000441 | EF000007 | EV013082 | 9.0
CAPRI | IGCM63NPNK2 | EC000441 | EF000010 | EV000164 | 9.0
CAPRI | IGCM63NPNK2 | EC000441 | EF000025 | Oui | 9.0
CAPRI | IGCM63NPNK2 | EC000441 | EF000084 | Oui | 9.0
CAPRI | IGCM63NPNK2 | EC000441 | EF000116 | -999 | 9.0
CAPRI | IGCM63NPNK2 | EC000441 | EF000139 | EV000191 | 9.0
CAPRI | IGCM63NPNK2 | EC000441 | EF000177 | 80 | 9.0
CAPRI | IGCM63NPNK2 | EC000441 | EF000368 | 15 | 9.0
CAPRI | IGCM63NPNK2 | EC000441 | EF000734 | Non | 9.0
CAPRI | IGCM63NPNK2 | EC000441 | EF000878 | Oui | 9.0
CAPRI | IGCM63NPNK2 | EC000441 | EF000881 | Oui | 9.0
CAPRI | IGCM63NPNK2 | EC000441 | EF001062 | Oui | 9.0
CAPRI | IGCM63NPNK2 | EC000441 | EF001210 | Non | 9.0
CAPRI | IGCM63NPNK2 | EC000441 | EF001217 | EV009696 | 9.0
CAPRI | IGCM63NPNK2 | EC000441 | EF001257 | EV000149 | 9.0
CAPRI | IGCM63NPNK2 | EC000441 | EF001742 | -60 | 9.0
CAPRI | IGCM63NPNK2 | EC000441 | EF001742 | 125 | 9.0
CAPRI | IGCM63NPNK2 | EC000441 | EF001758 | EV003712 | 9.0
CAPRI | IGCM63NPNK2 | EC000441 | EF002169 | EV000914 | 9.0
CAPRI | IGCM63NPNK2 | EC000441 | EF003712 | 1.5 | 9.0
CAPRI | IGCM63NPNK2 | EC000441 | EF004191 | Non | 9.0
CAPRI | IGCM63NPNK2 | EC000441 | EF004685 | Non | 9.0
CAPRI | IGCM63NPNK2 | EC000441 | EF005004 | Non | 9.0
CAPRI | IGCM63NPNK2 | EC000441 | EF005049 | Oui | 9.0
CAPRI | IGCM63NPNK2 | EC000441 | EF005268 | 85 | 9.0
CAPRI | IGCM63NPNK2 | EC000441 | EF005337 | Non | 9.0
CAPRI | IGCM63NPNK2 | EC000441 | EF005466 | 54.6 | 9.0
CAPRI | IGCM63NPNK2 | EC000441 | EF005466 | 65.8 | 9.0
CAPRI | IGCM63NPNK2 | EC000441 | EF005474 | EV006423 | 9.0
CAPRI | IGCM63NPNK2 | EC000441 | EF005728 | EV000494 | 9.0
CAPRI | IGCM63NPNK2 | EC000441 | EF007839 | 63 | 9.0
CAPRI | IGCM63NPNK2 | EC000441 | EF008404 | EV000494 | 9.0
CAPRI | IGCM63NPNK2 | EC000441 | EF012184 | Oui | 9.0
CAPRI | IGCM63NPNK2 | EC000441 | EF012547 | Non | 9.0
CAPRI | IGCM63NPNK2 | EC000441 | EF024919 | Non | 9.0
CAPRI | IGCM63SNPNK2 | EC000441 | EF000007 | EV013082 | 9.0
CAPRI | IGCM63SNPNK2 | EC000441 | EF000010 | EV000164 | 9.0
CAPRI | IGCM63SNPNK2 | EC000441 | EF000025 | Oui | 9.0
CAPRI | IGCM63SNPNK2 | EC000441 | EF000084 | Oui | 9.0
CAPRI | IGCM63SNPNK2 | EC000441 | EF000116 | -999 | 9.0
CAPRI | IGCM63SNPNK2 | EC000441 | EF000139 | EV000191 | 9.0
CAPRI | IGCM63SNPNK2 | EC000441 | EF000177 | 75 | 9.0
CAPRI | IGCM63SNPNK2 | EC000441 | EF000368 | 15 | 9.0
CAPRI | IGCM63SNPNK2 | EC000441 | EF000734 | Non | 9.0
CAPRI | IGCM63SNPNK2 | EC000441 | EF000878 | Oui | 9.0
CAPRI | IGCM63SNPNK2 | EC000441 | EF000881 | Oui | 9.0
CAPRI | IGCM63SNPNK2 | EC000441 | EF001062 | Oui | 9.0
CAPRI | IGCM63SNPNK2 | EC000441 | EF001210 | Non | 9.0
CAPRI | IGCM63SNPNK2 | EC000441 | EF001217 | EV009696 | 9.0
CAPRI | IGCM63SNPNK2 | EC000441 | EF001257 | EV000149 | 9.0
CAPRI | IGCM63SNPNK2 | EC000441 | EF001742 | -60 | 9.0
CAPRI | IGCM63SNPNK2 | EC000441 | EF001742 | 125 | 9.0
CAPRI | IGCM63SNPNK2 | EC000441 | EF001758 | EV003712 | 9.0
CAPRI | IGCM63SNPNK2 | EC000441 | EF002169 | EV000914 | 9.0
CAPRI | IGCM63SNPNK2 | EC000441 | EF003712 | 1.5 | 9.0
CAPRI | IGCM63SNPNK2 | EC000441 | EF004191 | Non | 9.0
CAPRI | IGCM63SNPNK2 | EC000441 | EF004685 | Non | 9.0
CAPRI | IGCM63SNPNK2 | EC000441 | EF005004 | Non | 9.0
CAPRI | IGCM63SNPNK2 | EC000441 | EF005049 | Oui | 9.0
CAPRI | IGCM63SNPNK2 | EC000441 | EF005268 | 80 | 9.0
CAPRI | IGCM63SNPNK2 | EC000441 | EF005337 | Non | 9.0
CAPRI | IGCM63SNPNK2 | EC000441 | EF005466 | 45.6 | 9.0
CAPRI | IGCM63SNPNK2 | EC000441 | EF005466 | 59.4 | 9.0
CAPRI | IGCM63SNPNK2 | EC000441 | EF005474 | EV006423 | 9.0
CAPRI | IGCM63SNPNK2 | EC000441 | EF005728 | EV000494 | 9.0
CAPRI | IGCM63SNPNK2 | EC000441 | EF007839 | 63 | 9.0
CAPRI | IGCM63SNPNK2 | EC000441 | EF008404 | EV000494 | 9.0
CAPRI | IGCM63SNPNK2 | EC000441 | EF012184 | Oui | 9.0
CAPRI | IGCM63SNPNK2 | EC000441 | EF012547 | Non | 9.0
CAPRI | IGCM63SNPNK2 | EC000441 | EF024919 | Non | 9.0
CAPRI | IGCM75NPNK2 | EC000441 | EF000007 | EV013082 | 9.0
CAPRI | IGCM75NPNK2 | EC000441 | EF000010 | EV000164 | 9.0
CAPRI | IGCM75NPNK2 | EC000441 | EF000025 | Oui | 9.0
CAPRI | IGCM75NPNK2 | EC000441 | EF000084 | Oui | 9.0
CAPRI | IGCM75NPNK2 | EC000441 | EF000116 | -999 | 9.0
CAPRI | IGCM75NPNK2 | EC000441 | EF000139 | EV000191 | 9.0
CAPRI | IGCM75NPNK2 | EC000441 | EF000177 | 90 | 9.0
CAPRI | IGCM75NPNK2 | EC000441 | EF000368 | 15 | 9.0
CAPRI | IGCM75NPNK2 | EC000441 | EF000734 | Non | 9.0
CAPRI | IGCM75NPNK2 | EC000441 | EF000878 | Oui | 9.0
CAPRI | IGCM75NPNK2 | EC000441 | EF000881 | Oui | 9.0
CAPRI | IGCM75NPNK2 | EC000441 | EF001062 | Oui | 9.0
CAPRI | IGCM75NPNK2 | EC000441 | EF001210 | Non | 9.0
CAPRI | IGCM75NPNK2 | EC000441 | EF001217 | EV009696 | 9.0
CAPRI | IGCM75NPNK2 | EC000441 | EF001257 | EV000149 | 9.0
CAPRI | IGCM75NPNK2 | EC000441 | EF001742 | -60 | 9.0
CAPRI | IGCM75NPNK2 | EC000441 | EF001742 | 125 | 9.0
CAPRI | IGCM75NPNK2 | EC000441 | EF001758 | EV003712 | 9.0
CAPRI | IGCM75NPNK2 | EC000441 | EF002169 | EV000914 | 9.0
CAPRI | IGCM75NPNK2 | EC000441 | EF003712 | 1.5 | 9.0
CAPRI | IGCM75NPNK2 | EC000441 | EF004191 | Non | 9.0
CAPRI | IGCM75NPNK2 | EC000441 | EF004685 | Non | 9.0
CAPRI | IGCM75NPNK2 | EC000441 | EF005004 | Non | 9.0
CAPRI | IGCM75NPNK2 | EC000441 | EF005049 | Oui | 9.0
CAPRI | IGCM75NPNK2 | EC000441 | EF005268 | 95 | 9.0
CAPRI | IGCM75NPNK2 | EC000441 | EF005337 | Non | 9.0
CAPRI | IGCM75NPNK2 | EC000441 | EF005466 | 59 | 9.0
CAPRI | IGCM75NPNK2 | EC000441 | EF005466 | 72 | 9.0
CAPRI | IGCM75NPNK2 | EC000441 | EF005474 | EV006423 | 9.0
CAPRI | IGCM75NPNK2 | EC000441 | EF005728 | EV000494 | 9.0
CAPRI | IGCM75NPNK2 | EC000441 | EF007839 | 75 | 9.0
CAPRI | IGCM75NPNK2 | EC000441 | EF008404 | EV000494 | 9.0
CAPRI | IGCM75NPNK2 | EC000441 | EF012184 | Oui | 9.0
CAPRI | IGCM75NPNK2 | EC000441 | EF012547 | Non | 9.0
CAPRI | IGCM75NPNK2 | EC000441 | EF024919 | Non | 9.0
CAPRI | IGCM75SNPNK2 | EC000441 | EF000007 | EV013082 | 9.0
CAPRI | IGCM75SNPNK2 | EC000441 | EF000010 | EV000164 | 9.0
CAPRI | IGCM75SNPNK2 | EC000441 | EF000025 | Oui | 9.0
CAPRI | IGCM75SNPNK2 | EC000441 | EF000084 | Oui | 9.0
CAPRI | IGCM75SNPNK2 | EC000441 | EF000116 | -999 | 9.0
CAPRI | IGCM75SNPNK2 | EC000441 | EF000139 | EV000191 | 9.0
CAPRI | IGCM75SNPNK2 | EC000441 | EF000177 | 100 | 9.0
CAPRI | IGCM75SNPNK2 | EC000441 | EF000368 | 15 | 9.0
CAPRI | IGCM75SNPNK2 | EC000441 | EF000734 | Non | 9.0
CAPRI | IGCM75SNPNK2 | EC000441 | EF000878 | Oui | 9.0
CAPRI | IGCM75SNPNK2 | EC000441 | EF000881 | Oui | 9.0
CAPRI | IGCM75SNPNK2 | EC000441 | EF001062 | Oui | 9.0
CAPRI | IGCM75SNPNK2 | EC000441 | EF001210 | Non | 9.0
CAPRI | IGCM75SNPNK2 | EC000441 | EF001217 | EV009696 | 9.0
CAPRI | IGCM75SNPNK2 | EC000441 | EF001257 | EV000149 | 9.0
CAPRI | IGCM75SNPNK2 | EC000441 | EF001742 | -60 | 9.0
CAPRI | IGCM75SNPNK2 | EC000441 | EF001742 | 125 | 9.0
CAPRI | IGCM75SNPNK2 | EC000441 | EF001758 | EV003712 | 9.0
CAPRI | IGCM75SNPNK2 | EC000441 | EF002169 | EV000914 | 9.0
CAPRI | IGCM75SNPNK2 | EC000441 | EF003712 | 1.5 | 9.0
CAPRI | IGCM75SNPNK2 | EC000441 | EF004191 | Non | 9.0
CAPRI | IGCM75SNPNK2 | EC000441 | EF004685 | Non | 9.0
CAPRI | IGCM75SNPNK2 | EC000441 | EF005004 | Non | 9.0
CAPRI | IGCM75SNPNK2 | EC000441 | EF005049 | Oui | 9.0
CAPRI | IGCM75SNPNK2 | EC000441 | EF005268 | 110 | 9.0
CAPRI | IGCM75SNPNK2 | EC000441 | EF005337 | Non | 9.0
CAPRI | IGCM75SNPNK2 | EC000441 | EF005466 | 66.7 | 9.0
CAPRI | IGCM75SNPNK2 | EC000441 | EF005466 | 78.4 | 9.0
CAPRI | IGCM75SNPNK2 | EC000441 | EF005474 | EV006423 | 9.0
CAPRI | IGCM75SNPNK2 | EC000441 | EF005728 | EV000494 | 9.0
CAPRI | IGCM75SNPNK2 | EC000441 | EF007839 | 75 | 9.0
CAPRI | IGCM75SNPNK2 | EC000441 | EF008404 | EV000494 | 9.0
CAPRI | IGCM75SNPNK2 | EC000441 | EF012184 | Oui | 9.0
CAPRI | IGCM75SNPNK2 | EC000441 | EF012547 | Non | 9.0
CAPRI | IGCM75SNPNK2 | EC000441 | EF024919 | Non | 9.0
CAPRI | IGCN050NPNK2 | EC000441 | EF000007 | EV013082 | 9.0
CAPRI | IGCN050NPNK2 | EC000441 | EF000010 | EV000164 | 9.0
CAPRI | IGCN050NPNK2 | EC000441 | EF000025 | Oui | 9.0
CAPRI | IGCN050NPNK2 | EC000441 | EF000084 | Oui | 9.0
CAPRI | IGCN050NPNK2 | EC000441 | EF000116 | -999 | 9.0
CAPRI | IGCN050NPNK2 | EC000441 | EF000139 | EV000191 | 9.0
CAPRI | IGCN050NPNK2 | EC000441 | EF000177 | 30 | 9.0
CAPRI | IGCN050NPNK2 | EC000441 | EF000368 | 16 | 9.0
CAPRI | IGCN050NPNK2 | EC000441 | EF000734 | Non | 9.0
CAPRI | IGCN050NPNK2 | EC000441 | EF000878 | Oui | 9.0
CAPRI | IGCN050NPNK2 | EC000441 | EF000881 | Oui | 9.0
CAPRI | IGCN050NPNK2 | EC000441 | EF001062 | Oui | 9.0
CAPRI | IGCN050NPNK2 | EC000441 | EF001210 | Non | 9.0
CAPRI | IGCN050NPNK2 | EC000441 | EF001217 | EV009696 | 9.0
CAPRI | IGCN050NPNK2 | EC000441 | EF001257 | EV000149 | 9.0
CAPRI | IGCN050NPNK2 | EC000441 | EF001742 | -60 | 9.0
CAPRI | IGCN050NPNK2 | EC000441 | EF001742 | 125 | 9.0
CAPRI | IGCN050NPNK2 | EC000441 | EF001758 | EV003714 | 9.0
CAPRI | IGCN050NPNK2 | EC000441 | EF002169 | EV000914 | 9.0
CAPRI | IGCN050NPNK2 | EC000441 | EF003712 | 1.814 | 9.0
CAPRI | IGCN050NPNK2 | EC000441 | EF004191 | Non | 9.0
CAPRI | IGCN050NPNK2 | EC000441 | EF004685 | Non | 9.0
CAPRI | IGCN050NPNK2 | EC000441 | EF005004 | Non | 9.0
CAPRI | IGCN050NPNK2 | EC000441 | EF005049 | Oui | 9.0
CAPRI | IGCN050NPNK2 | EC000441 | EF005268 | 33 | 9.0
CAPRI | IGCN050NPNK2 | EC000441 | EF005337 | Non | 9.0
CAPRI | IGCN050NPNK2 | EC000441 | EF005466 | 12.5 | 9.0
CAPRI | IGCN050NPNK2 | EC000441 | EF005466 | 20.9 | 9.0
CAPRI | IGCN050NPNK2 | EC000441 | EF005474 | EV006423 | 9.0
CAPRI | IGCN050NPNK2 | EC000441 | EF005728 | EV000494 | 9.0
CAPRI | IGCN050NPNK2 | EC000441 | EF007838 | EV004591 | 9.0
CAPRI | IGCN050NPNK2 | EC000441 | EF008404 | EV000494 | 9.0
CAPRI | IGCN050NPNK2 | EC000441 | EF012184 | Oui | 9.0
CAPRI | IGCN050NPNK2 | EC000441 | EF012547 | Non | 9.0
CAPRI | IGCN050NPNK2 | EC000441 | EF024919 | Non | 9.0
CAPRI | IGCN050SNPNK2 | EC000441 | EF000007 | EV013082 | 9.0
CAPRI | IGCN050SNPNK2 | EC000441 | EF000010 | EV000164 | 9.0
CAPRI | IGCN050SNPNK2 | EC000441 | EF000025 | Oui | 9.0
CAPRI | IGCN050SNPNK2 | EC000441 | EF000084 | Oui | 9.0
CAPRI | IGCN050SNPNK2 | EC000441 | EF000116 | -999 | 9.0
CAPRI | IGCN050SNPNK2 | EC000441 | EF000139 | EV000191 | 9.0
CAPRI | IGCN050SNPNK2 | EC000441 | EF000177 | 24 | 9.0
CAPRI | IGCN050SNPNK2 | EC000441 | EF000368 | 16 | 9.0
CAPRI | IGCN050SNPNK2 | EC000441 | EF000734 | Non | 9.0
CAPRI | IGCN050SNPNK2 | EC000441 | EF000878 | Oui | 9.0
CAPRI | IGCN050SNPNK2 | EC000441 | EF000881 | Oui | 9.0
CAPRI | IGCN050SNPNK2 | EC000441 | EF001062 | Oui | 9.0
CAPRI | IGCN050SNPNK2 | EC000441 | EF001210 | Non | 9.0
CAPRI | IGCN050SNPNK2 | EC000441 | EF001217 | EV009696 | 9.0
CAPRI | IGCN050SNPNK2 | EC000441 | EF001257 | EV000149 | 9.0
CAPRI | IGCN050SNPNK2 | EC000441 | EF001742 | -60 | 9.0
CAPRI | IGCN050SNPNK2 | EC000441 | EF001742 | 125 | 9.0
CAPRI | IGCN050SNPNK2 | EC000441 | EF001758 | EV003714 | 9.0
CAPRI | IGCN050SNPNK2 | EC000441 | EF002169 | EV000914 | 9.0
CAPRI | IGCN050SNPNK2 | EC000441 | EF003712 | 1.814 | 9.0
CAPRI | IGCN050SNPNK2 | EC000441 | EF004191 | Non | 9.0
CAPRI | IGCN050SNPNK2 | EC000441 | EF004685 | Non | 9.0
CAPRI | IGCN050SNPNK2 | EC000441 | EF005004 | Non | 9.0
CAPRI | IGCN050SNPNK2 | EC000441 | EF005049 | Oui | 9.0
CAPRI | IGCN050SNPNK2 | EC000441 | EF005268 | 26.2 | 9.0
CAPRI | IGCN050SNPNK2 | EC000441 | EF005337 | Non | 9.0
CAPRI | IGCN050SNPNK2 | EC000441 | EF005466 | 9.5 | 9.0
CAPRI | IGCN050SNPNK2 | EC000441 | EF005466 | 15.9 | 9.0
CAPRI | IGCN050SNPNK2 | EC000441 | EF005474 | EV006423 | 9.0
CAPRI | IGCN050SNPNK2 | EC000441 | EF005728 | EV000494 | 9.0
CAPRI | IGCN050SNPNK2 | EC000441 | EF007838 | EV004591 | 9.0
CAPRI | IGCN050SNPNK2 | EC000441 | EF008404 | EV000494 | 9.0
CAPRI | IGCN050SNPNK2 | EC000441 | EF012184 | Oui | 9.0
CAPRI | IGCN050SNPNK2 | EC000441 | EF012547 | Non | 9.0
CAPRI | IGCN050SNPNK2 | EC000441 | EF024919 | Non | 9.0
CAPRI | IGCN075NPNK2 | EC000441 | EF000007 | EV013082 | 9.0
CAPRI | IGCN075NPNK2 | EC000441 | EF000010 | EV000164 | 9.0
CAPRI | IGCN075NPNK2 | EC000441 | EF000025 | Oui | 9.0
CAPRI | IGCN075NPNK2 | EC000441 | EF000084 | Oui | 9.0
CAPRI | IGCN075NPNK2 | EC000441 | EF000116 | -999 | 9.0
CAPRI | IGCN075NPNK2 | EC000441 | EF000139 | EV000191 | 9.0
CAPRI | IGCN075NPNK2 | EC000441 | EF000177 | 36 | 9.0
CAPRI | IGCN075NPNK2 | EC000441 | EF000368 | 16 | 9.0
CAPRI | IGCN075NPNK2 | EC000441 | EF000734 | Non | 9.0
CAPRI | IGCN075NPNK2 | EC000441 | EF000878 | Oui | 9.0
CAPRI | IGCN075NPNK2 | EC000441 | EF000881 | Oui | 9.0
CAPRI | IGCN075NPNK2 | EC000441 | EF001062 | Oui | 9.0
CAPRI | IGCN075NPNK2 | EC000441 | EF001210 | Non | 9.0
CAPRI | IGCN075NPNK2 | EC000441 | EF001217 | EV009696 | 9.0
CAPRI | IGCN075NPNK2 | EC000441 | EF001257 | EV000149 | 9.0
CAPRI | IGCN075NPNK2 | EC000441 | EF001742 | -60 | 9.0
CAPRI | IGCN075NPNK2 | EC000441 | EF001742 | 125 | 9.0
CAPRI | IGCN075NPNK2 | EC000441 | EF001758 | EV003714 | 9.0
CAPRI | IGCN075NPNK2 | EC000441 | EF002169 | EV000914 | 9.0
CAPRI | IGCN075NPNK2 | EC000441 | EF003712 | 1.814 | 9.0
CAPRI | IGCN075NPNK2 | EC000441 | EF004191 | Non | 9.0
CAPRI | IGCN075NPNK2 | EC000441 | EF004685 | Non | 9.0
CAPRI | IGCN075NPNK2 | EC000441 | EF005004 | Non | 9.0
CAPRI | IGCN075NPNK2 | EC000441 | EF005049 | Oui | 9.0
CAPRI | IGCN075NPNK2 | EC000441 | EF005268 | 39.2 | 9.0
CAPRI | IGCN075NPNK2 | EC000441 | EF005337 | Non | 9.0
CAPRI | IGCN075NPNK2 | EC000441 | EF005466 | 19.9 | 9.0
CAPRI | IGCN075NPNK2 | EC000441 | EF005466 | 26.2 | 9.0
CAPRI | IGCN075NPNK2 | EC000441 | EF005474 | EV006423 | 9.0
CAPRI | IGCN075NPNK2 | EC000441 | EF005728 | EV000494 | 9.0
CAPRI | IGCN075NPNK2 | EC000441 | EF007838 | EV003502 | 9.0
CAPRI | IGCN075NPNK2 | EC000441 | EF008404 | EV000494 | 9.0
CAPRI | IGCN075NPNK2 | EC000441 | EF012184 | Oui | 9.0
CAPRI | IGCN075NPNK2 | EC000441 | EF012547 | Non | 9.0
CAPRI | IGCN075NPNK2 | EC000441 | EF024919 | Non | 9.0
CAPRI | IGCN075SNPNK2 | EC000441 | EF000007 | EV013082 | 9.0
CAPRI | IGCN075SNPNK2 | EC000441 | EF000010 | EV000164 | 9.0
CAPRI | IGCN075SNPNK2 | EC000441 | EF000025 | Oui | 9.0
CAPRI | IGCN075SNPNK2 | EC000441 | EF000084 | Oui | 9.0
CAPRI | IGCN075SNPNK2 | EC000441 | EF000116 | -999 | 9.0
CAPRI | IGCN075SNPNK2 | EC000441 | EF000139 | EV000191 | 9.0
CAPRI | IGCN075SNPNK2 | EC000441 | EF000177 | 36 | 9.0
CAPRI | IGCN075SNPNK2 | EC000441 | EF000368 | 16 | 9.0
CAPRI | IGCN075SNPNK2 | EC000441 | EF000734 | Non | 9.0
CAPRI | IGCN075SNPNK2 | EC000441 | EF000878 | Oui | 9.0
CAPRI | IGCN075SNPNK2 | EC000441 | EF000881 | Oui | 9.0
CAPRI | IGCN075SNPNK2 | EC000441 | EF001062 | Oui | 9.0
CAPRI | IGCN075SNPNK2 | EC000441 | EF001210 | Non | 9.0
CAPRI | IGCN075SNPNK2 | EC000441 | EF001217 | EV009696 | 9.0
CAPRI | IGCN075SNPNK2 | EC000441 | EF001257 | EV000149 | 9.0
CAPRI | IGCN075SNPNK2 | EC000441 | EF001742 | -60 | 9.0
CAPRI | IGCN075SNPNK2 | EC000441 | EF001742 | 125 | 9.0
CAPRI | IGCN075SNPNK2 | EC000441 | EF001758 | EV003714 | 9.0
CAPRI | IGCN075SNPNK2 | EC000441 | EF002169 | EV000914 | 9.0
CAPRI | IGCN075SNPNK2 | EC000441 | EF003712 | 1.814 | 9.0
CAPRI | IGCN075SNPNK2 | EC000441 | EF004191 | Non | 9.0
CAPRI | IGCN075SNPNK2 | EC000441 | EF004685 | Non | 9.0
CAPRI | IGCN075SNPNK2 | EC000441 | EF005004 | Non | 9.0
CAPRI | IGCN075SNPNK2 | EC000441 | EF005049 | Oui | 9.0
CAPRI | IGCN075SNPNK2 | EC000441 | EF005268 | 39.2 | 9.0
CAPRI | IGCN075SNPNK2 | EC000441 | EF005337 | Non | 9.0
CAPRI | IGCN075SNPNK2 | EC000441 | EF005466 | 14 | 9.0
CAPRI | IGCN075SNPNK2 | EC000441 | EF005466 | 22 | 9.0
CAPRI | IGCN075SNPNK2 | EC000441 | EF005474 | EV006423 | 9.0
CAPRI | IGCN075SNPNK2 | EC000441 | EF005728 | EV000494 | 9.0
CAPRI | IGCN075SNPNK2 | EC000441 | EF007838 | EV003502 | 9.0
CAPRI | IGCN075SNPNK2 | EC000441 | EF008404 | EV000494 | 9.0
CAPRI | IGCN075SNPNK2 | EC000441 | EF012184 | Oui | 9.0
CAPRI | IGCN075SNPNK2 | EC000441 | EF012547 | Non | 9.0
CAPRI | IGCN075SNPNK2 | EC000441 | EF024919 | Non | 9.0
CAPRI | IGCN100NPNK2 | EC000441 | EF000007 | EV013082 | 9.0
CAPRI | IGCN100NPNK2 | EC000441 | EF000010 | EV000164 | 9.0
CAPRI | IGCN100NPNK2 | EC000441 | EF000025 | Oui | 9.0
CAPRI | IGCN100NPNK2 | EC000441 | EF000084 | Oui | 9.0
CAPRI | IGCN100NPNK2 | EC000441 | EF000116 | -999 | 9.0
CAPRI | IGCN100NPNK2 | EC000441 | EF000139 | EV000191 | 9.0
CAPRI | IGCN100NPNK2 | EC000441 | EF000177 | 46 | 9.0
CAPRI | IGCN100NPNK2 | EC000441 | EF000368 | 19 | 9.0
CAPRI | IGCN100NPNK2 | EC000441 | EF000734 | Non | 9.0
CAPRI | IGCN100NPNK2 | EC000441 | EF000878 | Oui | 9.0
CAPRI | IGCN100NPNK2 | EC000441 | EF000881 | Oui | 9.0
CAPRI | IGCN100NPNK2 | EC000441 | EF001062 | Oui | 9.0
CAPRI | IGCN100NPNK2 | EC000441 | EF001210 | Non | 9.0
CAPRI | IGCN100NPNK2 | EC000441 | EF001217 | EV009696 | 9.0
CAPRI | IGCN100NPNK2 | EC000441 | EF001257 | EV000149 | 9.0
CAPRI | IGCN100NPNK2 | EC000441 | EF001742 | -60 | 9.0
CAPRI | IGCN100NPNK2 | EC000441 | EF001742 | 125 | 9.0
CAPRI | IGCN100NPNK2 | EC000441 | EF001758 | EV003714 | 9.0
CAPRI | IGCN100NPNK2 | EC000441 | EF002169 | EV000914 | 9.0
CAPRI | IGCN100NPNK2 | EC000441 | EF003712 | 2.209 | 9.0
CAPRI | IGCN100NPNK2 | EC000441 | EF004191 | Non | 9.0
CAPRI | IGCN100NPNK2 | EC000441 | EF004685 | Non | 9.0
CAPRI | IGCN100NPNK2 | EC000441 | EF005004 | Non | 9.0
CAPRI | IGCN100NPNK2 | EC000441 | EF005049 | Oui | 9.0
CAPRI | IGCN100NPNK2 | EC000441 | EF005268 | 50.6 | 9.0
CAPRI | IGCN100NPNK2 | EC000441 | EF005337 | Non | 9.0
CAPRI | IGCN100NPNK2 | EC000441 | EF005466 | 23.7 | 9.0
CAPRI | IGCN100NPNK2 | EC000441 | EF005466 | 33.9 | 9.0
CAPRI | IGCN100NPNK2 | EC000441 | EF005474 | EV006423 | 9.0
CAPRI | IGCN100NPNK2 | EC000441 | EF005728 | EV000494 | 9.0
CAPRI | IGCN100NPNK2 | EC000441 | EF007838 | EV003503 | 9.0
CAPRI | IGCN100NPNK2 | EC000441 | EF008404 | EV000494 | 9.0
CAPRI | IGCN100NPNK2 | EC000441 | EF012184 | Oui | 9.0
CAPRI | IGCN100NPNK2 | EC000441 | EF012547 | Non | 9.0
CAPRI | IGCN100NPNK2 | EC000441 | EF024919 | Non | 9.0
CAPRI | IGCN125NPNK2 | EC000441 | EF000007 | EV013082 | 9.0
CAPRI | IGCN125NPNK2 | EC000441 | EF000010 | EV000164 | 9.0
CAPRI | IGCN125NPNK2 | EC000441 | EF000025 | Oui | 9.0
CAPRI | IGCN125NPNK2 | EC000441 | EF000084 | Oui | 9.0
CAPRI | IGCN125NPNK2 | EC000441 | EF000116 | -999 | 9.0
CAPRI | IGCN125NPNK2 | EC000441 | EF000139 | EV000191 | 9.0
CAPRI | IGCN125NPNK2 | EC000441 | EF000177 | 55 | 9.0
CAPRI | IGCN125NPNK2 | EC000441 | EF000368 | 19 | 9.0
CAPRI | IGCN125NPNK2 | EC000441 | EF000734 | Non | 9.0
CAPRI | IGCN125NPNK2 | EC000441 | EF000878 | Oui | 9.0
CAPRI | IGCN125NPNK2 | EC000441 | EF000881 | Oui | 9.0
CAPRI | IGCN125NPNK2 | EC000441 | EF001062 | Oui | 9.0
CAPRI | IGCN125NPNK2 | EC000441 | EF001210 | Non | 9.0
CAPRI | IGCN125NPNK2 | EC000441 | EF001217 | EV009696 | 9.0
CAPRI | IGCN125NPNK2 | EC000441 | EF001257 | EV000149 | 9.0
CAPRI | IGCN125NPNK2 | EC000441 | EF001742 | -60 | 9.0
CAPRI | IGCN125NPNK2 | EC000441 | EF001742 | 125 | 9.0
CAPRI | IGCN125NPNK2 | EC000441 | EF001758 | EV003714 | 9.0
CAPRI | IGCN125NPNK2 | EC000441 | EF002169 | EV000914 | 9.0
CAPRI | IGCN125NPNK2 | EC000441 | EF003712 | 2.209 | 9.0
CAPRI | IGCN125NPNK2 | EC000441 | EF004191 | Non | 9.0
CAPRI | IGCN125NPNK2 | EC000441 | EF004685 | Non | 9.0
CAPRI | IGCN125NPNK2 | EC000441 | EF005004 | Non | 9.0
CAPRI | IGCN125NPNK2 | EC000441 | EF005049 | Oui | 9.0
CAPRI | IGCN125NPNK2 | EC000441 | EF005268 | 60 | 9.0
CAPRI | IGCN125NPNK2 | EC000441 | EF005337 | Non | 9.0
CAPRI | IGCN125NPNK2 | EC000441 | EF005466 | 27.9 | 9.0
CAPRI | IGCN125NPNK2 | EC000441 | EF005466 | 40.4 | 9.0
CAPRI | IGCN125NPNK2 | EC000441 | EF005474 | EV006423 | 9.0
CAPRI | IGCN125NPNK2 | EC000441 | EF005728 | EV000494 | 9.0
CAPRI | IGCN125NPNK2 | EC000441 | EF007838 | EV003504 | 9.0
CAPRI | IGCN125NPNK2 | EC000441 | EF008404 | EV000494 | 9.0
CAPRI | IGCN125NPNK2 | EC000441 | EF012184 | Oui | 9.0
CAPRI | IGCN125NPNK2 | EC000441 | EF012547 | Non | 9.0
CAPRI | IGCN125NPNK2 | EC000441 | EF024919 | Non | 9.0
CAPRI | IGCN150NPNK2 | EC000441 | EF000007 | EV013082 | 9.0
CAPRI | IGCN150NPNK2 | EC000441 | EF000010 | EV000164 | 9.0
CAPRI | IGCN150NPNK2 | EC000441 | EF000025 | Oui | 9.0
CAPRI | IGCN150NPNK2 | EC000441 | EF000084 | Oui | 9.0
CAPRI | IGCN150NPNK2 | EC000441 | EF000116 | -999 | 9.0
CAPRI | IGCN150NPNK2 | EC000441 | EF000139 | EV000191 | 9.0
CAPRI | IGCN150NPNK2 | EC000441 | EF000177 | 60 | 9.0
CAPRI | IGCN150NPNK2 | EC000441 | EF000368 | 21 | 9.0
CAPRI | IGCN150NPNK2 | EC000441 | EF000734 | Non | 9.0
CAPRI | IGCN150NPNK2 | EC000441 | EF000878 | Oui | 9.0
CAPRI | IGCN150NPNK2 | EC000441 | EF000881 | Oui | 9.0
CAPRI | IGCN150NPNK2 | EC000441 | EF001062 | Oui | 9.0
CAPRI | IGCN150NPNK2 | EC000441 | EF001210 | Non | 9.0
CAPRI | IGCN150NPNK2 | EC000441 | EF001217 | EV009696 | 9.0
CAPRI | IGCN150NPNK2 | EC000441 | EF001257 | EV000149 | 9.0
CAPRI | IGCN150NPNK2 | EC000441 | EF001742 | -60 | 9.0
CAPRI | IGCN150NPNK2 | EC000441 | EF001742 | 125 | 9.0
CAPRI | IGCN150NPNK2 | EC000441 | EF001758 | EV003714 | 9.0
CAPRI | IGCN150NPNK2 | EC000441 | EF002169 | EV000914 | 9.0
CAPRI | IGCN150NPNK2 | EC000441 | EF003712 | 2.209 | 9.0
CAPRI | IGCN150NPNK2 | EC000441 | EF004191 | Non | 9.0
CAPRI | IGCN150NPNK2 | EC000441 | EF004685 | Non | 9.0
CAPRI | IGCN150NPNK2 | EC000441 | EF005004 | Non | 9.0
CAPRI | IGCN150NPNK2 | EC000441 | EF005049 | Oui | 9.0
CAPRI | IGCN150NPNK2 | EC000441 | EF005268 | 65 | 9.0
CAPRI | IGCN150NPNK2 | EC000441 | EF005337 | Non | 9.0
CAPRI | IGCN150NPNK2 | EC000441 | EF005466 | 35.2 | 9.0
CAPRI | IGCN150NPNK2 | EC000441 | EF005466 | 46.7 | 9.0
CAPRI | IGCN150NPNK2 | EC000441 | EF005474 | EV006423 | 9.0
CAPRI | IGCN150NPNK2 | EC000441 | EF005728 | EV000494 | 9.0
CAPRI | IGCN150NPNK2 | EC000441 | EF007838 | EV004593 | 9.0
CAPRI | IGCN150NPNK2 | EC000441 | EF008404 | EV000494 | 9.0
CAPRI | IGCN150NPNK2 | EC000441 | EF012184 | Oui | 9.0
CAPRI | IGCN150NPNK2 | EC000441 | EF012547 | Non | 9.0
CAPRI | IGCN150NPNK2 | EC000441 | EF024919 | Non | 9.0
CAPRI | IGCN200NPNK2 | EC000441 | EF000007 | EV013082 | 9.0
CAPRI | IGCN200NPNK2 | EC000441 | EF000010 | EV000164 | 9.0
CAPRI | IGCN200NPNK2 | EC000441 | EF000025 | Oui | 9.0
CAPRI | IGCN200NPNK2 | EC000441 | EF000084 | Oui | 9.0
CAPRI | IGCN200NPNK2 | EC000441 | EF000116 | -999 | 9.0
CAPRI | IGCN200NPNK2 | EC000441 | EF000139 | EV000191 | 9.0
CAPRI | IGCN200NPNK2 | EC000441 | EF000177 | 75 | 9.0
CAPRI | IGCN200NPNK2 | EC000441 | EF000368 | 21 | 9.0
CAPRI | IGCN200NPNK2 | EC000441 | EF000734 | Non | 9.0
CAPRI | IGCN200NPNK2 | EC000441 | EF000878 | Oui | 9.0
CAPRI | IGCN200NPNK2 | EC000441 | EF000881 | Oui | 9.0
CAPRI | IGCN200NPNK2 | EC000441 | EF001062 | Oui | 9.0
CAPRI | IGCN200NPNK2 | EC000441 | EF001210 | Non | 9.0
CAPRI | IGCN200NPNK2 | EC000441 | EF001217 | EV009696 | 9.0
CAPRI | IGCN200NPNK2 | EC000441 | EF001257 | EV000149 | 9.0
CAPRI | IGCN200NPNK2 | EC000441 | EF001742 | -60 | 9.0
CAPRI | IGCN200NPNK2 | EC000441 | EF001742 | 125 | 9.0
CAPRI | IGCN200NPNK2 | EC000441 | EF001758 | EV003714 | 9.0
CAPRI | IGCN200NPNK2 | EC000441 | EF002169 | EV000914 | 9.0
CAPRI | IGCN200NPNK2 | EC000441 | EF003712 | 2.209 | 9.0
CAPRI | IGCN200NPNK2 | EC000441 | EF004191 | Non | 9.0
CAPRI | IGCN200NPNK2 | EC000441 | EF004685 | Non | 9.0
CAPRI | IGCN200NPNK2 | EC000441 | EF005004 | Non | 9.0
CAPRI | IGCN200NPNK2 | EC000441 | EF005049 | Oui | 9.0
CAPRI | IGCN200NPNK2 | EC000441 | EF005268 | 80 | 9.0
CAPRI | IGCN200NPNK2 | EC000441 | EF005337 | Non | 9.0
CAPRI | IGCN200NPNK2 | EC000441 | EF005466 | 45.6 | 9.0
CAPRI | IGCN200NPNK2 | EC000441 | EF005466 | 59.4 | 9.0
CAPRI | IGCN200NPNK2 | EC000441 | EF005474 | EV006423 | 9.0
CAPRI | IGCN200NPNK2 | EC000441 | EF005728 | EV000494 | 9.0
CAPRI | IGCN200NPNK2 | EC000441 | EF007838 | EV004594 | 9.0
CAPRI | IGCN200NPNK2 | EC000441 | EF008404 | EV000494 | 9.0
CAPRI | IGCN200NPNK2 | EC000441 | EF012184 | Oui | 9.0
CAPRI | IGCN200NPNK2 | EC000441 | EF012547 | Non | 9.0
CAPRI | IGCN200NPNK2 | EC000441 | EF024919 | Non | 9.0
CAPRI | IGCN200SNPNK2 | EC000441 | EF000007 | EV013082 | 9.0
CAPRI | IGCN200SNPNK2 | EC000441 | EF000010 | EV000164 | 9.0
CAPRI | IGCN200SNPNK2 | EC000441 | EF000025 | Oui | 9.0
CAPRI | IGCN200SNPNK2 | EC000441 | EF000084 | Oui | 9.0
CAPRI | IGCN200SNPNK2 | EC000441 | EF000116 | -999 | 9.0
CAPRI | IGCN200SNPNK2 | EC000441 | EF000139 | EV000191 | 9.0
CAPRI | IGCN200SNPNK2 | EC000441 | EF000177 | 70 | 9.0
CAPRI | IGCN200SNPNK2 | EC000441 | EF000368 | 21 | 9.0
CAPRI | IGCN200SNPNK2 | EC000441 | EF000734 | Non | 9.0
CAPRI | IGCN200SNPNK2 | EC000441 | EF000878 | Oui | 9.0
CAPRI | IGCN200SNPNK2 | EC000441 | EF000881 | Oui | 9.0
CAPRI | IGCN200SNPNK2 | EC000441 | EF001062 | Oui | 9.0
CAPRI | IGCN200SNPNK2 | EC000441 | EF001210 | Non | 9.0
CAPRI | IGCN200SNPNK2 | EC000441 | EF001217 | EV009696 | 9.0
CAPRI | IGCN200SNPNK2 | EC000441 | EF001257 | EV000149 | 9.0
CAPRI | IGCN200SNPNK2 | EC000441 | EF001742 | -60 | 9.0
CAPRI | IGCN200SNPNK2 | EC000441 | EF001742 | 125 | 9.0
CAPRI | IGCN200SNPNK2 | EC000441 | EF001758 | EV003714 | 9.0
CAPRI | IGCN200SNPNK2 | EC000441 | EF002169 | EV000914 | 9.0
CAPRI | IGCN200SNPNK2 | EC000441 | EF003712 | 2.209 | 9.0
CAPRI | IGCN200SNPNK2 | EC000441 | EF004191 | Non | 9.0
CAPRI | IGCN200SNPNK2 | EC000441 | EF004685 | Non | 9.0
CAPRI | IGCN200SNPNK2 | EC000441 | EF005004 | Non | 9.0
CAPRI | IGCN200SNPNK2 | EC000441 | EF005049 | Oui | 9.0
CAPRI | IGCN200SNPNK2 | EC000441 | EF005268 | 75 | 9.0
CAPRI | IGCN200SNPNK2 | EC000441 | EF005337 | Non | 9.0
CAPRI | IGCN200SNPNK2 | EC000441 | EF005466 | 40.4 | 9.0
CAPRI | IGCN200SNPNK2 | EC000441 | EF005466 | 53 | 9.0
CAPRI | IGCN200SNPNK2 | EC000441 | EF005474 | EV006423 | 9.0
CAPRI | IGCN200SNPNK2 | EC000441 | EF005728 | EV000494 | 9.0
CAPRI | IGCN200SNPNK2 | EC000441 | EF007838 | EV004594 | 9.0
CAPRI | IGCN200SNPNK2 | EC000441 | EF008404 | EV000494 | 9.0
CAPRI | IGCN200SNPNK2 | EC000441 | EF012184 | Oui | 9.0
CAPRI | IGCN200SNPNK2 | EC000441 | EF012547 | Non | 9.0
CAPRI | IGCN200SNPNK2 | EC000441 | EF024919 | Non | 9.0
CAPRI | IGCN250NPNK2 | EC000441 | EF000007 | EV013082 | 9.0
CAPRI | IGCN250NPNK2 | EC000441 | EF000010 | EV000164 | 9.0
CAPRI | IGCN250NPNK2 | EC000441 | EF000025 | Oui | 9.0
CAPRI | IGCN250NPNK2 | EC000441 | EF000084 | Oui | 9.0
CAPRI | IGCN250NPNK2 | EC000441 | EF000116 | -999 | 9.0
CAPRI | IGCN250NPNK2 | EC000441 | EF000139 | EV000191 | 9.0
CAPRI | IGCN250NPNK2 | EC000441 | EF000177 | 90 | 9.0
CAPRI | IGCN250NPNK2 | EC000441 | EF000368 | 30 | 9.0
CAPRI | IGCN250NPNK2 | EC000441 | EF000734 | Non | 9.0
CAPRI | IGCN250NPNK2 | EC000441 | EF000878 | Oui | 9.0
CAPRI | IGCN250NPNK2 | EC000441 | EF000881 | Oui | 9.0
CAPRI | IGCN250NPNK2 | EC000441 | EF001062 | Oui | 9.0
CAPRI | IGCN250NPNK2 | EC000441 | EF001210 | Non | 9.0
CAPRI | IGCN250NPNK2 | EC000441 | EF001217 | EV009696 | 9.0
CAPRI | IGCN250NPNK2 | EC000441 | EF001257 | EV000149 | 9.0
CAPRI | IGCN250NPNK2 | EC000441 | EF001742 | -60 | 9.0
CAPRI | IGCN250NPNK2 | EC000441 | EF001742 | 125 | 9.0
CAPRI | IGCN250NPNK2 | EC000441 | EF001758 | EV003714 | 9.0
CAPRI | IGCN250NPNK2 | EC000441 | EF002169 | EV000914 | 9.0
CAPRI | IGCN250NPNK2 | EC000441 | EF003712 | 3.175 | 9.0
CAPRI | IGCN250NPNK2 | EC000441 | EF004191 | Non | 9.0
CAPRI | IGCN250NPNK2 | EC000441 | EF004685 | Non | 9.0
CAPRI | IGCN250NPNK2 | EC000441 | EF005004 | Non | 9.0
CAPRI | IGCN250NPNK2 | EC000441 | EF005049 | Oui | 9.0
CAPRI | IGCN250NPNK2 | EC000441 | EF005268 | 95 | 9.0
CAPRI | IGCN250NPNK2 | EC000441 | EF005337 | Non | 9.0
CAPRI | IGCN250NPNK2 | EC000441 | EF005466 | 59 | 9.0
CAPRI | IGCN250NPNK2 | EC000441 | EF005466 | 72 | 9.0
CAPRI | IGCN250NPNK2 | EC000441 | EF005474 | EV006423 | 9.0
CAPRI | IGCN250NPNK2 | EC000441 | EF005728 | EV000494 | 9.0
CAPRI | IGCN250NPNK2 | EC000441 | EF007838 | EV006892 | 9.0
CAPRI | IGCN250NPNK2 | EC000441 | EF008404 | EV000494 | 9.0
CAPRI | IGCN250NPNK2 | EC000441 | EF012184 | Oui | 9.0
CAPRI | IGCN250NPNK2 | EC000441 | EF012547 | Non | 9.0
CAPRI | IGCN250NPNK2 | EC000441 | EF024919 | Non | 9.0
CAPRI | IGCN250SNPNK2 | EC000441 | EF000007 | EV013082 | 9.0
CAPRI | IGCN250SNPNK2 | EC000441 | EF000010 | EV000164 | 9.0
CAPRI | IGCN250SNPNK2 | EC000441 | EF000025 | Oui | 9.0
CAPRI | IGCN250SNPNK2 | EC000441 | EF000084 | Oui | 9.0
CAPRI | IGCN250SNPNK2 | EC000441 | EF000116 | -999 | 9.0
CAPRI | IGCN250SNPNK2 | EC000441 | EF000139 | EV000191 | 9.0
CAPRI | IGCN250SNPNK2 | EC000441 | EF000177 | 80 | 9.0
CAPRI | IGCN250SNPNK2 | EC000441 | EF000368 | 30 | 9.0
CAPRI | IGCN250SNPNK2 | EC000441 | EF000734 | Non | 9.0
CAPRI | IGCN250SNPNK2 | EC000441 | EF000878 | Oui | 9.0
CAPRI | IGCN250SNPNK2 | EC000441 | EF000881 | Oui | 9.0
CAPRI | IGCN250SNPNK2 | EC000441 | EF001062 | Oui | 9.0
CAPRI | IGCN250SNPNK2 | EC000441 | EF001210 | Non | 9.0
CAPRI | IGCN250SNPNK2 | EC000441 | EF001217 | EV009696 | 9.0
CAPRI | IGCN250SNPNK2 | EC000441 | EF001257 | EV000149 | 9.0
CAPRI | IGCN250SNPNK2 | EC000441 | EF001742 | -60 | 9.0
CAPRI | IGCN250SNPNK2 | EC000441 | EF001742 | 125 | 9.0
CAPRI | IGCN250SNPNK2 | EC000441 | EF001758 | EV003714 | 9.0
CAPRI | IGCN250SNPNK2 | EC000441 | EF002169 | EV000914 | 9.0
CAPRI | IGCN250SNPNK2 | EC000441 | EF003712 | 3.175 | 9.0
CAPRI | IGCN250SNPNK2 | EC000441 | EF004191 | Non | 9.0
CAPRI | IGCN250SNPNK2 | EC000441 | EF004685 | Non | 9.0
CAPRI | IGCN250SNPNK2 | EC000441 | EF005004 | Non | 9.0
CAPRI | IGCN250SNPNK2 | EC000441 | EF005049 | Oui | 9.0
CAPRI | IGCN250SNPNK2 | EC000441 | EF005268 | 85 | 9.0
CAPRI | IGCN250SNPNK2 | EC000441 | EF005337 | Non | 9.0
CAPRI | IGCN250SNPNK2 | EC000441 | EF005466 | 54.6 | 9.0
CAPRI | IGCN250SNPNK2 | EC000441 | EF005466 | 65.8 | 9.0
CAPRI | IGCN250SNPNK2 | EC000441 | EF005474 | EV006423 | 9.0
CAPRI | IGCN250SNPNK2 | EC000441 | EF005728 | EV000494 | 9.0
CAPRI | IGCN250SNPNK2 | EC000441 | EF007838 | EV006892 | 9.0
CAPRI | IGCN250SNPNK2 | EC000441 | EF008404 | EV000494 | 9.0
CAPRI | IGCN250SNPNK2 | EC000441 | EF012184 | Oui | 9.0
CAPRI | IGCN250SNPNK2 | EC000441 | EF012547 | Non | 9.0
CAPRI | IGCN250SNPNK2 | EC000441 | EF024919 | Non | 9.0
CAPRI | IGCN300NPNK2 | EC000441 | EF000007 | EV013082 | 9.0
CAPRI | IGCN300NPNK2 | EC000441 | EF000010 | EV000164 | 9.0
CAPRI | IGCN300NPNK2 | EC000441 | EF000025 | Oui | 9.0
CAPRI | IGCN300NPNK2 | EC000441 | EF000084 | Oui | 9.0
CAPRI | IGCN300NPNK2 | EC000441 | EF000116 | -999 | 9.0
CAPRI | IGCN300NPNK2 | EC000441 | EF000139 | EV000191 | 9.0
CAPRI | IGCN300NPNK2 | EC000441 | EF000177 | 100 | 9.0
CAPRI | IGCN300NPNK2 | EC000441 | EF000368 | 32 | 9.0
CAPRI | IGCN300NPNK2 | EC000441 | EF000734 | Non | 9.0
CAPRI | IGCN300NPNK2 | EC000441 | EF000878 | Oui | 9.0
CAPRI | IGCN300NPNK2 | EC000441 | EF000881 | Oui | 9.0
CAPRI | IGCN300NPNK2 | EC000441 | EF001062 | Oui | 9.0
CAPRI | IGCN300NPNK2 | EC000441 | EF001210 | Non | 9.0
CAPRI | IGCN300NPNK2 | EC000441 | EF001217 | EV009696 | 9.0
CAPRI | IGCN300NPNK2 | EC000441 | EF001257 | EV000149 | 9.0
CAPRI | IGCN300NPNK2 | EC000441 | EF001742 | -60 | 9.0
CAPRI | IGCN300NPNK2 | EC000441 | EF001742 | 125 | 9.0
CAPRI | IGCN300NPNK2 | EC000441 | EF001758 | EV003714 | 9.0
CAPRI | IGCN300NPNK2 | EC000441 | EF002169 | EV000914 | 9.0
CAPRI | IGCN300NPNK2 | EC000441 | EF003712 | 3.175 | 9.0
CAPRI | IGCN300NPNK2 | EC000441 | EF004191 | Non | 9.0
CAPRI | IGCN300NPNK2 | EC000441 | EF004685 | Non | 9.0
CAPRI | IGCN300NPNK2 | EC000441 | EF005004 | Non | 9.0
CAPRI | IGCN300NPNK2 | EC000441 | EF005049 | Oui | 9.0
CAPRI | IGCN300NPNK2 | EC000441 | EF005268 | 110 | 9.0
CAPRI | IGCN300NPNK2 | EC000441 | EF005337 | Non | 9.0
CAPRI | IGCN300NPNK2 | EC000441 | EF005466 | 66.7 | 9.0
CAPRI | IGCN300NPNK2 | EC000441 | EF005466 | 78.4 | 9.0
CAPRI | IGCN300NPNK2 | EC000441 | EF005474 | EV006423 | 9.0
CAPRI | IGCN300NPNK2 | EC000441 | EF005728 | EV000494 | 9.0
CAPRI | IGCN300NPNK2 | EC000441 | EF007838 | EV004595 | 9.0
CAPRI | IGCN300NPNK2 | EC000441 | EF008404 | EV000494 | 9.0
CAPRI | IGCN300NPNK2 | EC000441 | EF012184 | Oui | 9.0
CAPRI | IGCN300NPNK2 | EC000441 | EF012547 | Non | 9.0
CAPRI | IGCN300NPNK2 | EC000441 | EF024919 | Non | 9.0
CAPRI | IGE1M20NPNK2 | EC000441 | EF000007 | EV013082 | 9.0
CAPRI | IGE1M20NPNK2 | EC000441 | EF000010 | EV000164 | 9.0
CAPRI | IGE1M20NPNK2 | EC000441 | EF000025 | Oui | 9.0
CAPRI | IGE1M20NPNK2 | EC000441 | EF000084 | Oui | 9.0
CAPRI | IGE1M20NPNK2 | EC000441 | EF000116 | -999 | 9.0
CAPRI | IGE1M20NPNK2 | EC000441 | EF000139 | EV000191 | 9.0
CAPRI | IGE1M20NPNK2 | EC000441 | EF000177 | 30 | 9.0
CAPRI | IGE1M20NPNK2 | EC000441 | EF000368 | 15 | 9.0
CAPRI | IGE1M20NPNK2 | EC000441 | EF000734 | Non | 9.0
CAPRI | IGE1M20NPNK2 | EC000441 | EF000878 | Oui | 9.0
CAPRI | IGE1M20NPNK2 | EC000441 | EF000881 | Oui | 9.0
CAPRI | IGE1M20NPNK2 | EC000441 | EF001062 | Oui | 9.0
CAPRI | IGE1M20NPNK2 | EC000441 | EF001210 | Non | 9.0
CAPRI | IGE1M20NPNK2 | EC000441 | EF001217 | EV009696 | 9.0
CAPRI | IGE1M20NPNK2 | EC000441 | EF001257 | EV000149 | 9.0
CAPRI | IGE1M20NPNK2 | EC000441 | EF001742 | -60 | 9.0
CAPRI | IGE1M20NPNK2 | EC000441 | EF001742 | 125 | 9.0
CAPRI | IGE1M20NPNK2 | EC000441 | EF001758 | EV003712 | 9.0
CAPRI | IGE1M20NPNK2 | EC000441 | EF002169 | EV000914 | 9.0
CAPRI | IGE1M20NPNK2 | EC000441 | EF003712 | 1.5 | 9.0
CAPRI | IGE1M20NPNK2 | EC000441 | EF004191 | Non | 9.0
CAPRI | IGE1M20NPNK2 | EC000441 | EF004685 | Non | 9.0
CAPRI | IGE1M20NPNK2 | EC000441 | EF005004 | Non | 9.0
CAPRI | IGE1M20NPNK2 | EC000441 | EF005049 | Oui | 9.0
CAPRI | IGE1M20NPNK2 | EC000441 | EF005268 | 33 | 9.0
CAPRI | IGE1M20NPNK2 | EC000441 | EF005337 | Non | 9.0
CAPRI | IGE1M20NPNK2 | EC000441 | EF005466 | 12.5 | 9.0
CAPRI | IGE1M20NPNK2 | EC000441 | EF005466 | 20.9 | 9.0
CAPRI | IGE1M20NPNK2 | EC000441 | EF005474 | EV006423 | 9.0
CAPRI | IGE1M20NPNK2 | EC000441 | EF005728 | EV000494 | 9.0
CAPRI | IGE1M20NPNK2 | EC000441 | EF007839 | 20 | 9.0
CAPRI | IGE1M20NPNK2 | EC000441 | EF008404 | EV000494 | 9.0
CAPRI | IGE1M20NPNK2 | EC000441 | EF012184 | Oui | 9.0
CAPRI | IGE1M20NPNK2 | EC000441 | EF012547 | Non | 9.0
CAPRI | IGE1M20NPNK2 | EC000441 | EF024919 | Non | 9.0
CAPRI | IGE1M20SNPNK2 | EC000441 | EF000007 | EV013082 | 9.0
CAPRI | IGE1M20SNPNK2 | EC000441 | EF000010 | EV000164 | 9.0
CAPRI | IGE1M20SNPNK2 | EC000441 | EF000025 | Oui | 9.0
CAPRI | IGE1M20SNPNK2 | EC000441 | EF000084 | Oui | 9.0
CAPRI | IGE1M20SNPNK2 | EC000441 | EF000116 | -999 | 9.0
CAPRI | IGE1M20SNPNK2 | EC000441 | EF000139 | EV000191 | 9.0
CAPRI | IGE1M20SNPNK2 | EC000441 | EF000177 | 24 | 9.0
CAPRI | IGE1M20SNPNK2 | EC000441 | EF000368 | 15 | 9.0
CAPRI | IGE1M20SNPNK2 | EC000441 | EF000734 | Non | 9.0
CAPRI | IGE1M20SNPNK2 | EC000441 | EF000878 | Oui | 9.0
CAPRI | IGE1M20SNPNK2 | EC000441 | EF000881 | Oui | 9.0
CAPRI | IGE1M20SNPNK2 | EC000441 | EF001062 | Oui | 9.0
CAPRI | IGE1M20SNPNK2 | EC000441 | EF001210 | Non | 9.0
CAPRI | IGE1M20SNPNK2 | EC000441 | EF001217 | EV009696 | 9.0
CAPRI | IGE1M20SNPNK2 | EC000441 | EF001257 | EV000149 | 9.0
CAPRI | IGE1M20SNPNK2 | EC000441 | EF001742 | -60 | 9.0
CAPRI | IGE1M20SNPNK2 | EC000441 | EF001742 | 125 | 9.0
CAPRI | IGE1M20SNPNK2 | EC000441 | EF001758 | EV003712 | 9.0
CAPRI | IGE1M20SNPNK2 | EC000441 | EF002169 | EV000914 | 9.0
CAPRI | IGE1M20SNPNK2 | EC000441 | EF003712 | 1.5 | 9.0
CAPRI | IGE1M20SNPNK2 | EC000441 | EF004191 | Non | 9.0
CAPRI | IGE1M20SNPNK2 | EC000441 | EF004685 | Non | 9.0
CAPRI | IGE1M20SNPNK2 | EC000441 | EF005004 | Non | 9.0
CAPRI | IGE1M20SNPNK2 | EC000441 | EF005049 | Oui | 9.0
CAPRI | IGE1M20SNPNK2 | EC000441 | EF005268 | 26.2 | 9.0
CAPRI | IGE1M20SNPNK2 | EC000441 | EF005337 | Non | 9.0
CAPRI | IGE1M20SNPNK2 | EC000441 | EF005466 | 9.5 | 9.0
CAPRI | IGE1M20SNPNK2 | EC000441 | EF005466 | 15.9 | 9.0
CAPRI | IGE1M20SNPNK2 | EC000441 | EF005474 | EV006423 | 9.0
CAPRI | IGE1M20SNPNK2 | EC000441 | EF005728 | EV000494 | 9.0
CAPRI | IGE1M20SNPNK2 | EC000441 | EF007839 | 20 | 9.0
CAPRI | IGE1M20SNPNK2 | EC000441 | EF008404 | EV000494 | 9.0
CAPRI | IGE1M20SNPNK2 | EC000441 | EF012184 | Oui | 9.0
CAPRI | IGE1M20SNPNK2 | EC000441 | EF012547 | Non | 9.0
CAPRI | IGE1M20SNPNK2 | EC000441 | EF024919 | Non | 9.0
CAPRI | IGE1M25NPNK2 | EC000441 | EF000007 | EV013082 | 9.0
CAPRI | IGE1M25NPNK2 | EC000441 | EF000010 | EV000164 | 9.0
CAPRI | IGE1M25NPNK2 | EC000441 | EF000025 | Oui | 9.0
CAPRI | IGE1M25NPNK2 | EC000441 | EF000084 | Oui | 9.0
CAPRI | IGE1M25NPNK2 | EC000441 | EF000116 | -999 | 9.0
CAPRI | IGE1M25NPNK2 | EC000441 | EF000139 | EV000191 | 9.0
CAPRI | IGE1M25NPNK2 | EC000441 | EF000177 | 36 | 9.0
CAPRI | IGE1M25NPNK2 | EC000441 | EF000368 | 15 | 9.0
CAPRI | IGE1M25NPNK2 | EC000441 | EF000734 | Non | 9.0
CAPRI | IGE1M25NPNK2 | EC000441 | EF000878 | Oui | 9.0
CAPRI | IGE1M25NPNK2 | EC000441 | EF000881 | Oui | 9.0
CAPRI | IGE1M25NPNK2 | EC000441 | EF001062 | Oui | 9.0
CAPRI | IGE1M25NPNK2 | EC000441 | EF001210 | Non | 9.0
CAPRI | IGE1M25NPNK2 | EC000441 | EF001217 | EV009696 | 9.0
CAPRI | IGE1M25NPNK2 | EC000441 | EF001257 | EV000149 | 9.0
CAPRI | IGE1M25NPNK2 | EC000441 | EF001742 | -60 | 9.0
CAPRI | IGE1M25NPNK2 | EC000441 | EF001742 | 125 | 9.0
CAPRI | IGE1M25NPNK2 | EC000441 | EF001758 | EV003712 | 9.0
CAPRI | IGE1M25NPNK2 | EC000441 | EF002169 | EV000914 | 9.0
CAPRI | IGE1M25NPNK2 | EC000441 | EF003712 | 1.5 | 9.0
CAPRI | IGE1M25NPNK2 | EC000441 | EF004191 | Non | 9.0
CAPRI | IGE1M25NPNK2 | EC000441 | EF004685 | Non | 9.0
CAPRI | IGE1M25NPNK2 | EC000441 | EF005004 | Non | 9.0
CAPRI | IGE1M25NPNK2 | EC000441 | EF005049 | Oui | 9.0
CAPRI | IGE1M25NPNK2 | EC000441 | EF005268 | 39.2 | 9.0
CAPRI | IGE1M25NPNK2 | EC000441 | EF005337 | Non | 9.0
CAPRI | IGE1M25NPNK2 | EC000441 | EF005466 | 19.9 | 9.0
CAPRI | IGE1M25NPNK2 | EC000441 | EF005466 | 26.2 | 9.0
CAPRI | IGE1M25NPNK2 | EC000441 | EF005474 | EV006423 | 9.0
CAPRI | IGE1M25NPNK2 | EC000441 | EF005728 | EV000494 | 9.0
CAPRI | IGE1M25NPNK2 | EC000441 | EF007839 | 25 | 9.0
CAPRI | IGE1M25NPNK2 | EC000441 | EF008404 | EV000494 | 9.0
CAPRI | IGE1M25NPNK2 | EC000441 | EF012184 | Oui | 9.0
CAPRI | IGE1M25NPNK2 | EC000441 | EF012547 | Non | 9.0
CAPRI | IGE1M25NPNK2 | EC000441 | EF024919 | Non | 9.0
CAPRI | IGE1M32NPNK2 | EC000441 | EF000007 | EV013082 | 9.0
CAPRI | IGE1M32NPNK2 | EC000441 | EF000010 | EV000164 | 9.0
CAPRI | IGE1M32NPNK2 | EC000441 | EF000025 | Oui | 9.0
CAPRI | IGE1M32NPNK2 | EC000441 | EF000084 | Oui | 9.0
CAPRI | IGE1M32NPNK2 | EC000441 | EF000116 | -999 | 9.0
CAPRI | IGE1M32NPNK2 | EC000441 | EF000139 | EV000191 | 9.0
CAPRI | IGE1M32NPNK2 | EC000441 | EF000177 | 46 | 9.0
CAPRI | IGE1M32NPNK2 | EC000441 | EF000368 | 15 | 9.0
CAPRI | IGE1M32NPNK2 | EC000441 | EF000734 | Non | 9.0
CAPRI | IGE1M32NPNK2 | EC000441 | EF000878 | Oui | 9.0
CAPRI | IGE1M32NPNK2 | EC000441 | EF000881 | Oui | 9.0
CAPRI | IGE1M32NPNK2 | EC000441 | EF001062 | Oui | 9.0
CAPRI | IGE1M32NPNK2 | EC000441 | EF001210 | Non | 9.0
CAPRI | IGE1M32NPNK2 | EC000441 | EF001217 | EV009696 | 9.0
CAPRI | IGE1M32NPNK2 | EC000441 | EF001257 | EV000149 | 9.0
CAPRI | IGE1M32NPNK2 | EC000441 | EF001742 | -60 | 9.0
CAPRI | IGE1M32NPNK2 | EC000441 | EF001742 | 125 | 9.0
CAPRI | IGE1M32NPNK2 | EC000441 | EF001758 | EV003712 | 9.0
CAPRI | IGE1M32NPNK2 | EC000441 | EF002169 | EV000914 | 9.0
CAPRI | IGE1M32NPNK2 | EC000441 | EF003712 | 1.5 | 9.0
CAPRI | IGE1M32NPNK2 | EC000441 | EF004191 | Non | 9.0
CAPRI | IGE1M32NPNK2 | EC000441 | EF004685 | Non | 9.0
CAPRI | IGE1M32NPNK2 | EC000441 | EF005004 | Non | 9.0
CAPRI | IGE1M32NPNK2 | EC000441 | EF005049 | Oui | 9.0
CAPRI | IGE1M32NPNK2 | EC000441 | EF005268 | 50.6 | 9.0
CAPRI | IGE1M32NPNK2 | EC000441 | EF005337 | Non | 9.0
CAPRI | IGE1M32NPNK2 | EC000441 | EF005466 | 23.7 | 9.0
CAPRI | IGE1M32NPNK2 | EC000441 | EF005466 | 33.9 | 9.0
CAPRI | IGE1M32NPNK2 | EC000441 | EF005474 | EV006423 | 9.0
CAPRI | IGE1M32NPNK2 | EC000441 | EF005728 | EV000494 | 9.0
CAPRI | IGE1M32NPNK2 | EC000441 | EF007839 | 32 | 9.0
CAPRI | IGE1M32NPNK2 | EC000441 | EF008404 | EV000494 | 9.0
CAPRI | IGE1M32NPNK2 | EC000441 | EF012184 | Oui | 9.0
CAPRI | IGE1M32NPNK2 | EC000441 | EF012547 | Non | 9.0
CAPRI | IGE1M32NPNK2 | EC000441 | EF024919 | Non | 9.0
CAPRI | IGE1M40NPNK2 | EC000441 | EF000007 | EV013082 | 9.0
CAPRI | IGE1M40NPNK2 | EC000441 | EF000010 | EV000164 | 9.0
CAPRI | IGE1M40NPNK2 | EC000441 | EF000025 | Oui | 9.0
CAPRI | IGE1M40NPNK2 | EC000441 | EF000084 | Oui | 9.0
CAPRI | IGE1M40NPNK2 | EC000441 | EF000116 | -999 | 9.0
CAPRI | IGE1M40NPNK2 | EC000441 | EF000139 | EV000191 | 9.0
CAPRI | IGE1M40NPNK2 | EC000441 | EF000177 | 55 | 9.0
CAPRI | IGE1M40NPNK2 | EC000441 | EF000368 | 15 | 9.0
CAPRI | IGE1M40NPNK2 | EC000441 | EF000734 | Non | 9.0
CAPRI | IGE1M40NPNK2 | EC000441 | EF000878 | Oui | 9.0
CAPRI | IGE1M40NPNK2 | EC000441 | EF000881 | Oui | 9.0
CAPRI | IGE1M40NPNK2 | EC000441 | EF001062 | Oui | 9.0
CAPRI | IGE1M40NPNK2 | EC000441 | EF001210 | Non | 9.0
CAPRI | IGE1M40NPNK2 | EC000441 | EF001217 | EV009696 | 9.0
CAPRI | IGE1M40NPNK2 | EC000441 | EF001257 | EV000149 | 9.0
CAPRI | IGE1M40NPNK2 | EC000441 | EF001742 | -60 | 9.0
CAPRI | IGE1M40NPNK2 | EC000441 | EF001742 | 125 | 9.0
CAPRI | IGE1M40NPNK2 | EC000441 | EF001758 | EV003712 | 9.0
CAPRI | IGE1M40NPNK2 | EC000441 | EF002169 | EV000914 | 9.0
CAPRI | IGE1M40NPNK2 | EC000441 | EF003712 | 1.5 | 9.0
CAPRI | IGE1M40NPNK2 | EC000441 | EF004191 | Non | 9.0
CAPRI | IGE1M40NPNK2 | EC000441 | EF004685 | Non | 9.0
CAPRI | IGE1M40NPNK2 | EC000441 | EF005004 | Non | 9.0
CAPRI | IGE1M40NPNK2 | EC000441 | EF005049 | Oui | 9.0
CAPRI | IGE1M40NPNK2 | EC000441 | EF005268 | 60 | 9.0
CAPRI | IGE1M40NPNK2 | EC000441 | EF005337 | Non | 9.0
CAPRI | IGE1M40NPNK2 | EC000441 | EF005466 | 27.9 | 9.0
CAPRI | IGE1M40NPNK2 | EC000441 | EF005466 | 40.4 | 9.0
CAPRI | IGE1M40NPNK2 | EC000441 | EF005474 | EV006423 | 9.0
CAPRI | IGE1M40NPNK2 | EC000441 | EF005728 | EV000494 | 9.0
CAPRI | IGE1M40NPNK2 | EC000441 | EF007839 | 40 | 9.0
CAPRI | IGE1M40NPNK2 | EC000441 | EF008404 | EV000494 | 9.0
CAPRI | IGE1M40NPNK2 | EC000441 | EF012184 | Oui | 9.0
CAPRI | IGE1M40NPNK2 | EC000441 | EF012547 | Non | 9.0
CAPRI | IGE1M40NPNK2 | EC000441 | EF024919 | Non | 9.0
CAPRI | IGE1M50NPNK2 | EC000441 | EF000007 | EV013082 | 9.0
CAPRI | IGE1M50NPNK2 | EC000441 | EF000010 | EV000164 | 9.0
CAPRI | IGE1M50NPNK2 | EC000441 | EF000025 | Oui | 9.0
CAPRI | IGE1M50NPNK2 | EC000441 | EF000084 | Oui | 9.0
CAPRI | IGE1M50NPNK2 | EC000441 | EF000116 | -999 | 9.0
CAPRI | IGE1M50NPNK2 | EC000441 | EF000139 | EV000191 | 9.0
CAPRI | IGE1M50NPNK2 | EC000441 | EF000177 | 70 | 9.0
CAPRI | IGE1M50NPNK2 | EC000441 | EF000368 | 15 | 9.0
CAPRI | IGE1M50NPNK2 | EC000441 | EF000734 | Non | 9.0
CAPRI | IGE1M50NPNK2 | EC000441 | EF000878 | Oui | 9.0
CAPRI | IGE1M50NPNK2 | EC000441 | EF000881 | Oui | 9.0
CAPRI | IGE1M50NPNK2 | EC000441 | EF001062 | Oui | 9.0
CAPRI | IGE1M50NPNK2 | EC000441 | EF001210 | Non | 9.0
CAPRI | IGE1M50NPNK2 | EC000441 | EF001217 | EV009696 | 9.0
CAPRI | IGE1M50NPNK2 | EC000441 | EF001257 | EV000149 | 9.0
CAPRI | IGE1M50NPNK2 | EC000441 | EF001742 | -60 | 9.0
CAPRI | IGE1M50NPNK2 | EC000441 | EF001742 | 125 | 9.0
CAPRI | IGE1M50NPNK2 | EC000441 | EF001758 | EV003712 | 9.0
CAPRI | IGE1M50NPNK2 | EC000441 | EF002169 | EV000914 | 9.0
CAPRI | IGE1M50NPNK2 | EC000441 | EF003712 | 1.5 | 9.0
CAPRI | IGE1M50NPNK2 | EC000441 | EF004191 | Non | 9.0
CAPRI | IGE1M50NPNK2 | EC000441 | EF004685 | Non | 9.0
CAPRI | IGE1M50NPNK2 | EC000441 | EF005004 | Non | 9.0
CAPRI | IGE1M50NPNK2 | EC000441 | EF005049 | Oui | 9.0
CAPRI | IGE1M50NPNK2 | EC000441 | EF005268 | 75 | 9.0
CAPRI | IGE1M50NPNK2 | EC000441 | EF005337 | Non | 9.0
CAPRI | IGE1M50NPNK2 | EC000441 | EF005466 | 40.4 | 9.0
CAPRI | IGE1M50NPNK2 | EC000441 | EF005466 | 53 | 9.0
CAPRI | IGE1M50NPNK2 | EC000441 | EF005474 | EV006423 | 9.0
CAPRI | IGE1M50NPNK2 | EC000441 | EF005728 | EV000494 | 9.0
CAPRI | IGE1M50NPNK2 | EC000441 | EF007839 | 50 | 9.0
CAPRI | IGE1M50NPNK2 | EC000441 | EF008404 | EV000494 | 9.0
CAPRI | IGE1M50NPNK2 | EC000441 | EF012184 | Oui | 9.0
CAPRI | IGE1M50NPNK2 | EC000441 | EF012547 | Non | 9.0
CAPRI | IGE1M50NPNK2 | EC000441 | EF024919 | Non | 9.0
CAPRI | IGE1M50SNPNK2 | EC000441 | EF000007 | EV013082 | 9.0
CAPRI | IGE1M50SNPNK2 | EC000441 | EF000010 | EV000164 | 9.0
CAPRI | IGE1M50SNPNK2 | EC000441 | EF000025 | Oui | 9.0
CAPRI | IGE1M50SNPNK2 | EC000441 | EF000084 | Oui | 9.0
CAPRI | IGE1M50SNPNK2 | EC000441 | EF000116 | -999 | 9.0
CAPRI | IGE1M50SNPNK2 | EC000441 | EF000139 | EV000191 | 9.0
CAPRI | IGE1M50SNPNK2 | EC000441 | EF000177 | 60 | 9.0
CAPRI | IGE1M50SNPNK2 | EC000441 | EF000368 | 15 | 9.0
CAPRI | IGE1M50SNPNK2 | EC000441 | EF000734 | Non | 9.0
CAPRI | IGE1M50SNPNK2 | EC000441 | EF000878 | Oui | 9.0
CAPRI | IGE1M50SNPNK2 | EC000441 | EF000881 | Oui | 9.0
CAPRI | IGE1M50SNPNK2 | EC000441 | EF001062 | Oui | 9.0
CAPRI | IGE1M50SNPNK2 | EC000441 | EF001210 | Non | 9.0
CAPRI | IGE1M50SNPNK2 | EC000441 | EF001217 | EV009696 | 9.0
CAPRI | IGE1M50SNPNK2 | EC000441 | EF001257 | EV000149 | 9.0
CAPRI | IGE1M50SNPNK2 | EC000441 | EF001742 | -60 | 9.0
CAPRI | IGE1M50SNPNK2 | EC000441 | EF001742 | 125 | 9.0
CAPRI | IGE1M50SNPNK2 | EC000441 | EF001758 | EV003712 | 9.0
CAPRI | IGE1M50SNPNK2 | EC000441 | EF002169 | EV000914 | 9.0
CAPRI | IGE1M50SNPNK2 | EC000441 | EF003712 | 1.5 | 9.0
CAPRI | IGE1M50SNPNK2 | EC000441 | EF004191 | Non | 9.0
CAPRI | IGE1M50SNPNK2 | EC000441 | EF004685 | Non | 9.0
CAPRI | IGE1M50SNPNK2 | EC000441 | EF005004 | Non | 9.0
CAPRI | IGE1M50SNPNK2 | EC000441 | EF005049 | Oui | 9.0
CAPRI | IGE1M50SNPNK2 | EC000441 | EF005268 | 65 | 9.0
CAPRI | IGE1M50SNPNK2 | EC000441 | EF005337 | Non | 9.0
CAPRI | IGE1M50SNPNK2 | EC000441 | EF005466 | 35.2 | 9.0
CAPRI | IGE1M50SNPNK2 | EC000441 | EF005466 | 46.7 | 9.0
CAPRI | IGE1M50SNPNK2 | EC000441 | EF005474 | EV006423 | 9.0
CAPRI | IGE1M50SNPNK2 | EC000441 | EF005728 | EV000494 | 9.0
CAPRI | IGE1M50SNPNK2 | EC000441 | EF007839 | 50 | 9.0
CAPRI | IGE1M50SNPNK2 | EC000441 | EF008404 | EV000494 | 9.0
CAPRI | IGE1M50SNPNK2 | EC000441 | EF012184 | Oui | 9.0
CAPRI | IGE1M50SNPNK2 | EC000441 | EF012547 | Non | 9.0
CAPRI | IGE1M50SNPNK2 | EC000441 | EF024919 | Non | 9.0
CAPRI | IGE1M63NPNK2 | EC000441 | EF000007 | EV013082 | 9.0
CAPRI | IGE1M63NPNK2 | EC000441 | EF000010 | EV000164 | 9.0
CAPRI | IGE1M63NPNK2 | EC000441 | EF000025 | Oui | 9.0
CAPRI | IGE1M63NPNK2 | EC000441 | EF000084 | Oui | 9.0
CAPRI | IGE1M63NPNK2 | EC000441 | EF000116 | -999 | 9.0
CAPRI | IGE1M63NPNK2 | EC000441 | EF000139 | EV000191 | 9.0
CAPRI | IGE1M63NPNK2 | EC000441 | EF000177 | 80 | 9.0
CAPRI | IGE1M63NPNK2 | EC000441 | EF000368 | 15 | 9.0
CAPRI | IGE1M63NPNK2 | EC000441 | EF000734 | Non | 9.0
CAPRI | IGE1M63NPNK2 | EC000441 | EF000878 | Oui | 9.0
CAPRI | IGE1M63NPNK2 | EC000441 | EF000881 | Oui | 9.0
CAPRI | IGE1M63NPNK2 | EC000441 | EF001062 | Oui | 9.0
CAPRI | IGE1M63NPNK2 | EC000441 | EF001210 | Non | 9.0
CAPRI | IGE1M63NPNK2 | EC000441 | EF001217 | EV009696 | 9.0
CAPRI | IGE1M63NPNK2 | EC000441 | EF001257 | EV000149 | 9.0
CAPRI | IGE1M63NPNK2 | EC000441 | EF001742 | -60 | 9.0
CAPRI | IGE1M63NPNK2 | EC000441 | EF001742 | 125 | 9.0
CAPRI | IGE1M63NPNK2 | EC000441 | EF001758 | EV003712 | 9.0
CAPRI | IGE1M63NPNK2 | EC000441 | EF002169 | EV000914 | 9.0
CAPRI | IGE1M63NPNK2 | EC000441 | EF003712 | 1.5 | 9.0
CAPRI | IGE1M63NPNK2 | EC000441 | EF004191 | Non | 9.0
CAPRI | IGE1M63NPNK2 | EC000441 | EF004685 | Non | 9.0
CAPRI | IGE1M63NPNK2 | EC000441 | EF005004 | Non | 9.0
CAPRI | IGE1M63NPNK2 | EC000441 | EF005049 | Oui | 9.0
CAPRI | IGE1M63NPNK2 | EC000441 | EF005268 | 85 | 9.0
CAPRI | IGE1M63NPNK2 | EC000441 | EF005337 | Non | 9.0
CAPRI | IGE1M63NPNK2 | EC000441 | EF005466 | 54.6 | 9.0
CAPRI | IGE1M63NPNK2 | EC000441 | EF005466 | 65.8 | 9.0
CAPRI | IGE1M63NPNK2 | EC000441 | EF005474 | EV006423 | 9.0
CAPRI | IGE1M63NPNK2 | EC000441 | EF005728 | EV000494 | 9.0
CAPRI | IGE1M63NPNK2 | EC000441 | EF007839 | 63 | 9.0
CAPRI | IGE1M63NPNK2 | EC000441 | EF008404 | EV000494 | 9.0
CAPRI | IGE1M63NPNK2 | EC000441 | EF012184 | Oui | 9.0
CAPRI | IGE1M63NPNK2 | EC000441 | EF012547 | Non | 9.0
CAPRI | IGE1M63NPNK2 | EC000441 | EF024919 | Non | 9.0
CAPRI | IGE1M63SNPNK2 | EC000441 | EF000007 | EV013082 | 9.0
CAPRI | IGE1M63SNPNK2 | EC000441 | EF000010 | EV000164 | 9.0
CAPRI | IGE1M63SNPNK2 | EC000441 | EF000025 | Oui | 9.0
CAPRI | IGE1M63SNPNK2 | EC000441 | EF000084 | Oui | 9.0
CAPRI | IGE1M63SNPNK2 | EC000441 | EF000116 | -999 | 9.0
CAPRI | IGE1M63SNPNK2 | EC000441 | EF000139 | EV000191 | 9.0
CAPRI | IGE1M63SNPNK2 | EC000441 | EF000177 | 75 | 9.0
CAPRI | IGE1M63SNPNK2 | EC000441 | EF000368 | 15 | 9.0
CAPRI | IGE1M63SNPNK2 | EC000441 | EF000734 | Non | 9.0
CAPRI | IGE1M63SNPNK2 | EC000441 | EF000878 | Oui | 9.0
CAPRI | IGE1M63SNPNK2 | EC000441 | EF000881 | Oui | 9.0
CAPRI | IGE1M63SNPNK2 | EC000441 | EF001062 | Oui | 9.0
CAPRI | IGE1M63SNPNK2 | EC000441 | EF001210 | Non | 9.0
CAPRI | IGE1M63SNPNK2 | EC000441 | EF001217 | EV009696 | 9.0
CAPRI | IGE1M63SNPNK2 | EC000441 | EF001257 | EV000149 | 9.0
CAPRI | IGE1M63SNPNK2 | EC000441 | EF001742 | -60 | 9.0
CAPRI | IGE1M63SNPNK2 | EC000441 | EF001742 | 125 | 9.0
CAPRI | IGE1M63SNPNK2 | EC000441 | EF001758 | EV003712 | 9.0
CAPRI | IGE1M63SNPNK2 | EC000441 | EF002169 | EV000914 | 9.0
CAPRI | IGE1M63SNPNK2 | EC000441 | EF003712 | 1.5 | 9.0
CAPRI | IGE1M63SNPNK2 | EC000441 | EF004191 | Non | 9.0
CAPRI | IGE1M63SNPNK2 | EC000441 | EF004685 | Non | 9.0
CAPRI | IGE1M63SNPNK2 | EC000441 | EF005004 | Non | 9.0
CAPRI | IGE1M63SNPNK2 | EC000441 | EF005049 | Oui | 9.0
CAPRI | IGE1M63SNPNK2 | EC000441 | EF005268 | 80 | 9.0
CAPRI | IGE1M63SNPNK2 | EC000441 | EF005337 | Non | 9.0
CAPRI | IGE1M63SNPNK2 | EC000441 | EF005466 | 45.6 | 9.0
CAPRI | IGE1M63SNPNK2 | EC000441 | EF005466 | 59.4 | 9.0
CAPRI | IGE1M63SNPNK2 | EC000441 | EF005474 | EV006423 | 9.0
CAPRI | IGE1M63SNPNK2 | EC000441 | EF005728 | EV000494 | 9.0
CAPRI | IGE1M63SNPNK2 | EC000441 | EF007839 | 63 | 9.0
CAPRI | IGE1M63SNPNK2 | EC000441 | EF008404 | EV000494 | 9.0
CAPRI | IGE1M63SNPNK2 | EC000441 | EF012184 | Oui | 9.0
CAPRI | IGE1M63SNPNK2 | EC000441 | EF012547 | Non | 9.0
CAPRI | IGE1M63SNPNK2 | EC000441 | EF024919 | Non | 9.0
CAPRI | IGE1M75NPNK2 | EC000441 | EF000007 | EV013082 | 9.0
CAPRI | IGE1M75NPNK2 | EC000441 | EF000010 | EV000164 | 9.0
CAPRI | IGE1M75NPNK2 | EC000441 | EF000025 | Oui | 9.0
CAPRI | IGE1M75NPNK2 | EC000441 | EF000084 | Oui | 9.0
CAPRI | IGE1M75NPNK2 | EC000441 | EF000116 | -999 | 9.0
CAPRI | IGE1M75NPNK2 | EC000441 | EF000139 | EV000191 | 9.0
CAPRI | IGE1M75NPNK2 | EC000441 | EF000177 | 100 | 9.0
CAPRI | IGE1M75NPNK2 | EC000441 | EF000368 | 15 | 9.0
CAPRI | IGE1M75NPNK2 | EC000441 | EF000734 | Non | 9.0
CAPRI | IGE1M75NPNK2 | EC000441 | EF000878 | Oui | 9.0
CAPRI | IGE1M75NPNK2 | EC000441 | EF000881 | Oui | 9.0
CAPRI | IGE1M75NPNK2 | EC000441 | EF001062 | Oui | 9.0
CAPRI | IGE1M75NPNK2 | EC000441 | EF001210 | Non | 9.0
CAPRI | IGE1M75NPNK2 | EC000441 | EF001217 | EV009696 | 9.0
CAPRI | IGE1M75NPNK2 | EC000441 | EF001257 | EV000149 | 9.0
CAPRI | IGE1M75NPNK2 | EC000441 | EF001742 | -60 | 9.0
CAPRI | IGE1M75NPNK2 | EC000441 | EF001742 | 125 | 9.0
CAPRI | IGE1M75NPNK2 | EC000441 | EF001758 | EV003712 | 9.0
CAPRI | IGE1M75NPNK2 | EC000441 | EF002169 | EV000914 | 9.0
CAPRI | IGE1M75NPNK2 | EC000441 | EF003712 | 1.5 | 9.0
CAPRI | IGE1M75NPNK2 | EC000441 | EF004191 | Non | 9.0
CAPRI | IGE1M75NPNK2 | EC000441 | EF004685 | Non | 9.0
CAPRI | IGE1M75NPNK2 | EC000441 | EF005004 | Non | 9.0
CAPRI | IGE1M75NPNK2 | EC000441 | EF005049 | Oui | 9.0
CAPRI | IGE1M75NPNK2 | EC000441 | EF005268 | 110 | 9.0
CAPRI | IGE1M75NPNK2 | EC000441 | EF005337 | Non | 9.0
CAPRI | IGE1M75NPNK2 | EC000441 | EF005466 | 66.7 | 9.0
CAPRI | IGE1M75NPNK2 | EC000441 | EF005466 | 78.4 | 9.0
CAPRI | IGE1M75NPNK2 | EC000441 | EF005474 | EV006423 | 9.0
CAPRI | IGE1M75NPNK2 | EC000441 | EF005728 | EV000494 | 9.0
CAPRI | IGE1M75NPNK2 | EC000441 | EF007839 | 75 | 9.0
CAPRI | IGE1M75NPNK2 | EC000441 | EF008404 | EV000494 | 9.0
CAPRI | IGE1M75NPNK2 | EC000441 | EF012184 | Oui | 9.0
CAPRI | IGE1M75NPNK2 | EC000441 | EF012547 | Non | 9.0
CAPRI | IGE1M75NPNK2 | EC000441 | EF024919 | Non | 9.0
CAPRI | IGE1M75SNPNK2 | EC000441 | EF000007 | EV013082 | 9.0
CAPRI | IGE1M75SNPNK2 | EC000441 | EF000010 | EV000164 | 9.0
CAPRI | IGE1M75SNPNK2 | EC000441 | EF000025 | Oui | 9.0
CAPRI | IGE1M75SNPNK2 | EC000441 | EF000084 | Oui | 9.0
CAPRI | IGE1M75SNPNK2 | EC000441 | EF000116 | -999 | 9.0
CAPRI | IGE1M75SNPNK2 | EC000441 | EF000139 | EV000191 | 9.0
CAPRI | IGE1M75SNPNK2 | EC000441 | EF000177 | 90 | 9.0
CAPRI | IGE1M75SNPNK2 | EC000441 | EF000368 | 15 | 9.0
CAPRI | IGE1M75SNPNK2 | EC000441 | EF000734 | Non | 9.0
CAPRI | IGE1M75SNPNK2 | EC000441 | EF000878 | Oui | 9.0
CAPRI | IGE1M75SNPNK2 | EC000441 | EF000881 | Oui | 9.0
CAPRI | IGE1M75SNPNK2 | EC000441 | EF001062 | Oui | 9.0
CAPRI | IGE1M75SNPNK2 | EC000441 | EF001210 | Non | 9.0
CAPRI | IGE1M75SNPNK2 | EC000441 | EF001217 | EV009696 | 9.0
CAPRI | IGE1M75SNPNK2 | EC000441 | EF001257 | EV000149 | 9.0
CAPRI | IGE1M75SNPNK2 | EC000441 | EF001742 | -60 | 9.0
CAPRI | IGE1M75SNPNK2 | EC000441 | EF001742 | 125 | 9.0
CAPRI | IGE1M75SNPNK2 | EC000441 | EF001758 | EV003712 | 9.0
CAPRI | IGE1M75SNPNK2 | EC000441 | EF002169 | EV000914 | 9.0
CAPRI | IGE1M75SNPNK2 | EC000441 | EF003712 | 1.5 | 9.0
CAPRI | IGE1M75SNPNK2 | EC000441 | EF004191 | Non | 9.0
CAPRI | IGE1M75SNPNK2 | EC000441 | EF004685 | Non | 9.0
CAPRI | IGE1M75SNPNK2 | EC000441 | EF005004 | Non | 9.0
CAPRI | IGE1M75SNPNK2 | EC000441 | EF005049 | Oui | 9.0
CAPRI | IGE1M75SNPNK2 | EC000441 | EF005268 | 95 | 9.0
CAPRI | IGE1M75SNPNK2 | EC000441 | EF005337 | Non | 9.0
CAPRI | IGE1M75SNPNK2 | EC000441 | EF005466 | 59 | 9.0
CAPRI | IGE1M75SNPNK2 | EC000441 | EF005466 | 72 | 9.0
CAPRI | IGE1M75SNPNK2 | EC000441 | EF005474 | EV006423 | 9.0
CAPRI | IGE1M75SNPNK2 | EC000441 | EF005728 | EV000494 | 9.0
CAPRI | IGE1M75SNPNK2 | EC000441 | EF007839 | 75 | 9.0
CAPRI | IGE1M75SNPNK2 | EC000441 | EF008404 | EV000494 | 9.0
CAPRI | IGE1M75SNPNK2 | EC000441 | EF012184 | Oui | 9.0
CAPRI | IGE1M75SNPNK2 | EC000441 | EF012547 | Non | 9.0
CAPRI | IGE1M75SNPNK2 | EC000441 | EF024919 | Non | 9.0
CAPRI | IGE1N050NPNK2 | EC000441 | EF000007 | EV013082 | 9.0
CAPRI | IGE1N050NPNK2 | EC000441 | EF000010 | EV000164 | 9.0
CAPRI | IGE1N050NPNK2 | EC000441 | EF000025 | Oui | 9.0
CAPRI | IGE1N050NPNK2 | EC000441 | EF000084 | Oui | 9.0
CAPRI | IGE1N050NPNK2 | EC000441 | EF000116 | -999 | 9.0
CAPRI | IGE1N050NPNK2 | EC000441 | EF000139 | EV000191 | 9.0
CAPRI | IGE1N050NPNK2 | EC000441 | EF000177 | 30 | 9.0
CAPRI | IGE1N050NPNK2 | EC000441 | EF000368 | 16 | 9.0
CAPRI | IGE1N050NPNK2 | EC000441 | EF000734 | Non | 9.0
CAPRI | IGE1N050NPNK2 | EC000441 | EF000878 | Oui | 9.0
CAPRI | IGE1N050NPNK2 | EC000441 | EF000881 | Oui | 9.0
CAPRI | IGE1N050NPNK2 | EC000441 | EF001062 | Oui | 9.0
CAPRI | IGE1N050NPNK2 | EC000441 | EF001210 | Non | 9.0
CAPRI | IGE1N050NPNK2 | EC000441 | EF001217 | EV009696 | 9.0
CAPRI | IGE1N050NPNK2 | EC000441 | EF001257 | EV000149 | 9.0
CAPRI | IGE1N050NPNK2 | EC000441 | EF001742 | -60 | 9.0
CAPRI | IGE1N050NPNK2 | EC000441 | EF001742 | 125 | 9.0
CAPRI | IGE1N050NPNK2 | EC000441 | EF001758 | EV003714 | 9.0
CAPRI | IGE1N050NPNK2 | EC000441 | EF002169 | EV000914 | 9.0
CAPRI | IGE1N050NPNK2 | EC000441 | EF003712 | 1.814 | 9.0
CAPRI | IGE1N050NPNK2 | EC000441 | EF004191 | Non | 9.0
CAPRI | IGE1N050NPNK2 | EC000441 | EF004685 | Non | 9.0
CAPRI | IGE1N050NPNK2 | EC000441 | EF005004 | Non | 9.0
CAPRI | IGE1N050NPNK2 | EC000441 | EF005049 | Oui | 9.0
CAPRI | IGE1N050NPNK2 | EC000441 | EF005268 | 33 | 9.0
CAPRI | IGE1N050NPNK2 | EC000441 | EF005337 | Non | 9.0
CAPRI | IGE1N050NPNK2 | EC000441 | EF005466 | 12.5 | 9.0
CAPRI | IGE1N050NPNK2 | EC000441 | EF005466 | 20.9 | 9.0
CAPRI | IGE1N050NPNK2 | EC000441 | EF005474 | EV006423 | 9.0
CAPRI | IGE1N050NPNK2 | EC000441 | EF005728 | EV000494 | 9.0
CAPRI | IGE1N050NPNK2 | EC000441 | EF007838 | EV004591 | 9.0
CAPRI | IGE1N050NPNK2 | EC000441 | EF008404 | EV000494 | 9.0
CAPRI | IGE1N050NPNK2 | EC000441 | EF012184 | Oui | 9.0
CAPRI | IGE1N050NPNK2 | EC000441 | EF012547 | Non | 9.0
CAPRI | IGE1N050NPNK2 | EC000441 | EF024919 | Non | 9.0
CAPRI | IGE1N050SNPNK2 | EC000441 | EF000007 | EV013082 | 9.0
CAPRI | IGE1N050SNPNK2 | EC000441 | EF000010 | EV000164 | 9.0
CAPRI | IGE1N050SNPNK2 | EC000441 | EF000025 | Oui | 9.0
CAPRI | IGE1N050SNPNK2 | EC000441 | EF000084 | Oui | 9.0
CAPRI | IGE1N050SNPNK2 | EC000441 | EF000116 | -999 | 9.0
CAPRI | IGE1N050SNPNK2 | EC000441 | EF000139 | EV000191 | 9.0
CAPRI | IGE1N050SNPNK2 | EC000441 | EF000177 | 24 | 9.0
CAPRI | IGE1N050SNPNK2 | EC000441 | EF000368 | 16 | 9.0
CAPRI | IGE1N050SNPNK2 | EC000441 | EF000734 | Non | 9.0
CAPRI | IGE1N050SNPNK2 | EC000441 | EF000878 | Oui | 9.0
CAPRI | IGE1N050SNPNK2 | EC000441 | EF000881 | Oui | 9.0
CAPRI | IGE1N050SNPNK2 | EC000441 | EF001062 | Oui | 9.0
CAPRI | IGE1N050SNPNK2 | EC000441 | EF001210 | Non | 9.0
CAPRI | IGE1N050SNPNK2 | EC000441 | EF001217 | EV009696 | 9.0
CAPRI | IGE1N050SNPNK2 | EC000441 | EF001257 | EV000149 | 9.0
CAPRI | IGE1N050SNPNK2 | EC000441 | EF001742 | -60 | 9.0
CAPRI | IGE1N050SNPNK2 | EC000441 | EF001742 | 125 | 9.0
CAPRI | IGE1N050SNPNK2 | EC000441 | EF001758 | EV003714 | 9.0
CAPRI | IGE1N050SNPNK2 | EC000441 | EF002169 | EV000914 | 9.0
CAPRI | IGE1N050SNPNK2 | EC000441 | EF003712 | 1.814 | 9.0
CAPRI | IGE1N050SNPNK2 | EC000441 | EF004191 | Non | 9.0
CAPRI | IGE1N050SNPNK2 | EC000441 | EF004685 | Non | 9.0
CAPRI | IGE1N050SNPNK2 | EC000441 | EF005004 | Non | 9.0
CAPRI | IGE1N050SNPNK2 | EC000441 | EF005049 | Oui | 9.0
CAPRI | IGE1N050SNPNK2 | EC000441 | EF005268 | 26.2 | 9.0
CAPRI | IGE1N050SNPNK2 | EC000441 | EF005337 | Non | 9.0
CAPRI | IGE1N050SNPNK2 | EC000441 | EF005466 | 9.5 | 9.0
CAPRI | IGE1N050SNPNK2 | EC000441 | EF005466 | 15.9 | 9.0
CAPRI | IGE1N050SNPNK2 | EC000441 | EF005474 | EV006423 | 9.0
CAPRI | IGE1N050SNPNK2 | EC000441 | EF005728 | EV000494 | 9.0
CAPRI | IGE1N050SNPNK2 | EC000441 | EF007838 | EV004591 | 9.0
CAPRI | IGE1N050SNPNK2 | EC000441 | EF008404 | EV000494 | 9.0
CAPRI | IGE1N050SNPNK2 | EC000441 | EF012184 | Oui | 9.0
CAPRI | IGE1N050SNPNK2 | EC000441 | EF012547 | Non | 9.0
CAPRI | IGE1N050SNPNK2 | EC000441 | EF024919 | Non | 9.0
CAPRI | IGE1N075NPNK2 | EC000441 | EF000007 | EV013082 | 9.0
CAPRI | IGE1N075NPNK2 | EC000441 | EF000010 | EV000164 | 9.0
CAPRI | IGE1N075NPNK2 | EC000441 | EF000025 | Oui | 9.0
CAPRI | IGE1N075NPNK2 | EC000441 | EF000084 | Oui | 9.0
CAPRI | IGE1N075NPNK2 | EC000441 | EF000116 | -999 | 9.0
CAPRI | IGE1N075NPNK2 | EC000441 | EF000139 | EV000191 | 9.0
CAPRI | IGE1N075NPNK2 | EC000441 | EF000177 | 36 | 9.0
CAPRI | IGE1N075NPNK2 | EC000441 | EF000368 | 16 | 9.0
CAPRI | IGE1N075NPNK2 | EC000441 | EF000734 | Non | 9.0
CAPRI | IGE1N075NPNK2 | EC000441 | EF000878 | Oui | 9.0
CAPRI | IGE1N075NPNK2 | EC000441 | EF000881 | Oui | 9.0
CAPRI | IGE1N075NPNK2 | EC000441 | EF001062 | Oui | 9.0
CAPRI | IGE1N075NPNK2 | EC000441 | EF001210 | Non | 9.0
CAPRI | IGE1N075NPNK2 | EC000441 | EF001217 | EV009696 | 9.0
CAPRI | IGE1N075NPNK2 | EC000441 | EF001257 | EV000149 | 9.0
CAPRI | IGE1N075NPNK2 | EC000441 | EF001742 | -60 | 9.0
CAPRI | IGE1N075NPNK2 | EC000441 | EF001742 | 125 | 9.0
CAPRI | IGE1N075NPNK2 | EC000441 | EF001758 | EV003714 | 9.0
CAPRI | IGE1N075NPNK2 | EC000441 | EF002169 | EV000914 | 9.0
CAPRI | IGE1N075NPNK2 | EC000441 | EF003712 | 1.814 | 9.0
CAPRI | IGE1N075NPNK2 | EC000441 | EF004191 | Non | 9.0
CAPRI | IGE1N075NPNK2 | EC000441 | EF004685 | Non | 9.0
CAPRI | IGE1N075NPNK2 | EC000441 | EF005004 | Non | 9.0
CAPRI | IGE1N075NPNK2 | EC000441 | EF005049 | Oui | 9.0
CAPRI | IGE1N075NPNK2 | EC000441 | EF005268 | 39.2 | 9.0
CAPRI | IGE1N075NPNK2 | EC000441 | EF005337 | Non | 9.0
CAPRI | IGE1N075NPNK2 | EC000441 | EF005466 | 19.9 | 9.0
CAPRI | IGE1N075NPNK2 | EC000441 | EF005466 | 26.2 | 9.0
CAPRI | IGE1N075NPNK2 | EC000441 | EF005474 | EV006423 | 9.0
CAPRI | IGE1N075NPNK2 | EC000441 | EF005728 | EV000494 | 9.0
CAPRI | IGE1N075NPNK2 | EC000441 | EF007838 | EV003502 | 9.0
CAPRI | IGE1N075NPNK2 | EC000441 | EF008404 | EV000494 | 9.0
CAPRI | IGE1N075NPNK2 | EC000441 | EF012184 | Oui | 9.0
CAPRI | IGE1N075NPNK2 | EC000441 | EF012547 | Non | 9.0
CAPRI | IGE1N075NPNK2 | EC000441 | EF024919 | Non | 9.0
CAPRI | IGE1N100NPNK2 | EC000441 | EF000007 | EV013082 | 9.0
CAPRI | IGE1N100NPNK2 | EC000441 | EF000010 | EV000164 | 9.0
CAPRI | IGE1N100NPNK2 | EC000441 | EF000025 | Oui | 9.0
CAPRI | IGE1N100NPNK2 | EC000441 | EF000084 | Oui | 9.0
CAPRI | IGE1N100NPNK2 | EC000441 | EF000116 | -999 | 9.0
CAPRI | IGE1N100NPNK2 | EC000441 | EF000139 | EV000191 | 9.0
CAPRI | IGE1N100NPNK2 | EC000441 | EF000177 | 46 | 9.0
CAPRI | IGE1N100NPNK2 | EC000441 | EF000368 | 19 | 9.0
CAPRI | IGE1N100NPNK2 | EC000441 | EF000734 | Non | 9.0
CAPRI | IGE1N100NPNK2 | EC000441 | EF000878 | Oui | 9.0
CAPRI | IGE1N100NPNK2 | EC000441 | EF000881 | Oui | 9.0
CAPRI | IGE1N100NPNK2 | EC000441 | EF001062 | Oui | 9.0
CAPRI | IGE1N100NPNK2 | EC000441 | EF001210 | Non | 9.0
CAPRI | IGE1N100NPNK2 | EC000441 | EF001217 | EV009696 | 9.0
CAPRI | IGE1N100NPNK2 | EC000441 | EF001257 | EV000149 | 9.0
CAPRI | IGE1N100NPNK2 | EC000441 | EF001742 | -60 | 9.0
CAPRI | IGE1N100NPNK2 | EC000441 | EF001742 | 125 | 9.0
CAPRI | IGE1N100NPNK2 | EC000441 | EF001758 | EV003714 | 9.0
CAPRI | IGE1N100NPNK2 | EC000441 | EF002169 | EV000914 | 9.0
CAPRI | IGE1N100NPNK2 | EC000441 | EF003712 | 2.209 | 9.0
CAPRI | IGE1N100NPNK2 | EC000441 | EF004191 | Non | 9.0
CAPRI | IGE1N100NPNK2 | EC000441 | EF004685 | Non | 9.0
CAPRI | IGE1N100NPNK2 | EC000441 | EF005004 | Non | 9.0
CAPRI | IGE1N100NPNK2 | EC000441 | EF005049 | Oui | 9.0
CAPRI | IGE1N100NPNK2 | EC000441 | EF005268 | 50.6 | 9.0
CAPRI | IGE1N100NPNK2 | EC000441 | EF005337 | Non | 9.0
CAPRI | IGE1N100NPNK2 | EC000441 | EF005466 | 23.7 | 9.0
CAPRI | IGE1N100NPNK2 | EC000441 | EF005466 | 33.9 | 9.0
CAPRI | IGE1N100NPNK2 | EC000441 | EF005474 | EV006423 | 9.0
CAPRI | IGE1N100NPNK2 | EC000441 | EF005728 | EV000494 | 9.0
CAPRI | IGE1N100NPNK2 | EC000441 | EF007838 | EV003503 | 9.0
CAPRI | IGE1N100NPNK2 | EC000441 | EF008404 | EV000494 | 9.0
CAPRI | IGE1N100NPNK2 | EC000441 | EF012184 | Oui | 9.0
CAPRI | IGE1N100NPNK2 | EC000441 | EF012547 | Non | 9.0
CAPRI | IGE1N100NPNK2 | EC000441 | EF024919 | Non | 9.0
CAPRI | IGE1N125NPNK2 | EC000441 | EF000007 | EV013082 | 9.0
CAPRI | IGE1N125NPNK2 | EC000441 | EF000010 | EV000164 | 9.0
CAPRI | IGE1N125NPNK2 | EC000441 | EF000025 | Oui | 9.0
CAPRI | IGE1N125NPNK2 | EC000441 | EF000084 | Oui | 9.0
CAPRI | IGE1N125NPNK2 | EC000441 | EF000116 | -999 | 9.0
CAPRI | IGE1N125NPNK2 | EC000441 | EF000139 | EV000191 | 9.0
CAPRI | IGE1N125NPNK2 | EC000441 | EF000177 | 55 | 9.0
CAPRI | IGE1N125NPNK2 | EC000441 | EF000368 | 19 | 9.0
CAPRI | IGE1N125NPNK2 | EC000441 | EF000734 | Non | 9.0
CAPRI | IGE1N125NPNK2 | EC000441 | EF000878 | Oui | 9.0
CAPRI | IGE1N125NPNK2 | EC000441 | EF000881 | Oui | 9.0
CAPRI | IGE1N125NPNK2 | EC000441 | EF001062 | Oui | 9.0
CAPRI | IGE1N125NPNK2 | EC000441 | EF001210 | Non | 9.0
CAPRI | IGE1N125NPNK2 | EC000441 | EF001217 | EV009696 | 9.0
CAPRI | IGE1N125NPNK2 | EC000441 | EF001257 | EV000149 | 9.0
CAPRI | IGE1N125NPNK2 | EC000441 | EF001742 | -60 | 9.0
CAPRI | IGE1N125NPNK2 | EC000441 | EF001742 | 125 | 9.0
CAPRI | IGE1N125NPNK2 | EC000441 | EF001758 | EV003714 | 9.0
CAPRI | IGE1N125NPNK2 | EC000441 | EF002169 | EV000914 | 9.0
CAPRI | IGE1N125NPNK2 | EC000441 | EF003712 | 2.209 | 9.0
CAPRI | IGE1N125NPNK2 | EC000441 | EF004191 | Non | 9.0
CAPRI | IGE1N125NPNK2 | EC000441 | EF004685 | Non | 9.0
CAPRI | IGE1N125NPNK2 | EC000441 | EF005004 | Non | 9.0
CAPRI | IGE1N125NPNK2 | EC000441 | EF005049 | Oui | 9.0
CAPRI | IGE1N125NPNK2 | EC000441 | EF005268 | 60 | 9.0
CAPRI | IGE1N125NPNK2 | EC000441 | EF005337 | Non | 9.0
CAPRI | IGE1N125NPNK2 | EC000441 | EF005466 | 27.9 | 9.0
CAPRI | IGE1N125NPNK2 | EC000441 | EF005466 | 40.4 | 9.0
CAPRI | IGE1N125NPNK2 | EC000441 | EF005474 | EV006423 | 9.0
CAPRI | IGE1N125NPNK2 | EC000441 | EF005728 | EV000494 | 9.0
CAPRI | IGE1N125NPNK2 | EC000441 | EF007838 | EV003504 | 9.0
CAPRI | IGE1N125NPNK2 | EC000441 | EF008404 | EV000494 | 9.0
CAPRI | IGE1N125NPNK2 | EC000441 | EF012184 | Oui | 9.0
CAPRI | IGE1N125NPNK2 | EC000441 | EF012547 | Non | 9.0
CAPRI | IGE1N125NPNK2 | EC000441 | EF024919 | Non | 9.0
CAPRI | IGE1N150NPNK2 | EC000441 | EF000007 | EV013082 | 9.0
CAPRI | IGE1N150NPNK2 | EC000441 | EF000010 | EV000164 | 9.0
CAPRI | IGE1N150NPNK2 | EC000441 | EF000025 | Oui | 9.0
CAPRI | IGE1N150NPNK2 | EC000441 | EF000084 | Oui | 9.0
CAPRI | IGE1N150NPNK2 | EC000441 | EF000116 | -999 | 9.0
CAPRI | IGE1N150NPNK2 | EC000441 | EF000139 | EV000191 | 9.0
CAPRI | IGE1N150NPNK2 | EC000441 | EF000177 | 60 | 9.0
CAPRI | IGE1N150NPNK2 | EC000441 | EF000368 | 21 | 9.0
CAPRI | IGE1N150NPNK2 | EC000441 | EF000734 | Non | 9.0
CAPRI | IGE1N150NPNK2 | EC000441 | EF000878 | Oui | 9.0
CAPRI | IGE1N150NPNK2 | EC000441 | EF000881 | Oui | 9.0
CAPRI | IGE1N150NPNK2 | EC000441 | EF001062 | Oui | 9.0
CAPRI | IGE1N150NPNK2 | EC000441 | EF001210 | Non | 9.0
CAPRI | IGE1N150NPNK2 | EC000441 | EF001217 | EV009696 | 9.0
CAPRI | IGE1N150NPNK2 | EC000441 | EF001257 | EV000149 | 9.0
CAPRI | IGE1N150NPNK2 | EC000441 | EF001742 | -60 | 9.0
CAPRI | IGE1N150NPNK2 | EC000441 | EF001742 | 125 | 9.0
CAPRI | IGE1N150NPNK2 | EC000441 | EF001758 | EV003714 | 9.0
CAPRI | IGE1N150NPNK2 | EC000441 | EF002169 | EV000914 | 9.0
CAPRI | IGE1N150NPNK2 | EC000441 | EF003712 | 2.209 | 9.0
CAPRI | IGE1N150NPNK2 | EC000441 | EF004191 | Non | 9.0
CAPRI | IGE1N150NPNK2 | EC000441 | EF004685 | Non | 9.0
CAPRI | IGE1N150NPNK2 | EC000441 | EF005004 | Non | 9.0
CAPRI | IGE1N150NPNK2 | EC000441 | EF005049 | Oui | 9.0
CAPRI | IGE1N150NPNK2 | EC000441 | EF005268 | 65 | 9.0
CAPRI | IGE1N150NPNK2 | EC000441 | EF005337 | Non | 9.0
CAPRI | IGE1N150NPNK2 | EC000441 | EF005466 | 35.2 | 9.0
CAPRI | IGE1N150NPNK2 | EC000441 | EF005466 | 46.7 | 9.0
CAPRI | IGE1N150NPNK2 | EC000441 | EF005474 | EV006423 | 9.0
CAPRI | IGE1N150NPNK2 | EC000441 | EF005728 | EV000494 | 9.0
CAPRI | IGE1N150NPNK2 | EC000441 | EF007838 | EV004593 | 9.0
CAPRI | IGE1N150NPNK2 | EC000441 | EF008404 | EV000494 | 9.0
CAPRI | IGE1N150NPNK2 | EC000441 | EF012184 | Oui | 9.0
CAPRI | IGE1N150NPNK2 | EC000441 | EF012547 | Non | 9.0
CAPRI | IGE1N150NPNK2 | EC000441 | EF024919 | Non | 9.0
CAPRI | IGE1N200NPNK2 | EC000441 | EF000007 | EV013082 | 9.0
CAPRI | IGE1N200NPNK2 | EC000441 | EF000010 | EV000164 | 9.0
CAPRI | IGE1N200NPNK2 | EC000441 | EF000025 | Oui | 9.0
CAPRI | IGE1N200NPNK2 | EC000441 | EF000084 | Oui | 9.0
CAPRI | IGE1N200NPNK2 | EC000441 | EF000116 | -999 | 9.0
CAPRI | IGE1N200NPNK2 | EC000441 | EF000139 | EV000191 | 9.0
CAPRI | IGE1N200NPNK2 | EC000441 | EF000177 | 75 | 9.0
CAPRI | IGE1N200NPNK2 | EC000441 | EF000368 | 21 | 9.0
CAPRI | IGE1N200NPNK2 | EC000441 | EF000734 | Non | 9.0
CAPRI | IGE1N200NPNK2 | EC000441 | EF000878 | Oui | 9.0
CAPRI | IGE1N200NPNK2 | EC000441 | EF000881 | Oui | 9.0
CAPRI | IGE1N200NPNK2 | EC000441 | EF001062 | Oui | 9.0
CAPRI | IGE1N200NPNK2 | EC000441 | EF001210 | Non | 9.0
CAPRI | IGE1N200NPNK2 | EC000441 | EF001217 | EV009696 | 9.0
CAPRI | IGE1N200NPNK2 | EC000441 | EF001257 | EV000149 | 9.0
CAPRI | IGE1N200NPNK2 | EC000441 | EF001742 | -60 | 9.0
CAPRI | IGE1N200NPNK2 | EC000441 | EF001742 | 125 | 9.0
CAPRI | IGE1N200NPNK2 | EC000441 | EF001758 | EV003714 | 9.0
CAPRI | IGE1N200NPNK2 | EC000441 | EF002169 | EV000914 | 9.0
CAPRI | IGE1N200NPNK2 | EC000441 | EF003712 | 2.209 | 9.0
CAPRI | IGE1N200NPNK2 | EC000441 | EF004191 | Non | 9.0
CAPRI | IGE1N200NPNK2 | EC000441 | EF004685 | Non | 9.0
CAPRI | IGE1N200NPNK2 | EC000441 | EF005004 | Non | 9.0
CAPRI | IGE1N200NPNK2 | EC000441 | EF005049 | Oui | 9.0
CAPRI | IGE1N200NPNK2 | EC000441 | EF005268 | 80 | 9.0
CAPRI | IGE1N200NPNK2 | EC000441 | EF005337 | Non | 9.0
CAPRI | IGE1N200NPNK2 | EC000441 | EF005466 | 45.6 | 9.0
CAPRI | IGE1N200NPNK2 | EC000441 | EF005466 | 59.4 | 9.0
CAPRI | IGE1N200NPNK2 | EC000441 | EF005474 | EV006423 | 9.0
CAPRI | IGE1N200NPNK2 | EC000441 | EF005728 | EV000494 | 9.0
CAPRI | IGE1N200NPNK2 | EC000441 | EF007838 | EV004594 | 9.0
CAPRI | IGE1N200NPNK2 | EC000441 | EF008404 | EV000494 | 9.0
CAPRI | IGE1N200NPNK2 | EC000441 | EF012184 | Oui | 9.0
CAPRI | IGE1N200NPNK2 | EC000441 | EF012547 | Non | 9.0
CAPRI | IGE1N200NPNK2 | EC000441 | EF024919 | Non | 9.0
CAPRI | IGE1N200SNPNK2 | EC000441 | EF000007 | EV013082 | 9.0
CAPRI | IGE1N200SNPNK2 | EC000441 | EF000010 | EV000164 | 9.0
CAPRI | IGE1N200SNPNK2 | EC000441 | EF000025 | Oui | 9.0
CAPRI | IGE1N200SNPNK2 | EC000441 | EF000084 | Oui | 9.0
CAPRI | IGE1N200SNPNK2 | EC000441 | EF000116 | -999 | 9.0
CAPRI | IGE1N200SNPNK2 | EC000441 | EF000139 | EV000191 | 9.0
CAPRI | IGE1N200SNPNK2 | EC000441 | EF000177 | 70 | 9.0
CAPRI | IGE1N200SNPNK2 | EC000441 | EF000368 | 21 | 9.0
CAPRI | IGE1N200SNPNK2 | EC000441 | EF000734 | Non | 9.0
CAPRI | IGE1N200SNPNK2 | EC000441 | EF000878 | Oui | 9.0
CAPRI | IGE1N200SNPNK2 | EC000441 | EF000881 | Oui | 9.0
CAPRI | IGE1N200SNPNK2 | EC000441 | EF001062 | Oui | 9.0
CAPRI | IGE1N200SNPNK2 | EC000441 | EF001210 | Non | 9.0
CAPRI | IGE1N200SNPNK2 | EC000441 | EF001217 | EV009696 | 9.0
CAPRI | IGE1N200SNPNK2 | EC000441 | EF001257 | EV000149 | 9.0
CAPRI | IGE1N200SNPNK2 | EC000441 | EF001742 | -60 | 9.0
CAPRI | IGE1N200SNPNK2 | EC000441 | EF001742 | 125 | 9.0
CAPRI | IGE1N200SNPNK2 | EC000441 | EF001758 | EV003714 | 9.0
CAPRI | IGE1N200SNPNK2 | EC000441 | EF002169 | EV000914 | 9.0
CAPRI | IGE1N200SNPNK2 | EC000441 | EF003712 | 2.209 | 9.0
CAPRI | IGE1N200SNPNK2 | EC000441 | EF004191 | Non | 9.0
CAPRI | IGE1N200SNPNK2 | EC000441 | EF004685 | Non | 9.0
CAPRI | IGE1N200SNPNK2 | EC000441 | EF005004 | Non | 9.0
CAPRI | IGE1N200SNPNK2 | EC000441 | EF005049 | Oui | 9.0
CAPRI | IGE1N200SNPNK2 | EC000441 | EF005268 | 75 | 9.0
CAPRI | IGE1N200SNPNK2 | EC000441 | EF005337 | Non | 9.0
CAPRI | IGE1N200SNPNK2 | EC000441 | EF005466 | 40.4 | 9.0
CAPRI | IGE1N200SNPNK2 | EC000441 | EF005466 | 53 | 9.0
CAPRI | IGE1N200SNPNK2 | EC000441 | EF005474 | EV006423 | 9.0
CAPRI | IGE1N200SNPNK2 | EC000441 | EF005728 | EV000494 | 9.0
CAPRI | IGE1N200SNPNK2 | EC000441 | EF007838 | EV004594 | 9.0
CAPRI | IGE1N200SNPNK2 | EC000441 | EF008404 | EV000494 | 9.0
CAPRI | IGE1N200SNPNK2 | EC000441 | EF012184 | Oui | 9.0
CAPRI | IGE1N200SNPNK2 | EC000441 | EF012547 | Non | 9.0
CAPRI | IGE1N200SNPNK2 | EC000441 | EF024919 | Non | 9.0
CAPRI | IGE1N250NPNK2 | EC000441 | EF000007 | EV013082 | 9.0
CAPRI | IGE1N250NPNK2 | EC000441 | EF000010 | EV000164 | 9.0
CAPRI | IGE1N250NPNK2 | EC000441 | EF000025 | Oui | 9.0
CAPRI | IGE1N250NPNK2 | EC000441 | EF000084 | Oui | 9.0
CAPRI | IGE1N250NPNK2 | EC000441 | EF000116 | -999 | 9.0
CAPRI | IGE1N250NPNK2 | EC000441 | EF000139 | EV000191 | 9.0
CAPRI | IGE1N250NPNK2 | EC000441 | EF000177 | 90 | 9.0
CAPRI | IGE1N250NPNK2 | EC000441 | EF000368 | 30 | 9.0
CAPRI | IGE1N250NPNK2 | EC000441 | EF000734 | Non | 9.0
CAPRI | IGE1N250NPNK2 | EC000441 | EF000878 | Oui | 9.0
CAPRI | IGE1N250NPNK2 | EC000441 | EF000881 | Oui | 9.0
CAPRI | IGE1N250NPNK2 | EC000441 | EF001062 | Oui | 9.0
CAPRI | IGE1N250NPNK2 | EC000441 | EF001210 | Non | 9.0
CAPRI | IGE1N250NPNK2 | EC000441 | EF001217 | EV009696 | 9.0
CAPRI | IGE1N250NPNK2 | EC000441 | EF001257 | EV000149 | 9.0
CAPRI | IGE1N250NPNK2 | EC000441 | EF001742 | -60 | 9.0
CAPRI | IGE1N250NPNK2 | EC000441 | EF001742 | 125 | 9.0
CAPRI | IGE1N250NPNK2 | EC000441 | EF001758 | EV003714 | 9.0
CAPRI | IGE1N250NPNK2 | EC000441 | EF002169 | EV000914 | 9.0
CAPRI | IGE1N250NPNK2 | EC000441 | EF003712 | 3.175 | 9.0
CAPRI | IGE1N250NPNK2 | EC000441 | EF004191 | Non | 9.0
CAPRI | IGE1N250NPNK2 | EC000441 | EF004685 | Non | 9.0
CAPRI | IGE1N250NPNK2 | EC000441 | EF005004 | Non | 9.0
CAPRI | IGE1N250NPNK2 | EC000441 | EF005049 | Oui | 9.0
CAPRI | IGE1N250NPNK2 | EC000441 | EF005268 | 95 | 9.0
CAPRI | IGE1N250NPNK2 | EC000441 | EF005337 | Non | 9.0
CAPRI | IGE1N250NPNK2 | EC000441 | EF005466 | 59 | 9.0
CAPRI | IGE1N250NPNK2 | EC000441 | EF005466 | 72 | 9.0
CAPRI | IGE1N250NPNK2 | EC000441 | EF005474 | EV006423 | 9.0
CAPRI | IGE1N250NPNK2 | EC000441 | EF005728 | EV000494 | 9.0
CAPRI | IGE1N250NPNK2 | EC000441 | EF007838 | EV006892 | 9.0
CAPRI | IGE1N250NPNK2 | EC000441 | EF008404 | EV000494 | 9.0
CAPRI | IGE1N250NPNK2 | EC000441 | EF012184 | Oui | 9.0
CAPRI | IGE1N250NPNK2 | EC000441 | EF012547 | Non | 9.0
CAPRI | IGE1N250NPNK2 | EC000441 | EF024919 | Non | 9.0
CAPRI | IGE1N250SNPNK2 | EC000441 | EF000007 | EV013082 | 9.0
CAPRI | IGE1N250SNPNK2 | EC000441 | EF000010 | EV000164 | 9.0
CAPRI | IGE1N250SNPNK2 | EC000441 | EF000025 | Oui | 9.0
CAPRI | IGE1N250SNPNK2 | EC000441 | EF000084 | Oui | 9.0
CAPRI | IGE1N250SNPNK2 | EC000441 | EF000116 | -999 | 9.0
CAPRI | IGE1N250SNPNK2 | EC000441 | EF000139 | EV000191 | 9.0
CAPRI | IGE1N250SNPNK2 | EC000441 | EF000177 | 80 | 9.0
CAPRI | IGE1N250SNPNK2 | EC000441 | EF000368 | 30 | 9.0
CAPRI | IGE1N250SNPNK2 | EC000441 | EF000734 | Non | 9.0
CAPRI | IGE1N250SNPNK2 | EC000441 | EF000878 | Oui | 9.0
CAPRI | IGE1N250SNPNK2 | EC000441 | EF000881 | Oui | 9.0
CAPRI | IGE1N250SNPNK2 | EC000441 | EF001062 | Oui | 9.0
CAPRI | IGE1N250SNPNK2 | EC000441 | EF001210 | Non | 9.0
CAPRI | IGE1N250SNPNK2 | EC000441 | EF001217 | EV009696 | 9.0
CAPRI | IGE1N250SNPNK2 | EC000441 | EF001257 | EV000149 | 9.0
CAPRI | IGE1N250SNPNK2 | EC000441 | EF001742 | -60 | 9.0
CAPRI | IGE1N250SNPNK2 | EC000441 | EF001742 | 125 | 9.0
CAPRI | IGE1N250SNPNK2 | EC000441 | EF001758 | EV003714 | 9.0
CAPRI | IGE1N250SNPNK2 | EC000441 | EF002169 | EV000914 | 9.0
CAPRI | IGE1N250SNPNK2 | EC000441 | EF003712 | 3.175 | 9.0
CAPRI | IGE1N250SNPNK2 | EC000441 | EF004191 | Non | 9.0
CAPRI | IGE1N250SNPNK2 | EC000441 | EF004685 | Non | 9.0
CAPRI | IGE1N250SNPNK2 | EC000441 | EF005004 | Non | 9.0
CAPRI | IGE1N250SNPNK2 | EC000441 | EF005049 | Oui | 9.0
CAPRI | IGE1N250SNPNK2 | EC000441 | EF005268 | 85 | 9.0
CAPRI | IGE1N250SNPNK2 | EC000441 | EF005337 | Non | 9.0
CAPRI | IGE1N250SNPNK2 | EC000441 | EF005466 | 54.6 | 9.0
CAPRI | IGE1N250SNPNK2 | EC000441 | EF005466 | 65.8 | 9.0
CAPRI | IGE1N250SNPNK2 | EC000441 | EF005474 | EV006423 | 9.0
CAPRI | IGE1N250SNPNK2 | EC000441 | EF005728 | EV000494 | 9.0
CAPRI | IGE1N250SNPNK2 | EC000441 | EF007838 | EV006892 | 9.0
CAPRI | IGE1N250SNPNK2 | EC000441 | EF008404 | EV000494 | 9.0
CAPRI | IGE1N250SNPNK2 | EC000441 | EF012184 | Oui | 9.0
CAPRI | IGE1N250SNPNK2 | EC000441 | EF012547 | Non | 9.0
CAPRI | IGE1N250SNPNK2 | EC000441 | EF024919 | Non | 9.0
CAPRI | IGE1N300NPNK2 | EC000441 | EF000007 | EV013082 | 9.0
CAPRI | IGE1N300NPNK2 | EC000441 | EF000010 | EV000164 | 9.0
CAPRI | IGE1N300NPNK2 | EC000441 | EF000025 | Oui | 9.0
CAPRI | IGE1N300NPNK2 | EC000441 | EF000084 | Oui | 9.0
CAPRI | IGE1N300NPNK2 | EC000441 | EF000116 | -999 | 9.0
CAPRI | IGE1N300NPNK2 | EC000441 | EF000139 | EV000191 | 9.0
CAPRI | IGE1N300NPNK2 | EC000441 | EF000177 | 100 | 9.0
CAPRI | IGE1N300NPNK2 | EC000441 | EF000368 | 32 | 9.0
CAPRI | IGE1N300NPNK2 | EC000441 | EF000734 | Non | 9.0
CAPRI | IGE1N300NPNK2 | EC000441 | EF000878 | Oui | 9.0
CAPRI | IGE1N300NPNK2 | EC000441 | EF000881 | Oui | 9.0
CAPRI | IGE1N300NPNK2 | EC000441 | EF001062 | Oui | 9.0
CAPRI | IGE1N300NPNK2 | EC000441 | EF001210 | Non | 9.0
CAPRI | IGE1N300NPNK2 | EC000441 | EF001217 | EV009696 | 9.0
CAPRI | IGE1N300NPNK2 | EC000441 | EF001257 | EV000149 | 9.0
CAPRI | IGE1N300NPNK2 | EC000441 | EF001742 | -60 | 9.0
CAPRI | IGE1N300NPNK2 | EC000441 | EF001742 | 125 | 9.0
CAPRI | IGE1N300NPNK2 | EC000441 | EF001758 | EV003714 | 9.0
CAPRI | IGE1N300NPNK2 | EC000441 | EF002169 | EV000914 | 9.0
CAPRI | IGE1N300NPNK2 | EC000441 | EF003712 | 3.175 | 9.0
CAPRI | IGE1N300NPNK2 | EC000441 | EF004191 | Non | 9.0
CAPRI | IGE1N300NPNK2 | EC000441 | EF004685 | Non | 9.0
CAPRI | IGE1N300NPNK2 | EC000441 | EF005004 | Non | 9.0
CAPRI | IGE1N300NPNK2 | EC000441 | EF005049 | Oui | 9.0
CAPRI | IGE1N300NPNK2 | EC000441 | EF005268 | 110 | 9.0
CAPRI | IGE1N300NPNK2 | EC000441 | EF005337 | Non | 9.0
CAPRI | IGE1N300NPNK2 | EC000441 | EF005466 | 66.7 | 9.0
CAPRI | IGE1N300NPNK2 | EC000441 | EF005466 | 78.4 | 9.0
CAPRI | IGE1N300NPNK2 | EC000441 | EF005474 | EV006423 | 9.0
CAPRI | IGE1N300NPNK2 | EC000441 | EF005728 | EV000494 | 9.0
CAPRI | IGE1N300NPNK2 | EC000441 | EF007838 | EV004595 | 9.0
CAPRI | IGE1N300NPNK2 | EC000441 | EF008404 | EV000494 | 9.0
CAPRI | IGE1N300NPNK2 | EC000441 | EF012184 | Oui | 9.0
CAPRI | IGE1N300NPNK2 | EC000441 | EF012547 | Non | 9.0
CAPRI | IGE1N300NPNK2 | EC000441 | EF024919 | Non | 9.0
CEAG Crouse-Hinds | 50013 | EC000988 | EF000136 | EV000206 | 9.0
CEAG Crouse-Hinds | 50013 | EC000988 | EF001438 | 220 | 9.0
CEAG Crouse-Hinds | 50013 | EC000988 | EF001644 | EV010463 | 9.0
CEAG Crouse-Hinds | 50013 | EC000988 | EF016262 | EV004175 | 9.0
CEAG Crouse-Hinds | 50013 | EC000988 | EF016835 | EV005787 | 9.0
CEAG Crouse-Hinds | 50013 | EC000988 | EF002169 | EV000139 | 9.0
CEAG Crouse-Hinds | 50013 | EC000988 | EF002423 | EV011515 | 9.0
CEAG Crouse-Hinds | 50013 | EC000988 | EF005474 | EV006421 | 9.0
CEAG Crouse-Hinds | 50013 | EC000988 | EF005728 | EV010595 | 9.0
CEAG Crouse-Hinds | 50013 | EC000988 | EF005905 | oui | 9.0
CEAG Crouse-Hinds | 50013 | EC000988 | EF006387 | EV000875 | 9.0
CEAG Crouse-Hinds | 50013 | EC000988 | EF008404 | EV010598 | 9.0
CEAG Crouse-Hinds | 50014 | EC002557 | EF000007 | EV000154 | 9.0
CEAG Crouse-Hinds | 50014 | EC002557 | EF000215 | EV000154 | 9.0
CEAG Crouse-Hinds | 50014 | EC002557 | EF002169 | EV000139 | 9.0
CEAG Crouse-Hinds | 50014 | EC002557 | EF006243 | Oui | 9.0
CEAG Crouse-Hinds | 50014 | EC002557 | EF013236 | Oui | 9.0
CEAG Crouse-Hinds | 50014 | EC002557 | EF013237 | Oui | 9.0
CEAG Crouse-Hinds | 50019 | EC002557 | EF000007 | EV000294 | 9.0
CEAG Crouse-Hinds | 50019 | EC002557 | EF000008 | 30 | 9.0
CEAG Crouse-Hinds | 50019 | EC002557 | EF000040 | 40 | 9.0
CEAG Crouse-Hinds | 50019 | EC002557 | EF000215 | EV001398 | 9.0
CEAG Crouse-Hinds | 50019 | EC002557 | EF001438 | 245 | 9.0
CEAG Crouse-Hinds | 50019 | EC002557 | EF002169 | EV000294 | 9.0
CEAG Crouse-Hinds | 50019 | EC002557 | EF006243 | Non | 9.0
CEAG Crouse-Hinds | 50019 | EC002557 | EF013236 | Oui | 9.0
CEAG Crouse-Hinds | 50019 | EC002557 | EF013237 | Oui | 9.0
CEAG Crouse-Hinds | 50020 | EC002557 | EF000007 | EV000205 | 9.0
CEAG Crouse-Hinds | 50020 | EC002557 | EF000008 | 8 | 9.0
CEAG Crouse-Hinds | 50020 | EC002557 | EF000040 | 41 | 9.0
CEAG Crouse-Hinds | 50020 | EC002557 | EF000215 | EV006868 | 9.0
CEAG Crouse-Hinds | 50020 | EC002557 | EF000551 | 28 | 9.0
CEAG Crouse-Hinds | 50020 | EC002557 | EF002169 | EV000294 | 9.0
CEAG Crouse-Hinds | 50021 | EC002557 | EF000007 | EV000291 | 9.0
CEAG Crouse-Hinds | 50021 | EC002557 | EF000008 | 30 | 9.0
CEAG Crouse-Hinds | 50021 | EC002557 | EF000040 | 51 | 9.0
CEAG Crouse-Hinds | 50021 | EC002557 | EF000215 | EV001398 | 9.0
CEAG Crouse-Hinds | 50021 | EC002557 | EF000551 | 44 | 9.0
CEAG Crouse-Hinds | 50021 | EC002557 | EF002169 | EV000179 | 9.0
CEAG Crouse-Hinds | 50021 | EC002557 | EF006243 | Non | 9.0
CEAG Crouse-Hinds | 50021 | EC002557 | EF013236 | Oui | 9.0
CEAG Crouse-Hinds | 50021 | EC002557 | EF013237 | Oui | 9.0
CEAG Crouse-Hinds | 50022 | EC002557 | EF000007 | EV000291 | 9.0
CEAG Crouse-Hinds | 50022 | EC002557 | EF000008 | 30 | 9.0
CEAG Crouse-Hinds | 50022 | EC002557 | EF000040 | 62 | 9.0
CEAG Crouse-Hinds | 50022 | EC002557 | EF000215 | EV001398 | 9.0
CEAG Crouse-Hinds | 50022 | EC002557 | EF000551 | 53 | 9.0
CEAG Crouse-Hinds | 50022 | EC002557 | EF002169 | EV000179 | 9.0
CEAG Crouse-Hinds | 50025 | EC002557 | EF000007 | EV000205 | 9.0
CEAG Crouse-Hinds | 50025 | EC002557 | EF000008 | 30 | 9.0
CEAG Crouse-Hinds | 50025 | EC002557 | EF000040 | 115 | 9.0
CEAG Crouse-Hinds | 50025 | EC002557 | EF000215 | EV001398 | 9.0
CEAG Crouse-Hinds | 50025 | EC002557 | EF001438 | 87 | 9.0
CEAG Crouse-Hinds | 50025 | EC002557 | EF002169 | EV000179 | 9.0
CEAG Crouse-Hinds | 50027 | EC002557 | EF000007 | EV000291 | 9.0
CEAG Crouse-Hinds | 50027 | EC002557 | EF000008 | 25 | 9.0
CEAG Crouse-Hinds | 50027 | EC002557 | EF000040 | 25 | 9.0
CEAG Crouse-Hinds | 50027 | EC002557 | EF000215 | EV000154 | 9.0
CEAG Crouse-Hinds | 50027 | EC002557 | EF000551 | 20 | 9.0
CEAG Crouse-Hinds | 50027 | EC002557 | EF001438 | 120 | 9.0
CEAG Crouse-Hinds | 50027 | EC002557 | EF002169 | EV000179 | 9.0
CEAG Crouse-Hinds | 50027 | EC002557 | EF006243 | Non | 9.0
CEAG Crouse-Hinds | 50027 | EC002557 | EF013236 | Oui | 9.0
CEAG Crouse-Hinds | 50027 | EC002557 | EF013237 | Oui | 9.0
CEAG Crouse-Hinds | 50030 | EC002557 | EF000215 | EV001398 | 9.0
CEAG Crouse-Hinds | 50030 | EC002557 | EF013236 | Oui | 9.0
CEAG Crouse-Hinds | 50030 | EC002557 | EF013237 | Non | 9.0
CEAG Crouse-Hinds | 50030 | EC002557 | EF006243 | Non | 9.0
CEAG Crouse-Hinds | 50030 | EC002557 | EF000007 | EV000072 | 9.0
CEAG Crouse-Hinds | 50030 | EC002557 | EF002169 | EV000072 | 9.0
CEAG Crouse-Hinds | 50030 | EC002557 | EF001438 | 650 | 9.0
CEAG Crouse-Hinds | 50030 | EC002557 | EF000008 | 30 | 9.0
CEAG Crouse-Hinds | 50030 | EC002557 | EF000040 | 26 | 9.0
CEAG Crouse-Hinds | 50031 | EC002557 | EF000215 | EV001398 | 9.0
CEAG Crouse-Hinds | 50031 | EC002557 | EF013236 | Oui | 9.0
CEAG Crouse-Hinds | 50031 | EC002557 | EF013237 | Non | 9.0
CEAG Crouse-Hinds | 50031 | EC002557 | EF006243 | Non | 9.0
CEAG Crouse-Hinds | 50031 | EC002557 | EF000007 | EV000072 | 9.0
CEAG Crouse-Hinds | 50031 | EC002557 | EF002169 | EV000072 | 9.0
CEAG Crouse-Hinds | 50031 | EC002557 | EF001438 | 1200 | 9.0
CEAG Crouse-Hinds | 50031 | EC002557 | EF000008 | 30 | 9.0
CEAG Crouse-Hinds | 50031 | EC002557 | EF000040 | 26 | 9.0
CEAG Crouse-Hinds | 50032 | EC000522 | EF000010 | EV000397 | 9.0
CEAG Crouse-Hinds | 50032 | EC000522 | EF001391 | 2 | 9.0
CEAG Crouse-Hinds | 50032 | EC000522 | EF001596 | EV000139 | 9.0
CEAG Crouse-Hinds | 50032 | EC000522 | EF005728 | EV009071 | 9.0
CEAG Crouse-Hinds | 50032 | EC000522 | EF008404 | EV010598 | 9.0
CEAG Crouse-Hinds | 50033 | EC000522 | EF000010 | EV000397 | 9.0
CEAG Crouse-Hinds | 50033 | EC000522 | EF001391 | 2 | 9.0
CEAG Crouse-Hinds | 50033 | EC000522 | EF001596 | EV000139 | 9.0
CEAG Crouse-Hinds | 50033 | EC000522 | EF005728 | EV009071 | 9.0
CEAG Crouse-Hinds | 50033 | EC000522 | EF008404 | EV010598 | 9.0
CEAG Crouse-Hinds | 50034 | EC000522 | EF000010 | EV001360 | 9.0
CEAG Crouse-Hinds | 50034 | EC000522 | EF001391 | 2 | 9.0
CEAG Crouse-Hinds | 50034 | EC000522 | EF001596 | EV000139 | 9.0
CEAG Crouse-Hinds | 50034 | EC000522 | EF005728 | EV009071 | 9.0
CEAG Crouse-Hinds | 50034 | EC000522 | EF008404 | EV010598 | 9.0
CEAG Crouse-Hinds | 50035 | EC000522 | EF000010 | EV000648 | 9.0
CEAG Crouse-Hinds | 50035 | EC000522 | EF001391 | 1 | 9.0
CEAG Crouse-Hinds | 50035 | EC000522 | EF001596 | EV000139 | 9.0
CEAG Crouse-Hinds | 50035 | EC000522 | EF005728 | EV009071 | 9.0
CEAG Crouse-Hinds | 50035 | EC000522 | EF008404 | EV010598 | 9.0
CEAG Crouse-Hinds | 50036 | EC000522 | EF000010 | EV000397 | 9.0
CEAG Crouse-Hinds | 50036 | EC000522 | EF001391 | 2 | 9.0
CEAG Crouse-Hinds | 50036 | EC000522 | EF001596 | EV000139 | 9.0
CEAG Crouse-Hinds | 50036 | EC000522 | EF005728 | EV009071 | 9.0
CEAG Crouse-Hinds | 50036 | EC000522 | EF008404 | EV010598 | 9.0
CEAG Crouse-Hinds | 50037 | EC000522 | EF000010 | EV000648 | 9.0
CEAG Crouse-Hinds | 50037 | EC000522 | EF001391 | 1 | 9.0
CEAG Crouse-Hinds | 50037 | EC000522 | EF001596 | EV000139 | 9.0
CEAG Crouse-Hinds | 50037 | EC000522 | EF005728 | EV009071 | 9.0
CEAG Crouse-Hinds | 50037 | EC000522 | EF008404 | EV010598 | 9.0
CEAG Crouse-Hinds | 50041 | EC000225 | EF001372 | 1 | 9.0
CEAG Crouse-Hinds | 50041 | EC000225 | EF001373 | EV000206 | 9.0
CEAG Crouse-Hinds | 50041 | EC000225 | EF001433 | non | 9.0
CEAG Crouse-Hinds | 50041 | EC000225 | EF001596 | EV000139 | 9.0
CEAG Crouse-Hinds | 50041 | EC000225 | EF003978 | 12 | 9.0
CEAG Crouse-Hinds | 50041 | EC000225 | EF003978 | 690 | 9.0
CEAG Crouse-Hinds | 50041 | EC000225 | EF003979 | 12 | 9.0
CEAG Crouse-Hinds | 50041 | EC000225 | EF003979 | 690 | 9.0
CEAG Crouse-Hinds | 50041 | EC000225 | EF005474 | EV006421 | 9.0
CEAG Crouse-Hinds | 50041 | EC000225 | EF005567 | 1 | 9.0
CEAG Crouse-Hinds | 50041 | EC000225 | EF008255 | 1 | 9.0
CEAG Crouse-Hinds | 50041 | EC000225 | EF008256 | 1 | 9.0
CEAG Crouse-Hinds | 50041 | EC000225 | EF011959 | EV000154 | 9.0
CEAG Crouse-Hinds | 50042 | EC000225 | EF001372 | 1 | 9.0
CEAG Crouse-Hinds | 50042 | EC000225 | EF001373 | EV000206 | 9.0
CEAG Crouse-Hinds | 50042 | EC000225 | EF001433 | non | 9.0
CEAG Crouse-Hinds | 50042 | EC000225 | EF001596 | EV000139 | 9.0
CEAG Crouse-Hinds | 50042 | EC000225 | EF003978 | 12 | 9.0
CEAG Crouse-Hinds | 50042 | EC000225 | EF003978 | 690 | 9.0
CEAG Crouse-Hinds | 50042 | EC000225 | EF003979 | 12 | 9.0
CEAG Crouse-Hinds | 50042 | EC000225 | EF003979 | 690 | 9.0
CEAG Crouse-Hinds | 50042 | EC000225 | EF005474 | EV006421 | 9.0
CEAG Crouse-Hinds | 50042 | EC000225 | EF005567 | 1 | 9.0
CEAG Crouse-Hinds | 50042 | EC000225 | EF008255 | 1 | 9.0
CEAG Crouse-Hinds | 50042 | EC000225 | EF008256 | 1 | 9.0
CEAG Crouse-Hinds | 50042 | EC000225 | EF011959 | EV000154 | 9.0
CEAG Crouse-Hinds | 50043 | EC000225 | EF001372 | 1 | 9.0
CEAG Crouse-Hinds | 50043 | EC000225 | EF001373 | EV000206 | 9.0
CEAG Crouse-Hinds | 50043 | EC000225 | EF001433 | Non | 9.0
CEAG Crouse-Hinds | 50043 | EC000225 | EF005474 | EV006422 | 9.0
CEAG Crouse-Hinds | 50043 | EC000225 | EF005558 | 1 | 9.0
CEAG Crouse-Hinds | 50043 | EC000225 | EF008255 | 1 | 9.0
CEAG Crouse-Hinds | 50043 | EC000225 | EF008256 | 1 | 9.0
CEAG Crouse-Hinds | 50043 | EC000225 | EF011959 | EV000154 | 9.0
CEAG Crouse-Hinds | 50044 | EC000225 | EF001372 | 2 | 9.0
CEAG Crouse-Hinds | 50044 | EC000225 | EF001373 | EV000206 | 9.0
CEAG Crouse-Hinds | 50044 | EC000225 | EF001433 | Non | 9.0
CEAG Crouse-Hinds | 50044 | EC000225 | EF005474 | EV006422 | 9.0
CEAG Crouse-Hinds | 50044 | EC000225 | EF005558 | 2 | 9.0
CEAG Crouse-Hinds | 50044 | EC000225 | EF008255 | 1 | 9.0
CEAG Crouse-Hinds | 50044 | EC000225 | EF008256 | 1 | 9.0
CEAG Crouse-Hinds | 50044 | EC000225 | EF011959 | EV000154 | 9.0
CEAG Crouse-Hinds | 50045 | EC000225 | EF001372 | 1 | 9.0
CEAG Crouse-Hinds | 50045 | EC000225 | EF001373 | EV000206 | 9.0
CEAG Crouse-Hinds | 50045 | EC000225 | EF001433 | Oui | 9.0
CEAG Crouse-Hinds | 50045 | EC000225 | EF005474 | EV006422 | 9.0
CEAG Crouse-Hinds | 50045 | EC000225 | EF006670 | 1 | 9.0
CEAG Crouse-Hinds | 50045 | EC000225 | EF008255 | 1 | 9.0
CEAG Crouse-Hinds | 50045 | EC000225 | EF008256 | 1 | 9.0
CEAG Crouse-Hinds | 50045 | EC000225 | EF011959 | EV000154 | 9.0
CEAG Crouse-Hinds | 50046 | EC000225 | EF001372 | 2 | 9.0
CEAG Crouse-Hinds | 50046 | EC000225 | EF001373 | EV000206 | 9.0
CEAG Crouse-Hinds | 50046 | EC000225 | EF001433 | Non | 9.0
CEAG Crouse-Hinds | 50046 | EC000225 | EF005474 | EV006422 | 9.0
CEAG Crouse-Hinds | 50046 | EC000225 | EF005558 | 2 | 9.0
CEAG Crouse-Hinds | 50046 | EC000225 | EF008255 | 2 | 9.0
CEAG Crouse-Hinds | 50046 | EC000225 | EF008256 | 2 | 9.0
CEAG Crouse-Hinds | 50046 | EC000225 | EF011959 | EV000154 | 9.0
CEAG Crouse-Hinds | 50047 | EC000225 | EF001372 | 2 | 9.0
CEAG Crouse-Hinds | 50047 | EC000225 | EF001373 | EV000206 | 9.0
CEAG Crouse-Hinds | 50047 | EC000225 | EF001433 | Non | 9.0
CEAG Crouse-Hinds | 50047 | EC000225 | EF001965 | 1 | 9.0
CEAG Crouse-Hinds | 50047 | EC000225 | EF005474 | EV006422 | 9.0
CEAG Crouse-Hinds | 50047 | EC000225 | EF005558 | 2 | 9.0
CEAG Crouse-Hinds | 50047 | EC000225 | EF008255 | 1 | 9.0
CEAG Crouse-Hinds | 50047 | EC000225 | EF008256 | 1 | 9.0
CEAG Crouse-Hinds | 50047 | EC000225 | EF011959 | EV000154 | 9.0
CEAG Crouse-Hinds | 50048 | EC000225 | EF001372 | 3 | 9.0
CEAG Crouse-Hinds | 50048 | EC000225 | EF001373 | EV000206 | 9.0
CEAG Crouse-Hinds | 50048 | EC000225 | EF001433 | Non | 9.0
CEAG Crouse-Hinds | 50048 | EC000225 | EF001965 | 1 | 9.0
CEAG Crouse-Hinds | 50048 | EC000225 | EF005474 | EV006422 | 9.0
CEAG Crouse-Hinds | 50048 | EC000225 | EF005558 | 2 | 9.0
CEAG Crouse-Hinds | 50048 | EC000225 | EF008255 | 2 | 9.0
CEAG Crouse-Hinds | 50048 | EC000225 | EF008256 | 2 | 9.0
CEAG Crouse-Hinds | 50048 | EC000225 | EF011959 | EV000154 | 9.0
CEAG Crouse-Hinds | 50052 | EC001028 | EF000079 | 31,5 | 9.0
CEAG Crouse-Hinds | 50052 | EC001028 | EF000190 | EV000233 | 9.0
CEAG Crouse-Hinds | 50052 | EC001028 | EF001142 | non | 9.0
CEAG Crouse-Hinds | 50052 | EC001028 | EF001372 | 1 | 9.0
CEAG Crouse-Hinds | 50052 | EC001028 | EF001407 | non | 9.0
CEAG Crouse-Hinds | 50052 | EC001028 | EF001546 | EV000880 | 9.0
CEAG Crouse-Hinds | 50052 | EC001028 | EF002429 | EV000206 | 9.0
CEAG Crouse-Hinds | 50052 | EC001028 | EF003961 | EV000415 | 9.0
CEAG Crouse-Hinds | 50052 | EC001028 | EF004565 | 32.7 | 9.0
CEAG Crouse-Hinds | 50052 | EC001028 | EF004778 | 32.7 | 9.0
CEAG Crouse-Hinds | 50052 | EC001028 | EF005474 | EV006407 | 9.0
CEAG Crouse-Hinds | 50052 | EC001028 | EF005972 | EV000139 | 9.0
CEAG Crouse-Hinds | 50052 | EC001028 | EF006014 | oui | 9.0
CEAG Crouse-Hinds | 50052 | EC001028 | EF006253 | EV000167 | 9.0
CEAG Crouse-Hinds | 50052 | EC001028 | EF007447 | non | 9.0
CEAG Crouse-Hinds | 50052 | EC001028 | EF008255 | 1 | 9.0
CEAG Crouse-Hinds | 50052 | EC001028 | EF008256 | 1 | 9.0
CEAG Crouse-Hinds | 50052 | EC001028 | EF011959 | EV000154 | 9.0
CEAG Crouse-Hinds | 50053 | EC001028 | EF000079 | 31,5 | 9.0
CEAG Crouse-Hinds | 50053 | EC001028 | EF000190 | EV000233 | 9.0
CEAG Crouse-Hinds | 50053 | EC001028 | EF001142 | non | 9.0
CEAG Crouse-Hinds | 50053 | EC001028 | EF001372 | 1 | 9.0
CEAG Crouse-Hinds | 50053 | EC001028 | EF001407 | non | 9.0
CEAG Crouse-Hinds | 50053 | EC001028 | EF001546 | EV000880 | 9.0
CEAG Crouse-Hinds | 50053 | EC001028 | EF002429 | EV000206 | 9.0
CEAG Crouse-Hinds | 50053 | EC001028 | EF003961 | EV000415 | 9.0
CEAG Crouse-Hinds | 50053 | EC001028 | EF005474 | EV006407 | 9.0
CEAG Crouse-Hinds | 50053 | EC001028 | EF005972 | EV000139 | 9.0
CEAG Crouse-Hinds | 50053 | EC001028 | EF006014 | oui | 9.0
CEAG Crouse-Hinds | 50053 | EC001028 | EF006253 | EV000167 | 9.0
CEAG Crouse-Hinds | 50053 | EC001028 | EF007447 | non | 9.0
CEAG Crouse-Hinds | 50053 | EC001028 | EF008255 | 2 | 9.0
CEAG Crouse-Hinds | 50054 | EC001028 | EF000079 | 31,5 | 9.0
CEAG Crouse-Hinds | 50054 | EC001028 | EF000190 | EV000233 | 9.0
CEAG Crouse-Hinds | 50054 | EC001028 | EF001142 | non | 9.0
CEAG Crouse-Hinds | 50054 | EC001028 | EF001372 | 1 | 9.0
CEAG Crouse-Hinds | 50054 | EC001028 | EF001407 | non | 9.0
CEAG Crouse-Hinds | 50054 | EC001028 | EF001546 | EV000880 | 9.0
CEAG Crouse-Hinds | 50054 | EC001028 | EF002429 | EV000206 | 9.0
CEAG Crouse-Hinds | 50054 | EC001028 | EF003961 | EV000415 | 9.0
CEAG Crouse-Hinds | 50054 | EC001028 | EF004565 | 32.7 | 9.0
CEAG Crouse-Hinds | 50054 | EC001028 | EF004778 | 32.7 | 9.0
CEAG Crouse-Hinds | 50054 | EC001028 | EF005474 | EV006407 | 9.0
CEAG Crouse-Hinds | 50054 | EC001028 | EF005972 | EV000139 | 9.0
CEAG Crouse-Hinds | 50054 | EC001028 | EF006014 | oui | 9.0
CEAG Crouse-Hinds | 50054 | EC001028 | EF006253 | EV000167 | 9.0
CEAG Crouse-Hinds | 50054 | EC001028 | EF007447 | non | 9.0
CEAG Crouse-Hinds | 50054 | EC001028 | EF008255 | 2 | 9.0
CEAG Crouse-Hinds | 50054 | EC001028 | EF011959 | EV000154 | 9.0
CEAG Crouse-Hinds | 50058 | EC002611 | EF000231 | 2 | 9.0
CEAG Crouse-Hinds | 50058 | EC002611 | EF001389 | 16 | 9.0
CEAG Crouse-Hinds | 50058 | EC002611 | EF001391 | 1 | 9.0
CEAG Crouse-Hinds | 50058 | EC002611 | EF001416 | oui | 9.0
CEAG Crouse-Hinds | 50058 | EC002611 | EF002428 | non | 9.0
CEAG Crouse-Hinds | 50058 | EC002611 | EF003118 | EV006407 | 9.0
CEAG Crouse-Hinds | 50058 | EC002611 | EF003496 | EV000398 | 9.0
CEAG Crouse-Hinds | 50058 | EC002611 | EF006976 | EV000421 | 9.0
CEAG Crouse-Hinds | 50058 | EC002611 | EF007176 | EV000154 | 9.0
CEAG Crouse-Hinds | 50058 | EC002611 | EF007243 | oui | 9.0
CEAG Crouse-Hinds | 50058 | EC002611 | EF007246 | oui | 9.0
CEAG Crouse-Hinds | 50058 | EC002611 | EF007262 | oui | 9.0
CEAG Crouse-Hinds | 50058 | EC002611 | EF007264 | non | 9.0
CEAG Crouse-Hinds | 50058 | EC002611 | EF007317 | non | 9.0
CEAG Crouse-Hinds | 50058 | EC002611 | EF007355 | 500 | 9.0
CEAG Crouse-Hinds | 50058 | EC002611 | EF008240 | EV002104 | 9.0
CEAG Crouse-Hinds | 50058 | EC002611 | EF011961 | EV000154 | 9.0
CEAG Crouse-Hinds | 50059 | EC002611 | EF000231 | 2 | 9.0
CEAG Crouse-Hinds | 50059 | EC002611 | EF001389 | 16 | 9.0
CEAG Crouse-Hinds | 50059 | EC002611 | EF001391 | 1 | 9.0
CEAG Crouse-Hinds | 50059 | EC002611 | EF001416 | non | 9.0
CEAG Crouse-Hinds | 50059 | EC002611 | EF002428 | non | 9.0
CEAG Crouse-Hinds | 50059 | EC002611 | EF003118 | EV006407 | 9.0
CEAG Crouse-Hinds | 50059 | EC002611 | EF003496 | EV000398 | 9.0
CEAG Crouse-Hinds | 50059 | EC002611 | EF006976 | EV000421 | 9.0
CEAG Crouse-Hinds | 50059 | EC002611 | EF007176 | EV000154 | 9.0
CEAG Crouse-Hinds | 50059 | EC002611 | EF007243 | oui | 9.0
CEAG Crouse-Hinds | 50059 | EC002611 | EF007246 | oui | 9.0
CEAG Crouse-Hinds | 50059 | EC002611 | EF007262 | oui | 9.0
CEAG Crouse-Hinds | 50059 | EC002611 | EF007264 | non | 9.0
CEAG Crouse-Hinds | 50059 | EC002611 | EF007317 | non | 9.0
CEAG Crouse-Hinds | 50059 | EC002611 | EF007355 | 500 | 9.0
CEAG Crouse-Hinds | 50059 | EC002611 | EF008240 | EV002104 | 9.0
CEAG Crouse-Hinds | 50059 | EC002611 | EF011961 | EV000154 | 9.0
CEAG Crouse-Hinds | 50069 | EC000017 | EF000001 | 16 | 9.0
CEAG Crouse-Hinds | 50069 | EC000017 | EF000010 | EV000217 | 9.0
CEAG Crouse-Hinds | 50069 | EC000017 | EF000105 | 50 | 9.0
CEAG Crouse-Hinds | 50069 | EC000017 | EF000537 | EV000164 | 9.0
CEAG Crouse-Hinds | 50069 | EC000017 | EF000854 | EV001026 | 9.0
CEAG Crouse-Hinds | 50069 | EC000017 | EF001033 | oui | 9.0
CEAG Crouse-Hinds | 50069 | EC000017 | EF001391 | 2 | 9.0
CEAG Crouse-Hinds | 50069 | EC000017 | EF001596 | EV000139 | 9.0
CEAG Crouse-Hinds | 50069 | EC000017 | EF002558 | EV006034 | 9.0
CEAG Crouse-Hinds | 50069 | EC000017 | EF004019 | EV000154 | 9.0
CEAG Crouse-Hinds | 50069 | EC000017 | EF005728 | EV009071 | 9.0
CEAG Crouse-Hinds | 50069 | EC000017 | EF006584 | 12 | 9.0
CEAG Crouse-Hinds | 50069 | EC000017 | EF006725 | EV000524 | 9.0
CEAG Crouse-Hinds | 50069 | EC000017 | EF006726 | EV009019 | 9.0
CEAG Crouse-Hinds | 50069 | EC000017 | EF008404 | EV000494 | 9.0
CEAG Crouse-Hinds | 50075 | EC002713 | EF000003 | EV000384 | 9.0
CEAG Crouse-Hinds | 50075 | EC002713 | EF000007 | EV000206 | 9.0
CEAG Crouse-Hinds | 50075 | EC002713 | EF000008 | 100 | 9.0
CEAG Crouse-Hinds | 50075 | EC002713 | EF000025 | oui | 9.0
CEAG Crouse-Hinds | 50075 | EC002713 | EF000049 | 61 | 9.0
CEAG Crouse-Hinds | 50075 | EC002713 | EF000139 | EV006034 | 9.0
CEAG Crouse-Hinds | 50075 | EC002713 | EF001088 | non | 9.0
CEAG Crouse-Hinds | 50075 | EC002713 | EF001094 | non | 9.0
CEAG Crouse-Hinds | 50075 | EC002713 | EF001187 | oui | 9.0
CEAG Crouse-Hinds | 50075 | EC002713 | EF001231 | 4 | 9.0
CEAG Crouse-Hinds | 50075 | EC002713 | EF001366 | 690 | 9.0
CEAG Crouse-Hinds | 50075 | EC002713 | EF001438 | 81,5 | 9.0
CEAG Crouse-Hinds | 50075 | EC002713 | EF001454 | non | 9.0
CEAG Crouse-Hinds | 50075 | EC002713 | EF001455 | EV004016 | 9.0
CEAG Crouse-Hinds | 50075 | EC002713 | EF001613 | EV000494 | 9.0
CEAG Crouse-Hinds | 50075 | EC002713 | EF001742 | -20 | 9.0
CEAG Crouse-Hinds | 50075 | EC002713 | EF001742 | 40 | 9.0
CEAG Crouse-Hinds | 50075 | EC002713 | EF002169 | EV000139 | 9.0
CEAG Crouse-Hinds | 50075 | EC002713 | EF003593 | 2 | 9.0
CEAG Crouse-Hinds | 50075 | EC002713 | EF004191 | oui | 9.0
CEAG Crouse-Hinds | 50075 | EC002713 | EF004586 | EV000115 | 9.0
CEAG Crouse-Hinds | 50075 | EC002713 | EF004969 | 4 | 9.0
CEAG Crouse-Hinds | 50075 | EC002713 | EF005474 | EV006422 | 9.0
CEAG Crouse-Hinds | 50075 | EC002713 | EF005728 | EV009071 | 9.0
CEAG Crouse-Hinds | 50075 | EC002713 | EF008404 | EV010598 | 9.0
CEAG Crouse-Hinds | 50076 | EC002713 | EF000003 | EV000384 | 9.0
CEAG Crouse-Hinds | 50076 | EC002713 | EF000007 | EV000206 | 9.0
CEAG Crouse-Hinds | 50076 | EC002713 | EF000008 | 100 | 9.0
CEAG Crouse-Hinds | 50076 | EC002713 | EF000025 | oui | 9.0
CEAG Crouse-Hinds | 50076 | EC002713 | EF000049 | 61 | 9.0
CEAG Crouse-Hinds | 50076 | EC002713 | EF000139 | EV006034 | 9.0
CEAG Crouse-Hinds | 50076 | EC002713 | EF001088 | non | 9.0
CEAG Crouse-Hinds | 50076 | EC002713 | EF001094 | non | 9.0
CEAG Crouse-Hinds | 50076 | EC002713 | EF001187 | oui | 9.0
CEAG Crouse-Hinds | 50076 | EC002713 | EF001231 | 4 | 9.0
CEAG Crouse-Hinds | 50076 | EC002713 | EF001366 | 690 | 9.0
CEAG Crouse-Hinds | 50076 | EC002713 | EF001438 | 81,5 | 9.0
CEAG Crouse-Hinds | 50076 | EC002713 | EF001454 | non | 9.0
CEAG Crouse-Hinds | 50076 | EC002713 | EF001455 | EV004016 | 9.0
CEAG Crouse-Hinds | 50076 | EC002713 | EF001613 | EV000494 | 9.0
CEAG Crouse-Hinds | 50076 | EC002713 | EF001742 | -20 | 9.0
CEAG Crouse-Hinds | 50076 | EC002713 | EF001742 | 40 | 9.0
CEAG Crouse-Hinds | 50076 | EC002713 | EF002169 | EV000139 | 9.0
CEAG Crouse-Hinds | 50076 | EC002713 | EF003593 | 4 | 9.0
CEAG Crouse-Hinds | 50076 | EC002713 | EF004191 | oui | 9.0
CEAG Crouse-Hinds | 50076 | EC002713 | EF004293 | EV011541 | 9.0
CEAG Crouse-Hinds | 50076 | EC002713 | EF004586 | EV000115 | 9.0
CEAG Crouse-Hinds | 50076 | EC002713 | EF004969 | 2,5 | 9.0
CEAG Crouse-Hinds | 50076 | EC002713 | EF005474 | EV006422 | 9.0
CEAG Crouse-Hinds | 50076 | EC002713 | EF005728 | EV009071 | 9.0
CEAG Crouse-Hinds | 50076 | EC002713 | EF008404 | EV010598 | 9.0
CEAG Crouse-Hinds | 50076 | EC002713 | EF009170 | 3 | 9.0
CEAG Crouse-Hinds | 50076 | EC002713 | EF011959 | EV014040 | 9.0
CEAG Crouse-Hinds | 50077 | EC002713 | EF000003 | EV000384 | 9.0
CEAG Crouse-Hinds | 50077 | EC002713 | EF000007 | EV000206 | 9.0
CEAG Crouse-Hinds | 50077 | EC002713 | EF000008 | 113,5 | 9.0
CEAG Crouse-Hinds | 50077 | EC002713 | EF000025 | oui | 9.0
CEAG Crouse-Hinds | 50077 | EC002713 | EF000049 | 73,5 | 9.0
CEAG Crouse-Hinds | 50077 | EC002713 | EF000139 | EV006034 | 9.0
CEAG Crouse-Hinds | 50077 | EC002713 | EF001088 | non | 9.0
CEAG Crouse-Hinds | 50077 | EC002713 | EF001094 | non | 9.0
CEAG Crouse-Hinds | 50077 | EC002713 | EF001187 | oui | 9.0
CEAG Crouse-Hinds | 50077 | EC002713 | EF001231 | 12 | 9.0
CEAG Crouse-Hinds | 50077 | EC002713 | EF001366 | 690 | 9.0
CEAG Crouse-Hinds | 50077 | EC002713 | EF001438 | 117,5 | 9.0
CEAG Crouse-Hinds | 50077 | EC002713 | EF001454 | non | 9.0
CEAG Crouse-Hinds | 50077 | EC002713 | EF001455 | EV004016 | 9.0
CEAG Crouse-Hinds | 50077 | EC002713 | EF001613 | EV000494 | 9.0
CEAG Crouse-Hinds | 50077 | EC002713 | EF001742 | -20 | 9.0
CEAG Crouse-Hinds | 50077 | EC002713 | EF001742 | 40 | 9.0
CEAG Crouse-Hinds | 50077 | EC002713 | EF002169 | EV000139 | 9.0
CEAG Crouse-Hinds | 50077 | EC002713 | EF003593 | 5 | 9.0
CEAG Crouse-Hinds | 50077 | EC002713 | EF004191 | oui | 9.0
CEAG Crouse-Hinds | 50077 | EC002713 | EF004293 | EV006814 | 9.0
CEAG Crouse-Hinds | 50077 | EC002713 | EF004586 | EV000115 | 9.0
CEAG Crouse-Hinds | 50077 | EC002713 | EF004969 | 2,5 | 9.0
CEAG Crouse-Hinds | 50077 | EC002713 | EF005474 | EV006422 | 9.0
CEAG Crouse-Hinds | 50077 | EC002713 | EF005728 | EV009071 | 9.0
CEAG Crouse-Hinds | 50077 | EC002713 | EF008404 | EV010598 | 9.0
CEAG Crouse-Hinds | 50077 | EC002713 | EF009170 | 3 | 9.0
CEAG Crouse-Hinds | 50077 | EC002713 | EF011959 | EV000154 | 9.0
CEAG Crouse-Hinds | 50078 | EC002713 | EF000003 | EV000384 | 9.0
CEAG Crouse-Hinds | 50078 | EC002713 | EF000007 | EV000206 | 9.0
CEAG Crouse-Hinds | 50078 | EC002713 | EF000008 | 113,5 | 9.0
CEAG Crouse-Hinds | 50078 | EC002713 | EF000025 | oui | 9.0
CEAG Crouse-Hinds | 50078 | EC002713 | EF000049 | 73,5 | 9.0
CEAG Crouse-Hinds | 50078 | EC002713 | EF000139 | EV006034 | 9.0
CEAG Crouse-Hinds | 50078 | EC002713 | EF001088 | non | 9.0
CEAG Crouse-Hinds | 50078 | EC002713 | EF001094 | non | 9.0
CEAG Crouse-Hinds | 50078 | EC002713 | EF001187 | oui | 9.0
CEAG Crouse-Hinds | 50078 | EC002713 | EF001231 | 12 | 9.0
CEAG Crouse-Hinds | 50078 | EC002713 | EF001366 | 690 | 9.0
CEAG Crouse-Hinds | 50078 | EC002713 | EF001438 | 117,5 | 9.0
CEAG Crouse-Hinds | 50078 | EC002713 | EF001454 | non | 9.0
CEAG Crouse-Hinds | 50078 | EC002713 | EF001455 | EV004016 | 9.0
CEAG Crouse-Hinds | 50078 | EC002713 | EF001613 | EV000494 | 9.0
CEAG Crouse-Hinds | 50078 | EC002713 | EF001742 | -20 | 9.0
CEAG Crouse-Hinds | 50078 | EC002713 | EF001742 | 40 | 9.0
CEAG Crouse-Hinds | 50078 | EC002713 | EF002169 | EV000139 | 9.0
CEAG Crouse-Hinds | 50078 | EC002713 | EF003593 | 5 | 9.0
CEAG Crouse-Hinds | 50078 | EC002713 | EF004191 | oui | 9.0
CEAG Crouse-Hinds | 50078 | EC002713 | EF004293 | EV011541 | 9.0
CEAG Crouse-Hinds | 50078 | EC002713 | EF004586 | EV000115 | 9.0
CEAG Crouse-Hinds | 50078 | EC002713 | EF004969 | 2,5 | 9.0
CEAG Crouse-Hinds | 50078 | EC002713 | EF005474 | EV006422 | 9.0
CEAG Crouse-Hinds | 50078 | EC002713 | EF005728 | EV009071 | 9.0
CEAG Crouse-Hinds | 50078 | EC002713 | EF008404 | EV010598 | 9.0
CEAG Crouse-Hinds | 50078 | EC002713 | EF009170 | 3 | 9.0
CEAG Crouse-Hinds | 50078 | EC002713 | EF011959 | EV014040 | 9.0
CEAG Crouse-Hinds | 50079 | EC002713 | EF000003 | EV000384 | 9.0
CEAG Crouse-Hinds | 50079 | EC002713 | EF000007 | EV000206 | 9.0
CEAG Crouse-Hinds | 50079 | EC002713 | EF000008 | 113,5 | 9.0
CEAG Crouse-Hinds | 50079 | EC002713 | EF000025 | oui | 9.0
CEAG Crouse-Hinds | 50079 | EC002713 | EF000049 | 73,5 | 9.0
CEAG Crouse-Hinds | 50079 | EC002713 | EF000139 | EV006034 | 9.0
CEAG Crouse-Hinds | 50079 | EC002713 | EF001088 | non | 9.0
CEAG Crouse-Hinds | 50079 | EC002713 | EF001094 | non | 9.0
CEAG Crouse-Hinds | 50079 | EC002713 | EF001187 | oui | 9.0
CEAG Crouse-Hinds | 50079 | EC002713 | EF001231 | 12 | 9.0
CEAG Crouse-Hinds | 50079 | EC002713 | EF001366 | 690 | 9.0
CEAG Crouse-Hinds | 50079 | EC002713 | EF001438 | 117,5 | 9.0
CEAG Crouse-Hinds | 50079 | EC002713 | EF001454 | non | 9.0
CEAG Crouse-Hinds | 50079 | EC002713 | EF001455 | EV004016 | 9.0
CEAG Crouse-Hinds | 50079 | EC002713 | EF001613 | EV000494 | 9.0
CEAG Crouse-Hinds | 50079 | EC002713 | EF001742 | -20 | 9.0
CEAG Crouse-Hinds | 50079 | EC002713 | EF001742 | 40 | 9.0
CEAG Crouse-Hinds | 50079 | EC002713 | EF002169 | EV000139 | 9.0
CEAG Crouse-Hinds | 50079 | EC002713 | EF003593 | 5 | 9.0
CEAG Crouse-Hinds | 50079 | EC002713 | EF004191 | oui | 9.0
CEAG Crouse-Hinds | 50079 | EC002713 | EF004293 | EV006814 | 9.0
CEAG Crouse-Hinds | 50079 | EC002713 | EF004586 | EV000115 | 9.0
CEAG Crouse-Hinds | 50079 | EC002713 | EF004969 | 2,5 | 9.0
CEAG Crouse-Hinds | 50079 | EC002713 | EF005474 | EV006422 | 9.0
CEAG Crouse-Hinds | 50079 | EC002713 | EF005728 | EV009071 | 9.0
CEAG Crouse-Hinds | 50079 | EC002713 | EF008404 | EV010598 | 9.0
CEAG Crouse-Hinds | 50079 | EC002713 | EF009170 | 3 | 9.0
CEAG Crouse-Hinds | 50079 | EC002713 | EF011959 | EV000154 | 9.0
CEAG Crouse-Hinds | 50080 | EC002713 | EF000003 | EV000384 | 9.0
CEAG Crouse-Hinds | 50080 | EC002713 | EF000007 | EV000206 | 9.0
CEAG Crouse-Hinds | 50080 | EC002713 | EF000008 | 180 | 9.0
CEAG Crouse-Hinds | 50080 | EC002713 | EF000025 | oui | 9.0
CEAG Crouse-Hinds | 50080 | EC002713 | EF000049 | 61 | 9.0
CEAG Crouse-Hinds | 50080 | EC002713 | EF000139 | EV006034 | 9.0
CEAG Crouse-Hinds | 50080 | EC002713 | EF001088 | non | 9.0
CEAG Crouse-Hinds | 50080 | EC002713 | EF001094 | non | 9.0
CEAG Crouse-Hinds | 50080 | EC002713 | EF001187 | oui | 9.0
CEAG Crouse-Hinds | 50080 | EC002713 | EF001231 | 4 | 9.0
CEAG Crouse-Hinds | 50080 | EC002713 | EF001366 | 690 | 9.0
CEAG Crouse-Hinds | 50080 | EC002713 | EF001438 | 122 | 9.0
CEAG Crouse-Hinds | 50080 | EC002713 | EF001454 | non | 9.0
CEAG Crouse-Hinds | 50080 | EC002713 | EF001455 | EV000154 | 9.0
CEAG Crouse-Hinds | 50080 | EC002713 | EF001613 | EV000494 | 9.0
CEAG Crouse-Hinds | 50080 | EC002713 | EF001742 | -20 | 9.0
CEAG Crouse-Hinds | 50080 | EC002713 | EF001742 | 40 | 9.0
CEAG Crouse-Hinds | 50080 | EC002713 | EF002169 | EV000139 | 9.0
CEAG Crouse-Hinds | 50080 | EC002713 | EF003593 | 4 | 9.0
CEAG Crouse-Hinds | 50080 | EC002713 | EF004191 | oui | 9.0
CEAG Crouse-Hinds | 50080 | EC002713 | EF004293 | EV006814 | 9.0
CEAG Crouse-Hinds | 50080 | EC002713 | EF004586 | EV000115 | 9.0
CEAG Crouse-Hinds | 50080 | EC002713 | EF004969 | 2,5 | 9.0
CEAG Crouse-Hinds | 50080 | EC002713 | EF005474 | EV006422 | 9.0
CEAG Crouse-Hinds | 50080 | EC002713 | EF005728 | EV009071 | 9.0
CEAG Crouse-Hinds | 50080 | EC002713 | EF008404 | EV010598 | 9.0
CEAG Crouse-Hinds | 50080 | EC002713 | EF009170 | 3 | 9.0
CEAG Crouse-Hinds | 50080 | EC002713 | EF011959 | EV000154 | 9.0
CEAG Crouse-Hinds | 50081 | EC002713 | EF000003 | EV000384 | 9.0
CEAG Crouse-Hinds | 50081 | EC002713 | EF000007 | EV000206 | 9.0
CEAG Crouse-Hinds | 50081 | EC002713 | EF000008 | 100 | 9.0
CEAG Crouse-Hinds | 50081 | EC002713 | EF000025 | oui | 9.0
CEAG Crouse-Hinds | 50081 | EC002713 | EF000049 | 61 | 9.0
CEAG Crouse-Hinds | 50081 | EC002713 | EF000139 | EV006034 | 9.0
CEAG Crouse-Hinds | 50081 | EC002713 | EF001088 | non | 9.0
CEAG Crouse-Hinds | 50081 | EC002713 | EF001094 | non | 9.0
CEAG Crouse-Hinds | 50081 | EC002713 | EF001187 | oui | 9.0
CEAG Crouse-Hinds | 50081 | EC002713 | EF001231 | 4 | 9.0
CEAG Crouse-Hinds | 50081 | EC002713 | EF001366 | 690 | 9.0
CEAG Crouse-Hinds | 50081 | EC002713 | EF001438 | 81,5 | 9.0
CEAG Crouse-Hinds | 50081 | EC002713 | EF001454 | non | 9.0
CEAG Crouse-Hinds | 50081 | EC002713 | EF001455 | EV004016 | 9.0
CEAG Crouse-Hinds | 50081 | EC002713 | EF001613 | EV000494 | 9.0
CEAG Crouse-Hinds | 50081 | EC002713 | EF001742 | -20 | 9.0
CEAG Crouse-Hinds | 50081 | EC002713 | EF001742 | 40 | 9.0
CEAG Crouse-Hinds | 50081 | EC002713 | EF002169 | EV000139 | 9.0
CEAG Crouse-Hinds | 50081 | EC002713 | EF003593 | 4 | 9.0
CEAG Crouse-Hinds | 50081 | EC002713 | EF004191 | oui | 9.0
CEAG Crouse-Hinds | 50081 | EC002713 | EF004293 | EV006814 | 9.0
CEAG Crouse-Hinds | 50081 | EC002713 | EF004586 | EV000115 | 9.0
CEAG Crouse-Hinds | 50081 | EC002713 | EF004969 | 2,5 | 9.0
CEAG Crouse-Hinds | 50081 | EC002713 | EF005474 | EV006422 | 9.0
CEAG Crouse-Hinds | 50081 | EC002713 | EF005728 | EV009071 | 9.0
CEAG Crouse-Hinds | 50081 | EC002713 | EF008404 | EV010598 | 9.0
CEAG Crouse-Hinds | 50081 | EC002713 | EF009170 | 3 | 9.0
CEAG Crouse-Hinds | 50081 | EC002713 | EF011959 | EV000154 | 9.0
CEAG Crouse-Hinds | 50085 | EC000216 | EF001364 | 16 | 9.0
CEAG Crouse-Hinds | 50085 | EC000216 | EF001376 | 1 | 9.0
CEAG Crouse-Hinds | 50085 | EC000216 | EF001377 | 1 | 9.0
CEAG Crouse-Hinds | 50085 | EC000216 | EF001389 | 40 | 9.0
CEAG Crouse-Hinds | 50085 | EC000216 | EF001391 | 3 | 9.0
CEAG Crouse-Hinds | 50085 | EC000216 | EF001435 | 110 | 9.0
CEAG Crouse-Hinds | 50085 | EC000216 | EF001435 | 690 | 9.0
CEAG Crouse-Hinds | 50085 | EC000216 | EF001444 | 10 | 9.0
CEAG Crouse-Hinds | 50085 | EC000216 | EF003118 | EV006422 | 9.0
CEAG Crouse-Hinds | 50085 | EC000216 | EF006281 | oui | 9.0
CEAG Crouse-Hinds | 50085 | EC000216 | EF006697 | non | 9.0
CEAG Crouse-Hinds | 50085 | EC000216 | EF006819 | EV000415 | 9.0
CEAG Crouse-Hinds | 50085 | EC000216 | EF006959 | non | 9.0
CEAG Crouse-Hinds | 50085 | EC000216 | EF006976 | EV000092 | 9.0
CEAG Crouse-Hinds | 50085 | EC000216 | EF006981 | oui | 9.0
CEAG Crouse-Hinds | 50085 | EC000216 | EF006985 | oui | 9.0
CEAG Crouse-Hinds | 50085 | EC000216 | EF006986 | oui | 9.0
CEAG Crouse-Hinds | 50085 | EC000216 | EF007050 | 10 | 9.0
CEAG Crouse-Hinds | 50085 | EC000216 | EF007243 | non | 9.0
CEAG Crouse-Hinds | 50085 | EC000216 | EF007247 | non | 9.0
CEAG Crouse-Hinds | 50085 | EC000216 | EF007248 | non | 9.0
CEAG Crouse-Hinds | 50085 | EC000216 | EF007262 | non | 9.0
CEAG Crouse-Hinds | 50085 | EC000216 | EF007264 | non | 9.0
CEAG Crouse-Hinds | 50085 | EC000216 | EF007355 | 690 | 9.0
CEAG Crouse-Hinds | 50085 | EC000216 | EF007386 | non | 9.0
CEAG Crouse-Hinds | 50085 | EC000216 | EF007491 | non | 9.0
CEAG Crouse-Hinds | 50085 | EC000216 | EF008240 | EV009311 | 9.0
CEAG Crouse-Hinds | 50085 | EC000216 | EF009165 | 40 | 9.0
CEAG Crouse-Hinds | 50085 | EC000216 | EF009408 | non | 9.0
CEAG Crouse-Hinds | 50086 | EC000988 | EF001438 | 167 | 9.0
CEAG Crouse-Hinds | 50086 | EC000988 | EF002169 | EV000139 | 9.0
CEAG Crouse-Hinds | 50086 | EC000988 | EF002423 | EV011515 | 9.0
CEAG Crouse-Hinds | 50086 | EC000988 | EF005474 | EV006619 | 9.0
CEAG Crouse-Hinds | 50086 | EC000988 | EF005728 | EV010595 | 9.0
CEAG Crouse-Hinds | 50086 | EC000988 | EF005905 | Oui | 9.0
CEAG Crouse-Hinds | 50086 | EC000988 | EF006387 | EV000877 | 9.0
CEAG Crouse-Hinds | 50086 | EC000988 | EF008404 | EV010598 | 9.0
CEAG Crouse-Hinds | 50131 | EC002367 | EF000139 | EV000254 | 9.0
CEAG Crouse-Hinds | 50131 | EC002367 | EF001085 | 20 | 9.0
CEAG Crouse-Hinds | 50131 | EC002367 | EF001758 | EV003712 | 9.0
CEAG Crouse-Hinds | 50131 | EC002367 | EF002169 | EV000179 | 9.0
CEAG Crouse-Hinds | 50131 | EC002367 | EF003563 | 8 | 9.0
CEAG Crouse-Hinds | 50131 | EC002367 | EF009106 | oui | 9.0
CEAG Crouse-Hinds | 50132 | EC002557 | EF000007 | EV000294 | 9.0
CEAG Crouse-Hinds | 50132 | EC002557 | EF000008 | 15 | 9.0
CEAG Crouse-Hinds | 50132 | EC002557 | EF000040 | 15 | 9.0
CEAG Crouse-Hinds | 50132 | EC002557 | EF000215 | EV001398 | 9.0
CEAG Crouse-Hinds | 50132 | EC002557 | EF000551 | 8 | 9.0
CEAG Crouse-Hinds | 50132 | EC002557 | EF001438 | 20 | 9.0
CEAG Crouse-Hinds | 50132 | EC002557 | EF002169 | EV000294 | 9.0
CEAG Crouse-Hinds | 50132 | EC002557 | EF006243 | Non | 9.0
CEAG Crouse-Hinds | 50132 | EC002557 | EF013236 | Oui | 9.0
CEAG Crouse-Hinds | 50132 | EC002557 | EF013237 | Oui | 9.0
CEAG Crouse-Hinds | 50133 | EC002557 | EF000007 | EV000291 | 9.0
CEAG Crouse-Hinds | 50133 | EC002557 | EF000008 | 30 | 9.0
CEAG Crouse-Hinds | 50133 | EC002557 | EF000040 | 69 | 9.0
CEAG Crouse-Hinds | 50133 | EC002557 | EF000215 | EV001398 | 9.0
CEAG Crouse-Hinds | 50133 | EC002557 | EF000551 | 64 | 9.0
CEAG Crouse-Hinds | 50133 | EC002557 | EF002169 | EV000179 | 9.0
CEAG Crouse-Hinds | 50133 | EC002557 | EF006243 | Non | 9.0
CEAG Crouse-Hinds | 50133 | EC002557 | EF013236 | Oui | 9.0
CEAG Crouse-Hinds | 50133 | EC002557 | EF013237 | Oui | 9.0
CEAG Crouse-Hinds | 50134 | EC002557 | EF000007 | EV000205 | 9.0
CEAG Crouse-Hinds | 50134 | EC002557 | EF000008 | 65 | 9.0
CEAG Crouse-Hinds | 50134 | EC002557 | EF000040 | 235 | 9.0
CEAG Crouse-Hinds | 50134 | EC002557 | EF000215 | EV000726 | 9.0
CEAG Crouse-Hinds | 50134 | EC002557 | EF001438 | 215 | 9.0
CEAG Crouse-Hinds | 50134 | EC002557 | EF002169 | EV000179 | 9.0
CEAG Crouse-Hinds | 50134 | EC002557 | EF006243 | Non | 9.0
CEAG Crouse-Hinds | 50134 | EC002557 | EF013236 | Oui | 9.0
CEAG Crouse-Hinds | 50134 | EC002557 | EF013237 | Oui | 9.0
CEAG Crouse-Hinds | 50163 | EC001952 | EF000003 | EV010173 | 9.0
CEAG Crouse-Hinds | 50163 | EC001952 | EF000004 | EV000582 | 9.0
CEAG Crouse-Hinds | 50163 | EC001952 | EF000015 | 125 | 9.0
CEAG Crouse-Hinds | 50163 | EC001952 | EF000048 | EV000098 | 9.0
CEAG Crouse-Hinds | 50163 | EC001952 | EF000085 | 2,5 | 9.0
CEAG Crouse-Hinds | 50163 | EC001952 | EF000124 | EV001008 | 9.0
CEAG Crouse-Hinds | 50163 | EC001952 | EF000187 | EV000460 | 9.0
CEAG Crouse-Hinds | 50163 | EC001952 | EF000280 | 1 - 13 | 9.0
CEAG Crouse-Hinds | 50163 | EC001952 | EF000381 | EV005787 | 9.0
CEAG Crouse-Hinds | 50163 | EC001952 | EF000441 | non | 9.0
CEAG Crouse-Hinds | 50163 | EC001952 | EF001391 | 3 | 9.0
CEAG Crouse-Hinds | 50163 | EC001952 | EF001438 | 254 | 9.0
CEAG Crouse-Hinds | 50163 | EC001952 | EF001596 | EV000072 | 9.0
CEAG Crouse-Hinds | 50163 | EC001952 | EF002423 | EV011514 | 9.0
CEAG Crouse-Hinds | 50163 | EC001952 | EF004284 | EV006800 | 9.0
CEAG Crouse-Hinds | 50163 | EC001952 | EF004293 | EV008784 | 9.0
CEAG Crouse-Hinds | 50163 | EC001952 | EF005127 | 230 | 9.0
CEAG Crouse-Hinds | 50163 | EC001952 | EF005474 | EV006422 | 9.0
CEAG Crouse-Hinds | 50163 | EC001952 | EF005728 | EV009071 | 9.0
CEAG Crouse-Hinds | 50163 | EC001952 | EF005905 | non | 9.0
CEAG Crouse-Hinds | 50163 | EC001952 | EF006436 | 1 | 9.0
CEAG Crouse-Hinds | 50163 | EC001952 | EF007556 | non | 9.0
CEAG Crouse-Hinds | 50163 | EC001952 | EF008157 | EV011539 | 9.0
CEAG Crouse-Hinds | 50163 | EC001952 | EF008404 | EV010598 | 9.0
CEAG Crouse-Hinds | 50163 | EC001952 | EF009347 | 13 | 9.0
CEAG Crouse-Hinds | 50163 | EC001952 | EF011868 | EV015019 | 9.0
CEAG Crouse-Hinds | 50163 | EC001952 | EF012090 | -20 - 55 | 9.0
CEAG Crouse-Hinds | 50163 | EC001952 | EF012170 | EV000494 | 9.0
CEAG Crouse-Hinds | 50163 | EC001952 | EF016835 | EV005787 | 9.0
CEAG Crouse-Hinds | 50167 | EC002557 | EF000007 | EV000270 | 9.0
CEAG Crouse-Hinds | 50167 | EC002557 | EF000215 | EV001398 | 9.0
CEAG Crouse-Hinds | 50167 | EC002557 | EF002169 | EV000179 | 9.0
CEAG Crouse-Hinds | 50167 | EC002557 | EF013236 | Oui | 9.0
CEAG Crouse-Hinds | 50167 | EC002557 | EF013237 | Oui | 9.0
CEAG Crouse-Hinds | 50168 | EC002557 | EF000007 | EV000270 | 9.0
CEAG Crouse-Hinds | 50168 | EC002557 | EF000215 | EV001398 | 9.0
CEAG Crouse-Hinds | 50168 | EC002557 | EF002169 | EV000179 | 9.0
CEAG Crouse-Hinds | 50172 | EC001952 | EF005127 | 230 | 9.0
CEAG Crouse-Hinds | 50181 | EC002557 | EF000007 | EV000154 | 9.0
CEAG Crouse-Hinds | 50181 | EC002557 | EF000215 | EV000154 | 9.0
CEAG Crouse-Hinds | 50181 | EC002557 | EF002169 | EV000154 | 9.0
CEAG Crouse-Hinds | 50181 | EC002557 | EF013236 | Oui | 9.0
CEAG Crouse-Hinds | 50181 | EC002557 | EF013237 | Oui | 9.0
CEAG Crouse-Hinds | 50191 | EC000359 | EF005127 | 220 - 250 | 9.0
CEAG Crouse-Hinds | 50191 | EC000359 | EF001090 | 50 | 9.0
CEAG Crouse-Hinds | 50191 | EC000359 | EF000365 | non | 9.0
CEAG Crouse-Hinds | 50191 | EC000359 | EF003501 | non | 9.0
CEAG Crouse-Hinds | 50191 | EC000359 | EF001438 | 164 | 9.0
CEAG Crouse-Hinds | 50191 | EC000359 | EF000008 | 151 | 9.0
CEAG Crouse-Hinds | 50191 | EC000359 | EF000040 | 111 | 9.0
CEAG Crouse-Hinds | 50191 | EC000359 | EF005474 | EV000154 | 9.0
CEAG Crouse-Hinds | 50192 | EC000359 | EF005127 | 10 - 33 | 9.0
CEAG Crouse-Hinds | 50192 | EC000359 | EF000365 | non | 9.0
CEAG Crouse-Hinds | 50192 | EC000359 | EF003501 | non | 9.0
CEAG Crouse-Hinds | 50192 | EC000359 | EF001438 | 153 | 9.0
CEAG Crouse-Hinds | 50192 | EC000359 | EF000008 | 145 | 9.0
CEAG Crouse-Hinds | 50192 | EC000359 | EF000040 | 128 | 9.0
CEAG Crouse-Hinds | 50192 | EC000359 | EF005474 | EV000154 | 9.0
CEAG Crouse-Hinds | 50193 | EC002557 | EF000007 | EV000206 | 9.0
CEAG Crouse-Hinds | 50193 | EC002557 | EF000008 | 152.2 | 9.0
CEAG Crouse-Hinds | 50193 | EC002557 | EF000040 | 85 | 9.0
CEAG Crouse-Hinds | 50193 | EC002557 | EF000215 | EV000154 | 9.0
CEAG Crouse-Hinds | 50193 | EC002557 | EF001438 | 145 | 9.0
CEAG Crouse-Hinds | 50193 | EC002557 | EF002169 | EV000139 | 9.0
CEAG Crouse-Hinds | 50193 | EC002557 | EF006243 | Non | 9.0
CEAG Crouse-Hinds | 50193 | EC002557 | EF013236 | Oui | 9.0
CEAG Crouse-Hinds | 50193 | EC002557 | EF013237 | Oui | 9.0
CEAG Crouse-Hinds | 50195 | EC002558 | EF000007 | EV000236 | 9.0
CEAG Crouse-Hinds | 50195 | EC002558 | EF000215 | EV006792 | 9.0
CEAG Crouse-Hinds | 50195 | EC002558 | EF002169 | EV000139 | 9.0
CEAG Crouse-Hinds | 50195 | EC002558 | EF004282 | EV000090 | 9.0
CEAG Crouse-Hinds | 50195 | EC002558 | EF008885 | EV006395 | 9.0
CEAG Crouse-Hinds | 50203 | EC002713 | EF000003 | EV000384 | 9.0
CEAG Crouse-Hinds | 50203 | EC002713 | EF000007 | EV000206 | 9.0
CEAG Crouse-Hinds | 50203 | EC002713 | EF000008 | 113,5 | 9.0
CEAG Crouse-Hinds | 50203 | EC002713 | EF000025 | oui | 9.0
CEAG Crouse-Hinds | 50203 | EC002713 | EF000049 | 73,5 | 9.0
CEAG Crouse-Hinds | 50203 | EC002713 | EF000139 | EV006034 | 9.0
CEAG Crouse-Hinds | 50203 | EC002713 | EF001088 | non | 9.0
CEAG Crouse-Hinds | 50203 | EC002713 | EF001094 | non | 9.0
CEAG Crouse-Hinds | 50203 | EC002713 | EF001187 | oui | 9.0
CEAG Crouse-Hinds | 50203 | EC002713 | EF001231 | 12 | 9.0
CEAG Crouse-Hinds | 50203 | EC002713 | EF001366 | 690 | 9.0
CEAG Crouse-Hinds | 50203 | EC002713 | EF001438 | 117,5 | 9.0
CEAG Crouse-Hinds | 50203 | EC002713 | EF001454 | non | 9.0
CEAG Crouse-Hinds | 50203 | EC002713 | EF001455 | EV004016 | 9.0
CEAG Crouse-Hinds | 50203 | EC002713 | EF001613 | EV000494 | 9.0
CEAG Crouse-Hinds | 50203 | EC002713 | EF001742 | -20 | 9.0
CEAG Crouse-Hinds | 50203 | EC002713 | EF001742 | 40 | 9.0
CEAG Crouse-Hinds | 50203 | EC002713 | EF002169 | EV000139 | 9.0
CEAG Crouse-Hinds | 50203 | EC002713 | EF003593 | 5 | 9.0
CEAG Crouse-Hinds | 50203 | EC002713 | EF004191 | oui | 9.0
CEAG Crouse-Hinds | 50203 | EC002713 | EF004293 | EV011541 | 9.0
CEAG Crouse-Hinds | 50203 | EC002713 | EF004586 | EV000115 | 9.0
CEAG Crouse-Hinds | 50203 | EC002713 | EF004969 | 2,5 | 9.0
CEAG Crouse-Hinds | 50203 | EC002713 | EF005474 | EV006422 | 9.0
CEAG Crouse-Hinds | 50203 | EC002713 | EF005728 | EV009071 | 9.0
CEAG Crouse-Hinds | 50203 | EC002713 | EF008404 | EV010598 | 9.0
CEAG Crouse-Hinds | 50203 | EC002713 | EF009170 | 3 | 9.0
CEAG Crouse-Hinds | 50203 | EC002713 | EF011959 | EV000154 | 9.0
CEAG Crouse-Hinds | 50204 | EC002713 | EF000003 | EV000384 | 9.0
CEAG Crouse-Hinds | 50204 | EC002713 | EF000007 | EV000206 | 9.0
CEAG Crouse-Hinds | 50204 | EC002713 | EF000008 | 113,5 | 9.0
CEAG Crouse-Hinds | 50204 | EC002713 | EF000025 | oui | 9.0
CEAG Crouse-Hinds | 50204 | EC002713 | EF000049 | 73,5 | 9.0
CEAG Crouse-Hinds | 50204 | EC002713 | EF000139 | EV006034 | 9.0
CEAG Crouse-Hinds | 50204 | EC002713 | EF001088 | non | 9.0
CEAG Crouse-Hinds | 50204 | EC002713 | EF001094 | non | 9.0
CEAG Crouse-Hinds | 50204 | EC002713 | EF001187 | oui | 9.0
CEAG Crouse-Hinds | 50204 | EC002713 | EF001231 | 12 | 9.0
CEAG Crouse-Hinds | 50204 | EC002713 | EF001366 | 690 | 9.0
CEAG Crouse-Hinds | 50204 | EC002713 | EF001438 | 117,5 | 9.0
CEAG Crouse-Hinds | 50204 | EC002713 | EF001454 | non | 9.0
CEAG Crouse-Hinds | 50204 | EC002713 | EF001455 | EV004016 | 9.0
CEAG Crouse-Hinds | 50204 | EC002713 | EF001613 | EV000494 | 9.0
CEAG Crouse-Hinds | 50204 | EC002713 | EF001742 | -20 | 9.0
CEAG Crouse-Hinds | 50204 | EC002713 | EF001742 | 40 | 9.0
CEAG Crouse-Hinds | 50204 | EC002713 | EF002169 | EV000139 | 9.0
CEAG Crouse-Hinds | 50204 | EC002713 | EF003593 | 5 | 9.0
CEAG Crouse-Hinds | 50204 | EC002713 | EF004191 | oui | 9.0
CEAG Crouse-Hinds | 50204 | EC002713 | EF004293 | EV006814 | 9.0
CEAG Crouse-Hinds | 50204 | EC002713 | EF004586 | EV000115 | 9.0
CEAG Crouse-Hinds | 50204 | EC002713 | EF004969 | 2,5 | 9.0
CEAG Crouse-Hinds | 50204 | EC002713 | EF005474 | EV006422 | 9.0
CEAG Crouse-Hinds | 50204 | EC002713 | EF005728 | EV009071 | 9.0
CEAG Crouse-Hinds | 50204 | EC002713 | EF008404 | EV010598 | 9.0
CEAG Crouse-Hinds | 50204 | EC002713 | EF009170 | 3 | 9.0
CEAG Crouse-Hinds | 50204 | EC002713 | EF011959 | EV000154 | 9.0
CEAG Crouse-Hinds | 50206 | EC000017 | EF000001 | 10 | 9.0
CEAG Crouse-Hinds | 50206 | EC000017 | EF000010 | EV000217 | 9.0
CEAG Crouse-Hinds | 50206 | EC000017 | EF000105 | 250 | 9.0
CEAG Crouse-Hinds | 50206 | EC000017 | EF000537 | EV000164 | 9.0
CEAG Crouse-Hinds | 50206 | EC000017 | EF000854 | EV001026 | 9.0
CEAG Crouse-Hinds | 50206 | EC000017 | EF001033 | non | 9.0
CEAG Crouse-Hinds | 50206 | EC000017 | EF001391 | 21 | 9.0
CEAG Crouse-Hinds | 50206 | EC000017 | EF001596 | EV000139 | 9.0
CEAG Crouse-Hinds | 50206 | EC000017 | EF002558 | EV006034 | 9.0
CEAG Crouse-Hinds | 50206 | EC000017 | EF004019 | EV000154 | 9.0
CEAG Crouse-Hinds | 50206 | EC000017 | EF005728 | EV009071 | 9.0
CEAG Crouse-Hinds | 50206 | EC000017 | EF006584 | 6 | 9.0
CEAG Crouse-Hinds | 50206 | EC000017 | EF006725 | EV000234 | 9.0
CEAG Crouse-Hinds | 50206 | EC000017 | EF006726 | EV000154 | 9.0
CEAG Crouse-Hinds | 50206 | EC000017 | EF008404 | EV000494 | 9.0
CEAG Crouse-Hinds | 50208 | EC000017 | EF000001 | 20 | 9.0
CEAG Crouse-Hinds | 50208 | EC000017 | EF000010 | EV000217 | 9.0
CEAG Crouse-Hinds | 50208 | EC000017 | EF000105 | 250 | 9.0
CEAG Crouse-Hinds | 50208 | EC000017 | EF000537 | EV000164 | 9.0
CEAG Crouse-Hinds | 50208 | EC000017 | EF000854 | EV001026 | 9.0
CEAG Crouse-Hinds | 50208 | EC000017 | EF001033 | oui | 9.0
CEAG Crouse-Hinds | 50208 | EC000017 | EF001391 | 7 | 9.0
CEAG Crouse-Hinds | 50208 | EC000017 | EF001596 | EV000139 | 9.0
CEAG Crouse-Hinds | 50208 | EC000017 | EF002558 | EV006034 | 9.0
CEAG Crouse-Hinds | 50208 | EC000017 | EF004019 | EV000154 | 9.0
CEAG Crouse-Hinds | 50208 | EC000017 | EF005728 | EV009071 | 9.0
CEAG Crouse-Hinds | 50208 | EC000017 | EF006584 | 6 | 9.0
CEAG Crouse-Hinds | 50208 | EC000017 | EF006725 | EV000233 | 9.0
CEAG Crouse-Hinds | 50208 | EC000017 | EF006726 | EV000154 | 9.0
CEAG Crouse-Hinds | 50208 | EC000017 | EF008404 | EV000494 | 9.0
CEAG Crouse-Hinds | 50209 | EC000017 | EF000001 | 10 | 9.0
CEAG Crouse-Hinds | 50209 | EC000017 | EF000010 | EV000217 | 9.0
CEAG Crouse-Hinds | 50209 | EC000017 | EF000105 | 250 | 9.0
CEAG Crouse-Hinds | 50209 | EC000017 | EF000537 | EV000164 | 9.0
CEAG Crouse-Hinds | 50209 | EC000017 | EF000854 | EV001026 | 9.0
CEAG Crouse-Hinds | 50209 | EC000017 | EF001033 | non | 9.0
CEAG Crouse-Hinds | 50209 | EC000017 | EF001391 | 21 | 9.0
CEAG Crouse-Hinds | 50209 | EC000017 | EF001596 | EV000139 | 9.0
CEAG Crouse-Hinds | 50209 | EC000017 | EF002558 | EV006034 | 9.0
CEAG Crouse-Hinds | 50209 | EC000017 | EF004019 | EV000154 | 9.0
CEAG Crouse-Hinds | 50209 | EC000017 | EF005728 | EV009071 | 9.0
CEAG Crouse-Hinds | 50209 | EC000017 | EF006584 | 5 | 9.0
CEAG Crouse-Hinds | 50209 | EC000017 | EF006725 | EV000234 | 9.0
CEAG Crouse-Hinds | 50209 | EC000017 | EF006726 | EV000154 | 9.0
CEAG Crouse-Hinds | 50209 | EC000017 | EF008404 | EV000494 | 9.0
CEAG Crouse-Hinds | 50210 | EC000017 | EF000001 | 10 | 9.0
CEAG Crouse-Hinds | 50210 | EC000017 | EF000010 | EV000217 | 9.0
CEAG Crouse-Hinds | 50210 | EC000017 | EF000105 | 250 | 9.0
CEAG Crouse-Hinds | 50210 | EC000017 | EF000537 | EV000164 | 9.0
CEAG Crouse-Hinds | 50210 | EC000017 | EF000854 | EV001026 | 9.0
CEAG Crouse-Hinds | 50210 | EC000017 | EF001033 | non | 9.0
CEAG Crouse-Hinds | 50210 | EC000017 | EF001391 | 21 | 9.0
CEAG Crouse-Hinds | 50210 | EC000017 | EF001596 | EV000139 | 9.0
CEAG Crouse-Hinds | 50210 | EC000017 | EF002558 | EV006034 | 9.0
CEAG Crouse-Hinds | 50210 | EC000017 | EF004019 | EV000154 | 9.0
CEAG Crouse-Hinds | 50210 | EC000017 | EF005728 | EV009071 | 9.0
CEAG Crouse-Hinds | 50210 | EC000017 | EF006584 | 7 | 9.0
CEAG Crouse-Hinds | 50210 | EC000017 | EF006725 | EV000234 | 9.0
CEAG Crouse-Hinds | 50210 | EC000017 | EF006726 | EV000154 | 9.0
CEAG Crouse-Hinds | 50210 | EC000017 | EF008404 | EV000494 | 9.0
CEAG Crouse-Hinds | 50219 | EC000016 | EF000001 | 16 | 9.0
CEAG Crouse-Hinds | 50219 | EC000016 | EF000010 | EV003157 | 9.0
CEAG Crouse-Hinds | 50219 | EC000016 | EF000033 | EV000551 | 9.0
CEAG Crouse-Hinds | 50219 | EC000016 | EF000854 | EV001026 | 9.0
CEAG Crouse-Hinds | 50219 | EC000016 | EF001391 | 2 | 9.0
CEAG Crouse-Hinds | 50219 | EC000016 | EF001596 | EV000139 | 9.0
CEAG Crouse-Hinds | 50219 | EC000016 | EF002558 | EV006034 | 9.0
CEAG Crouse-Hinds | 50219 | EC000016 | EF003824 | EV004849 | 9.0
CEAG Crouse-Hinds | 50219 | EC000016 | EF004019 | EV000154 | 9.0
CEAG Crouse-Hinds | 50219 | EC000016 | EF005728 | EV009071 | 9.0
CEAG Crouse-Hinds | 50219 | EC000016 | EF006584 | 12 | 9.0
CEAG Crouse-Hinds | 50219 | EC000016 | EF006725 | EV003609 | 9.0
CEAG Crouse-Hinds | 50219 | EC000016 | EF006726 | EV009019 | 9.0
CEAG Crouse-Hinds | 50219 | EC000016 | EF008404 | EV000494 | 9.0
CEAG Crouse-Hinds | 50226 | EC002557 | EF000007 | EV000291 | 9.0
CEAG Crouse-Hinds | 50226 | EC002557 | EF000008 | 30 | 9.0
CEAG Crouse-Hinds | 50226 | EC002557 | EF000040 | 51 | 9.0
CEAG Crouse-Hinds | 50226 | EC002557 | EF000215 | EV001398 | 9.0
CEAG Crouse-Hinds | 50226 | EC002557 | EF000551 | 44 | 9.0
CEAG Crouse-Hinds | 50226 | EC002557 | EF002169 | EV000294 | 9.0
CEAG Crouse-Hinds | 50226 | EC002557 | EF006243 | Non | 9.0
CEAG Crouse-Hinds | 50226 | EC002557 | EF013236 | Oui | 9.0
CEAG Crouse-Hinds | 50226 | EC002557 | EF013237 | Oui | 9.0
CEAG Crouse-Hinds | 50227 | EC002557 | EF000007 | EV000291 | 9.0
CEAG Crouse-Hinds | 50227 | EC002557 | EF000008 | 30 | 9.0
CEAG Crouse-Hinds | 50227 | EC002557 | EF000040 | 62 | 9.0
CEAG Crouse-Hinds | 50227 | EC002557 | EF000215 | EV001398 | 9.0
CEAG Crouse-Hinds | 50227 | EC002557 | EF000551 | 53 | 9.0
CEAG Crouse-Hinds | 50227 | EC002557 | EF002169 | EV000294 | 9.0
CEAG Crouse-Hinds | 50227 | EC002557 | EF006243 | Non | 9.0
CEAG Crouse-Hinds | 50227 | EC002557 | EF013236 | Oui | 9.0
CEAG Crouse-Hinds | 50227 | EC002557 | EF013237 | Oui | 9.0
CEAG Crouse-Hinds | 50228 | EC002557 | EF000007 | EV000294 | 9.0
CEAG Crouse-Hinds | 50228 | EC002557 | EF000008 | 30 | 9.0
CEAG Crouse-Hinds | 50228 | EC002557 | EF000040 | 69 | 9.0
CEAG Crouse-Hinds | 50228 | EC002557 | EF000215 | EV001398 | 9.0
CEAG Crouse-Hinds | 50228 | EC002557 | EF000551 | 64 | 9.0
CEAG Crouse-Hinds | 50228 | EC002557 | EF002169 | EV000294 | 9.0
CEAG Crouse-Hinds | 50228 | EC002557 | EF006243 | Non | 9.0
CEAG Crouse-Hinds | 50228 | EC002557 | EF013236 | Oui | 9.0
CEAG Crouse-Hinds | 50228 | EC002557 | EF013237 | Oui | 9.0
CEAG Crouse-Hinds | 50241 | EC000017 | EF000001 | 16 | 9.0
CEAG Crouse-Hinds | 50241 | EC000017 | EF000010 | EV000217 | 9.0
CEAG Crouse-Hinds | 50241 | EC000017 | EF000105 | 50 | 9.0
CEAG Crouse-Hinds | 50241 | EC000017 | EF000537 | EV000164 | 9.0
CEAG Crouse-Hinds | 50241 | EC000017 | EF000854 | EV001026 | 9.0
CEAG Crouse-Hinds | 50241 | EC000017 | EF001033 | oui | 9.0
CEAG Crouse-Hinds | 50241 | EC000017 | EF001391 | 3 | 9.0
CEAG Crouse-Hinds | 50241 | EC000017 | EF001596 | EV000139 | 9.0
CEAG Crouse-Hinds | 50241 | EC000017 | EF002558 | EV006034 | 9.0
CEAG Crouse-Hinds | 50241 | EC000017 | EF004019 | EV000154 | 9.0
CEAG Crouse-Hinds | 50241 | EC000017 | EF005728 | EV009071 | 9.0
CEAG Crouse-Hinds | 50241 | EC000017 | EF006584 | 12 | 9.0
CEAG Crouse-Hinds | 50241 | EC000017 | EF006725 | EV000202 | 9.0
CEAG Crouse-Hinds | 50241 | EC000017 | EF006726 | EV009027 | 9.0
CEAG Crouse-Hinds | 50241 | EC000017 | EF008404 | EV000494 | 9.0
CEAG Crouse-Hinds | 50262 | EC000357 | EF000363 | EV000154 | 9.0
CEAG Crouse-Hinds | 50262 | EC000357 | EF008497 | 3 | 9.0
CEAG Crouse-Hinds | 50262 | EC000357 | EF000010 | EV007507 | 9.0
CEAG Crouse-Hinds | 50262 | EC000357 | EF000002 | 3,75 | 9.0
CEAG Crouse-Hinds | 50262 | EC000357 | EF000364 | 4800 | 9.0
CEAG Crouse-Hinds | 50262 | EC000357 | EF000935 | EV000154 | 9.0
CEAG Crouse-Hinds | 50262 | EC000357 | EF000936 | EV000154 | 9.0
CEAG Crouse-Hinds | 50262 | EC000357 | EF001438 | 60 | 9.0
CEAG Crouse-Hinds | 50262 | EC000357 | EF005894 | 80 | 9.0
CEAG Crouse-Hinds | 50262 | EC000357 | EF000008 | 55 | 9.0
CEAG Crouse-Hinds | 50262 | EC000357 | EF006177 | oui | 9.0
CEAG Crouse-Hinds | 50262 | EC000357 | EF001779 | oui | 9.0
CEAG Crouse-Hinds | 50262 | EC000357 | EF001034 | oui | 9.0
CEAG Crouse-Hinds | 50262 | EC000357 | EF002386 | -5 - 35 | 9.0
CEAG Crouse-Hinds | 50262 | EC000357 | EF005851 | non | 9.0
CEAG Crouse-Hinds | 50262 | EC000357 | EF000167 | 310 | 9.0
CEAG Crouse-Hinds | 50274 | EC000216 | EF001364 | 8 | 9.0
CEAG Crouse-Hinds | 50274 | EC000216 | EF001376 | 1 | 9.0
CEAG Crouse-Hinds | 50274 | EC000216 | EF001377 | 1 | 9.0
CEAG Crouse-Hinds | 50274 | EC000216 | EF001389 | 20 | 9.0
CEAG Crouse-Hinds | 50274 | EC000216 | EF001391 | 3 | 9.0
CEAG Crouse-Hinds | 50274 | EC000216 | EF001435 | 110 | 9.0
CEAG Crouse-Hinds | 50274 | EC000216 | EF001435 | 690 | 9.0
CEAG Crouse-Hinds | 50274 | EC000216 | EF001444 | 35 | 9.0
CEAG Crouse-Hinds | 50274 | EC000216 | EF003118 | EV006422 | 9.0
CEAG Crouse-Hinds | 50274 | EC000216 | EF006281 | oui | 9.0
CEAG Crouse-Hinds | 50274 | EC000216 | EF006697 | non | 9.0
CEAG Crouse-Hinds | 50274 | EC000216 | EF006819 | EV000415 | 9.0
CEAG Crouse-Hinds | 50274 | EC000216 | EF006959 | non | 9.0
CEAG Crouse-Hinds | 50274 | EC000216 | EF006976 | EV000092 | 9.0
CEAG Crouse-Hinds | 50274 | EC000216 | EF006981 | oui | 9.0
CEAG Crouse-Hinds | 50274 | EC000216 | EF006985 | oui | 9.0
CEAG Crouse-Hinds | 50274 | EC000216 | EF006986 | oui | 9.0
CEAG Crouse-Hinds | 50274 | EC000216 | EF007027 | 8 | 9.0
CEAG Crouse-Hinds | 50274 | EC000216 | EF007050 | 0,7 | 9.0
CEAG Crouse-Hinds | 50274 | EC000216 | EF007167 | EV000206 | 9.0
CEAG Crouse-Hinds | 50274 | EC000216 | EF007243 | non | 9.0
CEAG Crouse-Hinds | 50274 | EC000216 | EF007247 | non | 9.0
CEAG Crouse-Hinds | 50274 | EC000216 | EF007248 | non | 9.0
CEAG Crouse-Hinds | 50274 | EC000216 | EF007262 | non | 9.0
CEAG Crouse-Hinds | 50274 | EC000216 | EF007264 | non | 9.0
CEAG Crouse-Hinds | 50274 | EC000216 | EF007355 | 690 | 9.0
CEAG Crouse-Hinds | 50274 | EC000216 | EF007386 | non | 9.0
CEAG Crouse-Hinds | 50274 | EC000216 | EF007491 | non | 9.0
CEAG Crouse-Hinds | 50274 | EC000216 | EF008240 | EV009311 | 9.0
CEAG Crouse-Hinds | 50274 | EC000216 | EF009165 | 20 | 9.0
CEAG Crouse-Hinds | 50274 | EC000216 | EF009166 | 8 | 9.0
CEAG Crouse-Hinds | 50274 | EC000216 | EF009408 | non | 9.0
CEAG Crouse-Hinds | 50275 | EC000216 | EF001364 | 16 | 9.0
CEAG Crouse-Hinds | 50275 | EC000216 | EF001376 | 1 | 9.0
CEAG Crouse-Hinds | 50275 | EC000216 | EF001377 | 1 | 9.0
CEAG Crouse-Hinds | 50275 | EC000216 | EF001389 | 40 | 9.0
CEAG Crouse-Hinds | 50275 | EC000216 | EF001391 | 3 | 9.0
CEAG Crouse-Hinds | 50275 | EC000216 | EF001435 | 110 | 9.0
CEAG Crouse-Hinds | 50275 | EC000216 | EF001435 | 690 | 9.0
CEAG Crouse-Hinds | 50275 | EC000216 | EF001444 | 35 | 9.0
CEAG Crouse-Hinds | 50275 | EC000216 | EF003118 | EV006422 | 9.0
CEAG Crouse-Hinds | 50275 | EC000216 | EF006281 | oui | 9.0
CEAG Crouse-Hinds | 50275 | EC000216 | EF006697 | non | 9.0
CEAG Crouse-Hinds | 50275 | EC000216 | EF006819 | EV000415 | 9.0
CEAG Crouse-Hinds | 50275 | EC000216 | EF006959 | non | 9.0
CEAG Crouse-Hinds | 50275 | EC000216 | EF006976 | EV000092 | 9.0
CEAG Crouse-Hinds | 50275 | EC000216 | EF006981 | oui | 9.0
CEAG Crouse-Hinds | 50275 | EC000216 | EF006985 | oui | 9.0
CEAG Crouse-Hinds | 50275 | EC000216 | EF006986 | oui | 9.0
CEAG Crouse-Hinds | 50275 | EC000216 | EF007027 | 16 | 9.0
CEAG Crouse-Hinds | 50275 | EC000216 | EF007050 | 1,7 | 9.0
CEAG Crouse-Hinds | 50275 | EC000216 | EF007167 | EV000206 | 9.0
CEAG Crouse-Hinds | 50275 | EC000216 | EF007243 | non | 9.0
CEAG Crouse-Hinds | 50275 | EC000216 | EF007247 | non | 9.0
CEAG Crouse-Hinds | 50275 | EC000216 | EF007248 | non | 9.0
CEAG Crouse-Hinds | 50275 | EC000216 | EF007262 | non | 9.0
CEAG Crouse-Hinds | 50275 | EC000216 | EF007264 | non | 9.0
CEAG Crouse-Hinds | 50275 | EC000216 | EF007355 | 690 | 9.0
CEAG Crouse-Hinds | 50275 | EC000216 | EF007386 | non | 9.0
CEAG Crouse-Hinds | 50275 | EC000216 | EF007491 | non | 9.0
CEAG Crouse-Hinds | 50275 | EC000216 | EF008240 | EV009311 | 9.0
CEAG Crouse-Hinds | 50275 | EC000216 | EF009165 | 40 | 9.0
CEAG Crouse-Hinds | 50275 | EC000216 | EF009166 | 16 | 9.0
CEAG Crouse-Hinds | 50275 | EC000216 | EF009408 | non | 9.0
CEAG Crouse-Hinds | 50276 | EC000216 | EF001364 | 32 | 9.0
CEAG Crouse-Hinds | 50276 | EC000216 | EF001376 | 1 | 9.0
CEAG Crouse-Hinds | 50276 | EC000216 | EF001377 | 1 | 9.0
CEAG Crouse-Hinds | 50276 | EC000216 | EF001389 | 80 | 9.0
CEAG Crouse-Hinds | 50276 | EC000216 | EF001391 | 3 | 9.0
CEAG Crouse-Hinds | 50276 | EC000216 | EF001435 | 110 | 9.0
CEAG Crouse-Hinds | 50276 | EC000216 | EF001435 | 690 | 9.0
CEAG Crouse-Hinds | 50276 | EC000216 | EF001444 | 35 | 9.0
CEAG Crouse-Hinds | 50276 | EC000216 | EF003118 | EV006422 | 9.0
CEAG Crouse-Hinds | 50276 | EC000216 | EF006281 | oui | 9.0
CEAG Crouse-Hinds | 50276 | EC000216 | EF006697 | non | 9.0
CEAG Crouse-Hinds | 50276 | EC000216 | EF006819 | EV000415 | 9.0
CEAG Crouse-Hinds | 50276 | EC000216 | EF006959 | non | 9.0
CEAG Crouse-Hinds | 50276 | EC000216 | EF006976 | EV000092 | 9.0
CEAG Crouse-Hinds | 50276 | EC000216 | EF006981 | oui | 9.0
CEAG Crouse-Hinds | 50276 | EC000216 | EF006985 | oui | 9.0
CEAG Crouse-Hinds | 50276 | EC000216 | EF006986 | oui | 9.0
CEAG Crouse-Hinds | 50276 | EC000216 | EF007027 | 32 | 9.0
CEAG Crouse-Hinds | 50276 | EC000216 | EF007050 | 3 | 9.0
CEAG Crouse-Hinds | 50276 | EC000216 | EF007167 | EV000206 | 9.0
CEAG Crouse-Hinds | 50276 | EC000216 | EF007243 | non | 9.0
CEAG Crouse-Hinds | 50276 | EC000216 | EF007247 | non | 9.0
CEAG Crouse-Hinds | 50276 | EC000216 | EF007248 | non | 9.0
CEAG Crouse-Hinds | 50276 | EC000216 | EF007262 | non | 9.0
CEAG Crouse-Hinds | 50276 | EC000216 | EF007264 | non | 9.0
CEAG Crouse-Hinds | 50276 | EC000216 | EF007355 | 690 | 9.0
CEAG Crouse-Hinds | 50276 | EC000216 | EF007386 | non | 9.0
CEAG Crouse-Hinds | 50276 | EC000216 | EF007491 | non | 9.0
CEAG Crouse-Hinds | 50276 | EC000216 | EF008240 | EV009311 | 9.0
CEAG Crouse-Hinds | 50276 | EC000216 | EF009165 | 80 | 9.0
CEAG Crouse-Hinds | 50276 | EC000216 | EF009166 | 32 | 9.0
CEAG Crouse-Hinds | 50276 | EC000216 | EF009408 | non | 9.0
CEAG Crouse-Hinds | 50277 | EC000216 | EF001364 | 4 | 9.0
CEAG Crouse-Hinds | 50277 | EC000216 | EF001376 | 1 | 9.0
CEAG Crouse-Hinds | 50277 | EC000216 | EF001389 | 10 | 9.0
CEAG Crouse-Hinds | 50277 | EC000216 | EF001391 | 3 | 9.0
CEAG Crouse-Hinds | 50277 | EC000216 | EF001435 | 110 | 9.0
CEAG Crouse-Hinds | 50277 | EC000216 | EF001435 | 500 | 9.0
CEAG Crouse-Hinds | 50277 | EC000216 | EF001444 | 10 | 9.0
CEAG Crouse-Hinds | 50277 | EC000216 | EF003118 | EV006422 | 9.0
CEAG Crouse-Hinds | 50277 | EC000216 | EF006281 | oui | 9.0
CEAG Crouse-Hinds | 50277 | EC000216 | EF006697 | non | 9.0
CEAG Crouse-Hinds | 50277 | EC000216 | EF006819 | EV000415 | 9.0
CEAG Crouse-Hinds | 50277 | EC000216 | EF006959 | non | 9.0
CEAG Crouse-Hinds | 50277 | EC000216 | EF006976 | EV000092 | 9.0
CEAG Crouse-Hinds | 50277 | EC000216 | EF006981 | oui | 9.0
CEAG Crouse-Hinds | 50277 | EC000216 | EF006985 | oui | 9.0
CEAG Crouse-Hinds | 50277 | EC000216 | EF006986 | oui | 9.0
CEAG Crouse-Hinds | 50277 | EC000216 | EF007027 | 6,9 | 9.0
CEAG Crouse-Hinds | 50277 | EC000216 | EF007050 | 10 | 9.0
CEAG Crouse-Hinds | 50277 | EC000216 | EF007243 | non | 9.0
CEAG Crouse-Hinds | 50277 | EC000216 | EF007247 | non | 9.0
CEAG Crouse-Hinds | 50277 | EC000216 | EF007248 | non | 9.0
CEAG Crouse-Hinds | 50277 | EC000216 | EF007262 | non | 9.0
CEAG Crouse-Hinds | 50277 | EC000216 | EF007264 | non | 9.0
CEAG Crouse-Hinds | 50277 | EC000216 | EF007355 | 500 | 9.0
CEAG Crouse-Hinds | 50277 | EC000216 | EF007386 | non | 9.0
CEAG Crouse-Hinds | 50277 | EC000216 | EF007491 | non | 9.0
CEAG Crouse-Hinds | 50277 | EC000216 | EF008240 | EV009311 | 9.0
CEAG Crouse-Hinds | 50277 | EC000216 | EF009165 | 10 | 9.0
CEAG Crouse-Hinds | 50277 | EC000216 | EF009166 | 6,9 | 9.0
CEAG Crouse-Hinds | 50277 | EC000216 | EF009408 | non | 9.0
CEAG Crouse-Hinds | 50278 | EC000216 | EF001364 | 4 | 9.0
CEAG Crouse-Hinds | 50278 | EC000216 | EF001376 | 1 | 9.0
CEAG Crouse-Hinds | 50278 | EC000216 | EF001389 | 10 | 9.0
CEAG Crouse-Hinds | 50278 | EC000216 | EF001391 | 3 | 9.0
CEAG Crouse-Hinds | 50278 | EC000216 | EF001435 | 110 | 9.0
CEAG Crouse-Hinds | 50278 | EC000216 | EF001435 | 500 | 9.0
CEAG Crouse-Hinds | 50278 | EC000216 | EF001444 | 10 | 9.0
CEAG Crouse-Hinds | 50278 | EC000216 | EF003118 | EV006422 | 9.0
CEAG Crouse-Hinds | 50278 | EC000216 | EF006281 | oui | 9.0
CEAG Crouse-Hinds | 50278 | EC000216 | EF006697 | non | 9.0
CEAG Crouse-Hinds | 50278 | EC000216 | EF006819 | EV000415 | 9.0
CEAG Crouse-Hinds | 50278 | EC000216 | EF006959 | oui | 9.0
CEAG Crouse-Hinds | 50278 | EC000216 | EF006976 | EV000092 | 9.0
CEAG Crouse-Hinds | 50278 | EC000216 | EF006981 | oui | 9.0
CEAG Crouse-Hinds | 50278 | EC000216 | EF006985 | oui | 9.0
CEAG Crouse-Hinds | 50278 | EC000216 | EF006986 | oui | 9.0
CEAG Crouse-Hinds | 50278 | EC000216 | EF007050 | 10 | 9.0
CEAG Crouse-Hinds | 50278 | EC000216 | EF007167 | EV000233 | 9.0
CEAG Crouse-Hinds | 50278 | EC000216 | EF007243 | non | 9.0
CEAG Crouse-Hinds | 50278 | EC000216 | EF007247 | non | 9.0
CEAG Crouse-Hinds | 50278 | EC000216 | EF007248 | non | 9.0
CEAG Crouse-Hinds | 50278 | EC000216 | EF007262 | non | 9.0
CEAG Crouse-Hinds | 50278 | EC000216 | EF007264 | non | 9.0
CEAG Crouse-Hinds | 50278 | EC000216 | EF007355 | 500 | 9.0
CEAG Crouse-Hinds | 50278 | EC000216 | EF007386 | non | 9.0
CEAG Crouse-Hinds | 50278 | EC000216 | EF007491 | non | 9.0
CEAG Crouse-Hinds | 50278 | EC000216 | EF008240 | EV009311 | 9.0
CEAG Crouse-Hinds | 50278 | EC000216 | EF009165 | 10 | 9.0
CEAG Crouse-Hinds | 50278 | EC000216 | EF009166 | 4 | 9.0
CEAG Crouse-Hinds | 50278 | EC000216 | EF009408 | non | 9.0
CEAG Crouse-Hinds | 50279 | EC000216 | EF001364 | 8 | 9.0
CEAG Crouse-Hinds | 50279 | EC000216 | EF001376 | 1 | 9.0
CEAG Crouse-Hinds | 50279 | EC000216 | EF001389 | 20 | 9.0
CEAG Crouse-Hinds | 50279 | EC000216 | EF001391 | 3 | 9.0
CEAG Crouse-Hinds | 50279 | EC000216 | EF001435 | 110 | 9.0
CEAG Crouse-Hinds | 50279 | EC000216 | EF001435 | 500 | 9.0
CEAG Crouse-Hinds | 50279 | EC000216 | EF001444 | 10 | 9.0
CEAG Crouse-Hinds | 50279 | EC000216 | EF003118 | EV006422 | 9.0
CEAG Crouse-Hinds | 50279 | EC000216 | EF006281 | oui | 9.0
CEAG Crouse-Hinds | 50279 | EC000216 | EF006697 | non | 9.0
CEAG Crouse-Hinds | 50279 | EC000216 | EF006819 | EV000415 | 9.0
CEAG Crouse-Hinds | 50279 | EC000216 | EF006959 | non | 9.0
CEAG Crouse-Hinds | 50279 | EC000216 | EF006976 | EV000092 | 9.0
CEAG Crouse-Hinds | 50279 | EC000216 | EF006981 | oui | 9.0
CEAG Crouse-Hinds | 50279 | EC000216 | EF006985 | oui | 9.0
CEAG Crouse-Hinds | 50279 | EC000216 | EF006986 | oui | 9.0
CEAG Crouse-Hinds | 50279 | EC000216 | EF007027 | 13,9 | 9.0
CEAG Crouse-Hinds | 50279 | EC000216 | EF007050 | 10 | 9.0
CEAG Crouse-Hinds | 50279 | EC000216 | EF007243 | non | 9.0
CEAG Crouse-Hinds | 50279 | EC000216 | EF007247 | non | 9.0
CEAG Crouse-Hinds | 50279 | EC000216 | EF007248 | non | 9.0
CEAG Crouse-Hinds | 50279 | EC000216 | EF007262 | non | 9.0
CEAG Crouse-Hinds | 50279 | EC000216 | EF007264 | non | 9.0
CEAG Crouse-Hinds | 50279 | EC000216 | EF007355 | 690 | 9.0
CEAG Crouse-Hinds | 50279 | EC000216 | EF007386 | non | 9.0
CEAG Crouse-Hinds | 50279 | EC000216 | EF007491 | non | 9.0
CEAG Crouse-Hinds | 50279 | EC000216 | EF008240 | EV009311 | 9.0
CEAG Crouse-Hinds | 50279 | EC000216 | EF009165 | 20 | 9.0
CEAG Crouse-Hinds | 50279 | EC000216 | EF009166 | 13,9 | 9.0
CEAG Crouse-Hinds | 50279 | EC000216 | EF009408 | non | 9.0
CEAG Crouse-Hinds | 50280 | EC000216 | EF001364 | 8 | 9.0
CEAG Crouse-Hinds | 50280 | EC000216 | EF001376 | 1 | 9.0
CEAG Crouse-Hinds | 50280 | EC000216 | EF001377 | 1 | 9.0
CEAG Crouse-Hinds | 50280 | EC000216 | EF001389 | 20 | 9.0
CEAG Crouse-Hinds | 50280 | EC000216 | EF001391 | 3 | 9.0
CEAG Crouse-Hinds | 50280 | EC000216 | EF001435 | 400 | 9.0
CEAG Crouse-Hinds | 50280 | EC000216 | EF001435 | 690 | 9.0
CEAG Crouse-Hinds | 50280 | EC000216 | EF001444 | 10 | 9.0
CEAG Crouse-Hinds | 50280 | EC000216 | EF003118 | EV006422 | 9.0
CEAG Crouse-Hinds | 50280 | EC000216 | EF006281 | oui | 9.0
CEAG Crouse-Hinds | 50280 | EC000216 | EF006697 | non | 9.0
CEAG Crouse-Hinds | 50280 | EC000216 | EF006819 | EV000415 | 9.0
CEAG Crouse-Hinds | 50280 | EC000216 | EF006959 | oui | 9.0
CEAG Crouse-Hinds | 50280 | EC000216 | EF006976 | EV000092 | 9.0
CEAG Crouse-Hinds | 50280 | EC000216 | EF006981 | oui | 9.0
CEAG Crouse-Hinds | 50280 | EC000216 | EF006985 | oui | 9.0
CEAG Crouse-Hinds | 50280 | EC000216 | EF006986 | oui | 9.0
CEAG Crouse-Hinds | 50280 | EC000216 | EF007050 | 10 | 9.0
CEAG Crouse-Hinds | 50280 | EC000216 | EF007243 | non | 9.0
CEAG Crouse-Hinds | 50280 | EC000216 | EF007247 | non | 9.0
CEAG Crouse-Hinds | 50280 | EC000216 | EF007248 | non | 9.0
CEAG Crouse-Hinds | 50280 | EC000216 | EF007262 | non | 9.0
CEAG Crouse-Hinds | 50280 | EC000216 | EF007264 | non | 9.0
CEAG Crouse-Hinds | 50280 | EC000216 | EF007355 | 690 | 9.0
CEAG Crouse-Hinds | 50280 | EC000216 | EF007386 | non | 9.0
CEAG Crouse-Hinds | 50280 | EC000216 | EF007491 | non | 9.0
CEAG Crouse-Hinds | 50280 | EC000216 | EF008240 | EV009311 | 9.0
CEAG Crouse-Hinds | 50280 | EC000216 | EF009165 | 20 | 9.0
CEAG Crouse-Hinds | 50280 | EC000216 | EF009408 | non | 9.0
CEAG Crouse-Hinds | 50281 | EC000216 | EF001364 | 8 | 9.0
CEAG Crouse-Hinds | 50281 | EC000216 | EF001376 | 1 | 9.0
CEAG Crouse-Hinds | 50281 | EC000216 | EF001377 | 1 | 9.0
CEAG Crouse-Hinds | 50281 | EC000216 | EF001389 | 20 | 9.0
CEAG Crouse-Hinds | 50281 | EC000216 | EF001391 | 6 | 9.0
CEAG Crouse-Hinds | 50281 | EC000216 | EF001435 | 110 | 9.0
CEAG Crouse-Hinds | 50281 | EC000216 | EF001435 | 500 | 9.0
CEAG Crouse-Hinds | 50281 | EC000216 | EF001444 | 10 | 9.0
CEAG Crouse-Hinds | 50281 | EC000216 | EF003118 | EV006422 | 9.0
CEAG Crouse-Hinds | 50281 | EC000216 | EF006281 | oui | 9.0
CEAG Crouse-Hinds | 50281 | EC000216 | EF006697 | non | 9.0
CEAG Crouse-Hinds | 50281 | EC000216 | EF006819 | EV000415 | 9.0
CEAG Crouse-Hinds | 50281 | EC000216 | EF006959 | non | 9.0
CEAG Crouse-Hinds | 50281 | EC000216 | EF006976 | EV000092 | 9.0
CEAG Crouse-Hinds | 50281 | EC000216 | EF006981 | oui | 9.0
CEAG Crouse-Hinds | 50281 | EC000216 | EF006985 | oui | 9.0
CEAG Crouse-Hinds | 50281 | EC000216 | EF006986 | oui | 9.0
CEAG Crouse-Hinds | 50281 | EC000216 | EF007027 | 13,9 | 9.0
CEAG Crouse-Hinds | 50281 | EC000216 | EF007050 | 10 | 9.0
CEAG Crouse-Hinds | 50281 | EC000216 | EF007243 | non | 9.0
CEAG Crouse-Hinds | 50281 | EC000216 | EF007247 | non | 9.0
CEAG Crouse-Hinds | 50281 | EC000216 | EF007248 | non | 9.0
CEAG Crouse-Hinds | 50281 | EC000216 | EF007262 | non | 9.0
CEAG Crouse-Hinds | 50281 | EC000216 | EF007264 | non | 9.0
CEAG Crouse-Hinds | 50281 | EC000216 | EF007355 | 690 | 9.0
CEAG Crouse-Hinds | 50281 | EC000216 | EF007386 | non | 9.0
CEAG Crouse-Hinds | 50281 | EC000216 | EF007491 | non | 9.0
CEAG Crouse-Hinds | 50281 | EC000216 | EF008240 | EV009311 | 9.0
CEAG Crouse-Hinds | 50281 | EC000216 | EF009165 | 20 | 9.0
CEAG Crouse-Hinds | 50281 | EC000216 | EF009166 | 13,9 | 9.0
CEAG Crouse-Hinds | 50281 | EC000216 | EF009408 | non | 9.0
CEAG Crouse-Hinds | 50282 | EC000216 | EF001364 | 8 | 9.0
CEAG Crouse-Hinds | 50282 | EC000216 | EF001376 | 1 | 9.0
CEAG Crouse-Hinds | 50282 | EC000216 | EF001377 | 1 | 9.0
CEAG Crouse-Hinds | 50282 | EC000216 | EF001389 | 20 | 9.0
CEAG Crouse-Hinds | 50282 | EC000216 | EF001391 | 6 | 9.0
CEAG Crouse-Hinds | 50282 | EC000216 | EF001435 | 110 | 9.0
CEAG Crouse-Hinds | 50282 | EC000216 | EF001435 | 690 | 9.0
CEAG Crouse-Hinds | 50282 | EC000216 | EF001444 | 35 | 9.0
CEAG Crouse-Hinds | 50282 | EC000216 | EF003118 | EV006422 | 9.0
CEAG Crouse-Hinds | 50282 | EC000216 | EF006281 | oui | 9.0
CEAG Crouse-Hinds | 50282 | EC000216 | EF006697 | non | 9.0
CEAG Crouse-Hinds | 50282 | EC000216 | EF006819 | EV000415 | 9.0
CEAG Crouse-Hinds | 50282 | EC000216 | EF006959 | oui | 9.0
CEAG Crouse-Hinds | 50282 | EC000216 | EF006976 | EV000092 | 9.0
CEAG Crouse-Hinds | 50282 | EC000216 | EF006981 | oui | 9.0
CEAG Crouse-Hinds | 50282 | EC000216 | EF006985 | oui | 9.0
CEAG Crouse-Hinds | 50282 | EC000216 | EF006986 | oui | 9.0
CEAG Crouse-Hinds | 50282 | EC000216 | EF007027 | 8 | 9.0
CEAG Crouse-Hinds | 50282 | EC000216 | EF007050 | 1,7 | 9.0
CEAG Crouse-Hinds | 50282 | EC000216 | EF007167 | EV000233 | 9.0
CEAG Crouse-Hinds | 50282 | EC000216 | EF007243 | non | 9.0
CEAG Crouse-Hinds | 50282 | EC000216 | EF007247 | non | 9.0
CEAG Crouse-Hinds | 50282 | EC000216 | EF007248 | non | 9.0
CEAG Crouse-Hinds | 50282 | EC000216 | EF007262 | non | 9.0
CEAG Crouse-Hinds | 50282 | EC000216 | EF007264 | non | 9.0
CEAG Crouse-Hinds | 50282 | EC000216 | EF007355 | 690 | 9.0
CEAG Crouse-Hinds | 50282 | EC000216 | EF007386 | non | 9.0
CEAG Crouse-Hinds | 50282 | EC000216 | EF007491 | non | 9.0
CEAG Crouse-Hinds | 50282 | EC000216 | EF008240 | EV009311 | 9.0
CEAG Crouse-Hinds | 50282 | EC000216 | EF009165 | 20 | 9.0
CEAG Crouse-Hinds | 50282 | EC000216 | EF009166 | 8 | 9.0
CEAG Crouse-Hinds | 50282 | EC000216 | EF009408 | non | 9.0
CEAG Crouse-Hinds | 50283 | EC000216 | EF001364 | 16 | 9.0
CEAG Crouse-Hinds | 50283 | EC000216 | EF001376 | 1 | 9.0
CEAG Crouse-Hinds | 50283 | EC000216 | EF001377 | 1 | 9.0
CEAG Crouse-Hinds | 50283 | EC000216 | EF001389 | 40 | 9.0
CEAG Crouse-Hinds | 50283 | EC000216 | EF001391 | 3 | 9.0
CEAG Crouse-Hinds | 50283 | EC000216 | EF001435 | 110 | 9.0
CEAG Crouse-Hinds | 50283 | EC000216 | EF001435 | 690 | 9.0
CEAG Crouse-Hinds | 50283 | EC000216 | EF001444 | 10 | 9.0
CEAG Crouse-Hinds | 50283 | EC000216 | EF003118 | EV006422 | 9.0
CEAG Crouse-Hinds | 50283 | EC000216 | EF006281 | oui | 9.0
CEAG Crouse-Hinds | 50283 | EC000216 | EF006697 | non | 9.0
CEAG Crouse-Hinds | 50283 | EC000216 | EF006819 | EV000415 | 9.0
CEAG Crouse-Hinds | 50283 | EC000216 | EF006959 | oui | 9.0
CEAG Crouse-Hinds | 50283 | EC000216 | EF006976 | EV000092 | 9.0
CEAG Crouse-Hinds | 50283 | EC000216 | EF006981 | oui | 9.0
CEAG Crouse-Hinds | 50283 | EC000216 | EF006985 | oui | 9.0
CEAG Crouse-Hinds | 50283 | EC000216 | EF006986 | oui | 9.0
CEAG Crouse-Hinds | 50283 | EC000216 | EF007050 | 10 | 9.0
CEAG Crouse-Hinds | 50283 | EC000216 | EF007243 | non | 9.0
CEAG Crouse-Hinds | 50283 | EC000216 | EF007247 | non | 9.0
CEAG Crouse-Hinds | 50283 | EC000216 | EF007248 | non | 9.0
CEAG Crouse-Hinds | 50283 | EC000216 | EF007262 | non | 9.0
CEAG Crouse-Hinds | 50283 | EC000216 | EF007264 | non | 9.0
CEAG Crouse-Hinds | 50283 | EC000216 | EF007355 | 690 | 9.0
CEAG Crouse-Hinds | 50283 | EC000216 | EF007386 | non | 9.0
CEAG Crouse-Hinds | 50283 | EC000216 | EF007491 | non | 9.0
CEAG Crouse-Hinds | 50283 | EC000216 | EF008240 | EV009311 | 9.0
CEAG Crouse-Hinds | 50283 | EC000216 | EF009165 | 40 | 9.0
CEAG Crouse-Hinds | 50283 | EC000216 | EF009408 | non | 9.0
CEAG Crouse-Hinds | 50284 | EC000216 | EF001364 | 16 | 9.0
CEAG Crouse-Hinds | 50284 | EC000216 | EF001376 | 1 | 9.0
CEAG Crouse-Hinds | 50284 | EC000216 | EF001377 | 1 | 9.0
CEAG Crouse-Hinds | 50284 | EC000216 | EF001389 | 40 | 9.0
CEAG Crouse-Hinds | 50284 | EC000216 | EF001391 | 6 | 9.0
CEAG Crouse-Hinds | 50284 | EC000216 | EF001435 | 110 | 9.0
CEAG Crouse-Hinds | 50284 | EC000216 | EF001435 | 690 | 9.0
CEAG Crouse-Hinds | 50284 | EC000216 | EF001444 | 35 | 9.0
CEAG Crouse-Hinds | 50284 | EC000216 | EF003118 | EV006422 | 9.0
CEAG Crouse-Hinds | 50284 | EC000216 | EF006281 | oui | 9.0
CEAG Crouse-Hinds | 50284 | EC000216 | EF006697 | non | 9.0
CEAG Crouse-Hinds | 50284 | EC000216 | EF006819 | EV000415 | 9.0
CEAG Crouse-Hinds | 50284 | EC000216 | EF006959 | non | 9.0
CEAG Crouse-Hinds | 50284 | EC000216 | EF006976 | EV000092 | 9.0
CEAG Crouse-Hinds | 50284 | EC000216 | EF006981 | oui | 9.0
CEAG Crouse-Hinds | 50284 | EC000216 | EF006985 | oui | 9.0
CEAG Crouse-Hinds | 50284 | EC000216 | EF006986 | oui | 9.0
CEAG Crouse-Hinds | 50284 | EC000216 | EF007027 | 16 | 9.0
CEAG Crouse-Hinds | 50284 | EC000216 | EF007050 | 35 | 9.0
CEAG Crouse-Hinds | 50284 | EC000216 | EF007167 | EV000206 | 9.0
CEAG Crouse-Hinds | 50284 | EC000216 | EF007243 | non | 9.0
CEAG Crouse-Hinds | 50284 | EC000216 | EF007247 | non | 9.0
CEAG Crouse-Hinds | 50284 | EC000216 | EF007248 | non | 9.0
CEAG Crouse-Hinds | 50284 | EC000216 | EF007262 | non | 9.0
CEAG Crouse-Hinds | 50284 | EC000216 | EF007264 | non | 9.0
CEAG Crouse-Hinds | 50284 | EC000216 | EF007355 | 690 | 9.0
CEAG Crouse-Hinds | 50284 | EC000216 | EF007386 | non | 9.0
CEAG Crouse-Hinds | 50284 | EC000216 | EF007491 | non | 9.0
CEAG Crouse-Hinds | 50284 | EC000216 | EF008240 | EV009311 | 9.0
CEAG Crouse-Hinds | 50284 | EC000216 | EF009165 | 40 | 9.0
CEAG Crouse-Hinds | 50284 | EC000216 | EF009166 | 16 | 9.0
CEAG Crouse-Hinds | 50284 | EC000216 | EF009408 | non | 9.0
CEAG Crouse-Hinds | 50285 | EC000216 | EF001364 | 16 | 9.0
CEAG Crouse-Hinds | 50285 | EC000216 | EF001376 | 1 | 9.0
CEAG Crouse-Hinds | 50285 | EC000216 | EF001377 | 1 | 9.0
CEAG Crouse-Hinds | 50285 | EC000216 | EF001389 | 40 | 9.0
CEAG Crouse-Hinds | 50285 | EC000216 | EF001391 | 6 | 9.0
CEAG Crouse-Hinds | 50285 | EC000216 | EF001435 | 110 | 9.0
CEAG Crouse-Hinds | 50285 | EC000216 | EF001435 | 690 | 9.0
CEAG Crouse-Hinds | 50285 | EC000216 | EF001444 | 35 | 9.0
CEAG Crouse-Hinds | 50285 | EC000216 | EF003118 | EV006422 | 9.0
CEAG Crouse-Hinds | 50285 | EC000216 | EF006281 | oui | 9.0
CEAG Crouse-Hinds | 50285 | EC000216 | EF006697 | non | 9.0
CEAG Crouse-Hinds | 50285 | EC000216 | EF006819 | EV000415 | 9.0
CEAG Crouse-Hinds | 50285 | EC000216 | EF006959 | oui | 9.0
CEAG Crouse-Hinds | 50285 | EC000216 | EF006976 | EV000092 | 9.0
CEAG Crouse-Hinds | 50285 | EC000216 | EF006981 | oui | 9.0
CEAG Crouse-Hinds | 50285 | EC000216 | EF006985 | oui | 9.0
CEAG Crouse-Hinds | 50285 | EC000216 | EF006986 | oui | 9.0
CEAG Crouse-Hinds | 50285 | EC000216 | EF007027 | 16 | 9.0
CEAG Crouse-Hinds | 50285 | EC000216 | EF007050 | 1,7 | 9.0
CEAG Crouse-Hinds | 50285 | EC000216 | EF007167 | EV000206 | 9.0
CEAG Crouse-Hinds | 50285 | EC000216 | EF007243 | non | 9.0
CEAG Crouse-Hinds | 50285 | EC000216 | EF007247 | non | 9.0
CEAG Crouse-Hinds | 50285 | EC000216 | EF007248 | non | 9.0
CEAG Crouse-Hinds | 50285 | EC000216 | EF007262 | non | 9.0
CEAG Crouse-Hinds | 50285 | EC000216 | EF007264 | non | 9.0
CEAG Crouse-Hinds | 50285 | EC000216 | EF007355 | 690 | 9.0
CEAG Crouse-Hinds | 50285 | EC000216 | EF007386 | non | 9.0
CEAG Crouse-Hinds | 50285 | EC000216 | EF007491 | non | 9.0
CEAG Crouse-Hinds | 50285 | EC000216 | EF008240 | EV009311 | 9.0
CEAG Crouse-Hinds | 50285 | EC000216 | EF009165 | 40 | 9.0
CEAG Crouse-Hinds | 50285 | EC000216 | EF009166 | 16 | 9.0
CEAG Crouse-Hinds | 50285 | EC000216 | EF009408 | non | 9.0
CEAG Crouse-Hinds | 50286 | EC000216 | EF001364 | 32 | 9.0
CEAG Crouse-Hinds | 50286 | EC000216 | EF001376 | 1 | 9.0
CEAG Crouse-Hinds | 50286 | EC000216 | EF001377 | 1 | 9.0
CEAG Crouse-Hinds | 50286 | EC000216 | EF001389 | 80 | 9.0
CEAG Crouse-Hinds | 50286 | EC000216 | EF001391 | 3 | 9.0
CEAG Crouse-Hinds | 50286 | EC000216 | EF001435 | 110 | 9.0
CEAG Crouse-Hinds | 50286 | EC000216 | EF001435 | 690 | 9.0
CEAG Crouse-Hinds | 50286 | EC000216 | EF001444 | 35 | 9.0
CEAG Crouse-Hinds | 50286 | EC000216 | EF003118 | EV006422 | 9.0
CEAG Crouse-Hinds | 50286 | EC000216 | EF006281 | oui | 9.0
CEAG Crouse-Hinds | 50286 | EC000216 | EF006697 | non | 9.0
CEAG Crouse-Hinds | 50286 | EC000216 | EF006819 | EV000415 | 9.0
CEAG Crouse-Hinds | 50286 | EC000216 | EF006959 | non | 9.0
CEAG Crouse-Hinds | 50286 | EC000216 | EF006976 | EV000092 | 9.0
CEAG Crouse-Hinds | 50286 | EC000216 | EF006981 | oui | 9.0
CEAG Crouse-Hinds | 50286 | EC000216 | EF006985 | oui | 9.0
CEAG Crouse-Hinds | 50286 | EC000216 | EF006986 | oui | 9.0
CEAG Crouse-Hinds | 50286 | EC000216 | EF007027 | 32 | 9.0
CEAG Crouse-Hinds | 50286 | EC000216 | EF007050 | 3 | 9.0
CEAG Crouse-Hinds | 50286 | EC000216 | EF007167 | EV000206 | 9.0
CEAG Crouse-Hinds | 50286 | EC000216 | EF007243 | non | 9.0
CEAG Crouse-Hinds | 50286 | EC000216 | EF007247 | non | 9.0
CEAG Crouse-Hinds | 50286 | EC000216 | EF007248 | non | 9.0
CEAG Crouse-Hinds | 50286 | EC000216 | EF007262 | non | 9.0
CEAG Crouse-Hinds | 50286 | EC000216 | EF007264 | non | 9.0
CEAG Crouse-Hinds | 50286 | EC000216 | EF007355 | 690 | 9.0
CEAG Crouse-Hinds | 50286 | EC000216 | EF007386 | non | 9.0
CEAG Crouse-Hinds | 50286 | EC000216 | EF007491 | non | 9.0
CEAG Crouse-Hinds | 50286 | EC000216 | EF008240 | EV009311 | 9.0
CEAG Crouse-Hinds | 50286 | EC000216 | EF009165 | 80 | 9.0
CEAG Crouse-Hinds | 50286 | EC000216 | EF009166 | 32 | 9.0
CEAG Crouse-Hinds | 50286 | EC000216 | EF009408 | non | 9.0
CEAG Crouse-Hinds | 50287 | EC000216 | EF001364 | 32 | 9.0
CEAG Crouse-Hinds | 50287 | EC000216 | EF001376 | 1 | 9.0
CEAG Crouse-Hinds | 50287 | EC000216 | EF001377 | 1 | 9.0
CEAG Crouse-Hinds | 50287 | EC000216 | EF001389 | 80 | 9.0
CEAG Crouse-Hinds | 50287 | EC000216 | EF001391 | 3 | 9.0
CEAG Crouse-Hinds | 50287 | EC000216 | EF001435 | 110 | 9.0
CEAG Crouse-Hinds | 50287 | EC000216 | EF001435 | 690 | 9.0
CEAG Crouse-Hinds | 50287 | EC000216 | EF001444 | 35 | 9.0
CEAG Crouse-Hinds | 50287 | EC000216 | EF003118 | EV006422 | 9.0
CEAG Crouse-Hinds | 50287 | EC000216 | EF006281 | oui | 9.0
CEAG Crouse-Hinds | 50287 | EC000216 | EF006697 | non | 9.0
CEAG Crouse-Hinds | 50287 | EC000216 | EF006819 | EV000415 | 9.0
CEAG Crouse-Hinds | 50287 | EC000216 | EF006959 | oui | 9.0
CEAG Crouse-Hinds | 50287 | EC000216 | EF006976 | EV000092 | 9.0
CEAG Crouse-Hinds | 50287 | EC000216 | EF006981 | oui | 9.0
CEAG Crouse-Hinds | 50287 | EC000216 | EF006985 | oui | 9.0
CEAG Crouse-Hinds | 50287 | EC000216 | EF006986 | oui | 9.0
CEAG Crouse-Hinds | 50287 | EC000216 | EF007027 | 32 | 9.0
CEAG Crouse-Hinds | 50287 | EC000216 | EF007050 | 3 | 9.0
CEAG Crouse-Hinds | 50287 | EC000216 | EF007167 | EV000233 | 9.0
CEAG Crouse-Hinds | 50287 | EC000216 | EF007243 | non | 9.0
CEAG Crouse-Hinds | 50287 | EC000216 | EF007247 | non | 9.0
CEAG Crouse-Hinds | 50287 | EC000216 | EF007248 | non | 9.0
CEAG Crouse-Hinds | 50287 | EC000216 | EF007262 | non | 9.0
CEAG Crouse-Hinds | 50287 | EC000216 | EF007264 | non | 9.0
CEAG Crouse-Hinds | 50287 | EC000216 | EF007355 | 690 | 9.0
CEAG Crouse-Hinds | 50287 | EC000216 | EF007386 | non | 9.0
CEAG Crouse-Hinds | 50287 | EC000216 | EF007491 | non | 9.0
CEAG Crouse-Hinds | 50287 | EC000216 | EF008240 | EV009311 | 9.0
CEAG Crouse-Hinds | 50287 | EC000216 | EF009165 | 80 | 9.0
CEAG Crouse-Hinds | 50287 | EC000216 | EF009166 | 32 | 9.0
CEAG Crouse-Hinds | 50287 | EC000216 | EF009408 | non | 9.0
CEAG Crouse-Hinds | 50288 | EC000216 | EF001364 | 32 | 9.0
CEAG Crouse-Hinds | 50288 | EC000216 | EF001376 | 1 | 9.0
CEAG Crouse-Hinds | 50288 | EC000216 | EF001377 | 1 | 9.0
CEAG Crouse-Hinds | 50288 | EC000216 | EF001389 | 80 | 9.0
CEAG Crouse-Hinds | 50288 | EC000216 | EF001391 | 6 | 9.0
CEAG Crouse-Hinds | 50288 | EC000216 | EF001435 | 110 | 9.0
CEAG Crouse-Hinds | 50288 | EC000216 | EF001435 | 690 | 9.0
CEAG Crouse-Hinds | 50288 | EC000216 | EF001444 | 35 | 9.0
CEAG Crouse-Hinds | 50288 | EC000216 | EF003118 | EV006422 | 9.0
CEAG Crouse-Hinds | 50288 | EC000216 | EF006281 | oui | 9.0
CEAG Crouse-Hinds | 50288 | EC000216 | EF006697 | non | 9.0
CEAG Crouse-Hinds | 50288 | EC000216 | EF006819 | EV000415 | 9.0
CEAG Crouse-Hinds | 50288 | EC000216 | EF006959 | non | 9.0
CEAG Crouse-Hinds | 50288 | EC000216 | EF006976 | EV000092 | 9.0
CEAG Crouse-Hinds | 50288 | EC000216 | EF006981 | oui | 9.0
CEAG Crouse-Hinds | 50288 | EC000216 | EF006985 | oui | 9.0
CEAG Crouse-Hinds | 50288 | EC000216 | EF006986 | oui | 9.0
CEAG Crouse-Hinds | 50288 | EC000216 | EF007027 | 32 | 9.0
CEAG Crouse-Hinds | 50288 | EC000216 | EF007050 | 3 | 9.0
CEAG Crouse-Hinds | 50288 | EC000216 | EF007167 | EV000206 | 9.0
CEAG Crouse-Hinds | 50288 | EC000216 | EF007243 | non | 9.0
CEAG Crouse-Hinds | 50288 | EC000216 | EF007247 | non | 9.0
CEAG Crouse-Hinds | 50288 | EC000216 | EF007248 | non | 9.0
CEAG Crouse-Hinds | 50288 | EC000216 | EF007262 | non | 9.0
CEAG Crouse-Hinds | 50288 | EC000216 | EF007264 | non | 9.0
CEAG Crouse-Hinds | 50288 | EC000216 | EF007355 | 690 | 9.0
CEAG Crouse-Hinds | 50288 | EC000216 | EF007386 | non | 9.0
CEAG Crouse-Hinds | 50288 | EC000216 | EF007491 | non | 9.0
CEAG Crouse-Hinds | 50288 | EC000216 | EF008240 | EV009311 | 9.0
CEAG Crouse-Hinds | 50288 | EC000216 | EF009165 | 80 | 9.0
CEAG Crouse-Hinds | 50288 | EC000216 | EF009166 | 32 | 9.0
CEAG Crouse-Hinds | 50288 | EC000216 | EF009408 | non | 9.0
CEAG Crouse-Hinds | 50289 | EC000216 | EF001364 | 32 | 9.0
CEAG Crouse-Hinds | 50289 | EC000216 | EF001376 | 1 | 9.0
CEAG Crouse-Hinds | 50289 | EC000216 | EF001377 | 1 | 9.0
CEAG Crouse-Hinds | 50289 | EC000216 | EF001389 | 80 | 9.0
CEAG Crouse-Hinds | 50289 | EC000216 | EF001391 | 6 | 9.0
CEAG Crouse-Hinds | 50289 | EC000216 | EF001435 | 110 | 9.0
CEAG Crouse-Hinds | 50289 | EC000216 | EF001435 | 690 | 9.0
CEAG Crouse-Hinds | 50289 | EC000216 | EF001444 | 35 | 9.0
CEAG Crouse-Hinds | 50289 | EC000216 | EF003118 | EV006422 | 9.0
CEAG Crouse-Hinds | 50289 | EC000216 | EF006281 | oui | 9.0
CEAG Crouse-Hinds | 50289 | EC000216 | EF006697 | non | 9.0
CEAG Crouse-Hinds | 50289 | EC000216 | EF006819 | EV000415 | 9.0
CEAG Crouse-Hinds | 50289 | EC000216 | EF006959 | oui | 9.0
CEAG Crouse-Hinds | 50289 | EC000216 | EF006976 | EV000092 | 9.0
CEAG Crouse-Hinds | 50289 | EC000216 | EF006981 | oui | 9.0
CEAG Crouse-Hinds | 50289 | EC000216 | EF006985 | oui | 9.0
CEAG Crouse-Hinds | 50289 | EC000216 | EF006986 | oui | 9.0
CEAG Crouse-Hinds | 50289 | EC000216 | EF007027 | 32 | 9.0
CEAG Crouse-Hinds | 50289 | EC000216 | EF007050 | 3 | 9.0
CEAG Crouse-Hinds | 50289 | EC000216 | EF007167 | EV000233 | 9.0
CEAG Crouse-Hinds | 50289 | EC000216 | EF007243 | non | 9.0
CEAG Crouse-Hinds | 50289 | EC000216 | EF007247 | non | 9.0
CEAG Crouse-Hinds | 50289 | EC000216 | EF007248 | non | 9.0
CEAG Crouse-Hinds | 50289 | EC000216 | EF007262 | non | 9.0
CEAG Crouse-Hinds | 50289 | EC000216 | EF007264 | non | 9.0
CEAG Crouse-Hinds | 50289 | EC000216 | EF007355 | 690 | 9.0
CEAG Crouse-Hinds | 50289 | EC000216 | EF007386 | non | 9.0
CEAG Crouse-Hinds | 50289 | EC000216 | EF007491 | non | 9.0
CEAG Crouse-Hinds | 50289 | EC000216 | EF008240 | EV009311 | 9.0
CEAG Crouse-Hinds | 50289 | EC000216 | EF009165 | 80 | 9.0
CEAG Crouse-Hinds | 50289 | EC000216 | EF009166 | 32 | 9.0
CEAG Crouse-Hinds | 50289 | EC000216 | EF009408 | non | 9.0
CEAG Crouse-Hinds | 50290 | EC000216 | EF001364 | 50 | 9.0
CEAG Crouse-Hinds | 50290 | EC000216 | EF001376 | 1 | 9.0
CEAG Crouse-Hinds | 50290 | EC000216 | EF001377 | 1 | 9.0
CEAG Crouse-Hinds | 50290 | EC000216 | EF001389 | 125 | 9.0
CEAG Crouse-Hinds | 50290 | EC000216 | EF001391 | 3 | 9.0
CEAG Crouse-Hinds | 50290 | EC000216 | EF001435 | 110 | 9.0
CEAG Crouse-Hinds | 50290 | EC000216 | EF001435 | 690 | 9.0
CEAG Crouse-Hinds | 50290 | EC000216 | EF001444 | 6 | 9.0
CEAG Crouse-Hinds | 50290 | EC000216 | EF003118 | EV006422 | 9.0
CEAG Crouse-Hinds | 50290 | EC000216 | EF006281 | oui | 9.0
CEAG Crouse-Hinds | 50290 | EC000216 | EF006697 | non | 9.0
CEAG Crouse-Hinds | 50290 | EC000216 | EF006819 | EV000415 | 9.0
CEAG Crouse-Hinds | 50290 | EC000216 | EF006959 | non | 9.0
CEAG Crouse-Hinds | 50290 | EC000216 | EF006976 | EV000092 | 9.0
CEAG Crouse-Hinds | 50290 | EC000216 | EF006981 | oui | 9.0
CEAG Crouse-Hinds | 50290 | EC000216 | EF006985 | oui | 9.0
CEAG Crouse-Hinds | 50290 | EC000216 | EF006986 | oui | 9.0
CEAG Crouse-Hinds | 50290 | EC000216 | EF007027 | 50 | 9.0
CEAG Crouse-Hinds | 50290 | EC000216 | EF007050 | 6 | 9.0
CEAG Crouse-Hinds | 50290 | EC000216 | EF007167 | EV000206 | 9.0
CEAG Crouse-Hinds | 50290 | EC000216 | EF007243 | non | 9.0
CEAG Crouse-Hinds | 50290 | EC000216 | EF007247 | non | 9.0
CEAG Crouse-Hinds | 50290 | EC000216 | EF007248 | non | 9.0
CEAG Crouse-Hinds | 50290 | EC000216 | EF007262 | non | 9.0
CEAG Crouse-Hinds | 50290 | EC000216 | EF007264 | non | 9.0
CEAG Crouse-Hinds | 50290 | EC000216 | EF007355 | 690 | 9.0
CEAG Crouse-Hinds | 50290 | EC000216 | EF007386 | non | 9.0
CEAG Crouse-Hinds | 50290 | EC000216 | EF007491 | non | 9.0
CEAG Crouse-Hinds | 50290 | EC000216 | EF008240 | EV009311 | 9.0
CEAG Crouse-Hinds | 50290 | EC000216 | EF009165 | 125 | 9.0
CEAG Crouse-Hinds | 50290 | EC000216 | EF009166 | 50 | 9.0
CEAG Crouse-Hinds | 50290 | EC000216 | EF009408 | non | 9.0
CEAG Crouse-Hinds | 50291 | EC000216 | EF001364 | 50 | 9.0
CEAG Crouse-Hinds | 50291 | EC000216 | EF001376 | 2 | 9.0
CEAG Crouse-Hinds | 50291 | EC000216 | EF001389 | 125 | 9.0
CEAG Crouse-Hinds | 50291 | EC000216 | EF001391 | 3 | 9.0
CEAG Crouse-Hinds | 50291 | EC000216 | EF001435 | 110 | 9.0
CEAG Crouse-Hinds | 50291 | EC000216 | EF001435 | 690 | 9.0
CEAG Crouse-Hinds | 50291 | EC000216 | EF001444 | 6 | 9.0
CEAG Crouse-Hinds | 50291 | EC000216 | EF003118 | EV006422 | 9.0
CEAG Crouse-Hinds | 50291 | EC000216 | EF006281 | oui | 9.0
CEAG Crouse-Hinds | 50291 | EC000216 | EF006697 | non | 9.0
CEAG Crouse-Hinds | 50291 | EC000216 | EF006819 | EV000415 | 9.0
CEAG Crouse-Hinds | 50291 | EC000216 | EF006959 | oui | 9.0
CEAG Crouse-Hinds | 50291 | EC000216 | EF006976 | EV000092 | 9.0
CEAG Crouse-Hinds | 50291 | EC000216 | EF006981 | oui | 9.0
CEAG Crouse-Hinds | 50291 | EC000216 | EF006985 | oui | 9.0
CEAG Crouse-Hinds | 50291 | EC000216 | EF006986 | oui | 9.0
CEAG Crouse-Hinds | 50291 | EC000216 | EF007027 | 50 | 9.0
CEAG Crouse-Hinds | 50291 | EC000216 | EF007050 | 6 | 9.0
CEAG Crouse-Hinds | 50291 | EC000216 | EF007167 | EV000233 | 9.0
CEAG Crouse-Hinds | 50291 | EC000216 | EF007243 | non | 9.0
CEAG Crouse-Hinds | 50291 | EC000216 | EF007247 | non | 9.0
CEAG Crouse-Hinds | 50291 | EC000216 | EF007248 | non | 9.0
CEAG Crouse-Hinds | 50291 | EC000216 | EF007262 | non | 9.0
CEAG Crouse-Hinds | 50291 | EC000216 | EF007264 | non | 9.0
CEAG Crouse-Hinds | 50291 | EC000216 | EF007355 | 690 | 9.0
CEAG Crouse-Hinds | 50291 | EC000216 | EF007386 | non | 9.0
CEAG Crouse-Hinds | 50291 | EC000216 | EF007491 | non | 9.0
CEAG Crouse-Hinds | 50291 | EC000216 | EF008240 | EV009311 | 9.0
CEAG Crouse-Hinds | 50291 | EC000216 | EF009165 | 125 | 9.0
CEAG Crouse-Hinds | 50291 | EC000216 | EF009166 | 50 | 9.0
CEAG Crouse-Hinds | 50291 | EC000216 | EF009408 | non | 9.0
CEAG Crouse-Hinds | 50292 | EC000216 | EF001364 | 72 | 9.0
CEAG Crouse-Hinds | 50292 | EC000216 | EF001376 | 1 | 9.0
CEAG Crouse-Hinds | 50292 | EC000216 | EF001377 | 1 | 9.0
CEAG Crouse-Hinds | 50292 | EC000216 | EF001389 | 180 | 9.0
CEAG Crouse-Hinds | 50292 | EC000216 | EF001391 | 3 | 9.0
CEAG Crouse-Hinds | 50292 | EC000216 | EF001435 | 110 | 9.0
CEAG Crouse-Hinds | 50292 | EC000216 | EF001435 | 690 | 9.0
CEAG Crouse-Hinds | 50292 | EC000216 | EF001444 | 50 | 9.0
CEAG Crouse-Hinds | 50292 | EC000216 | EF003118 | EV006422 | 9.0
CEAG Crouse-Hinds | 50292 | EC000216 | EF006281 | oui | 9.0
CEAG Crouse-Hinds | 50292 | EC000216 | EF006697 | non | 9.0
CEAG Crouse-Hinds | 50292 | EC000216 | EF006819 | EV000415 | 9.0
CEAG Crouse-Hinds | 50292 | EC000216 | EF006959 | non | 9.0
CEAG Crouse-Hinds | 50292 | EC000216 | EF006976 | EV000092 | 9.0
CEAG Crouse-Hinds | 50292 | EC000216 | EF006981 | oui | 9.0
CEAG Crouse-Hinds | 50292 | EC000216 | EF006985 | oui | 9.0
CEAG Crouse-Hinds | 50292 | EC000216 | EF006986 | oui | 9.0
CEAG Crouse-Hinds | 50292 | EC000216 | EF007027 | 72 | 9.0
CEAG Crouse-Hinds | 50292 | EC000216 | EF007050 | 6 | 9.0
CEAG Crouse-Hinds | 50292 | EC000216 | EF007167 | EV000206 | 9.0
CEAG Crouse-Hinds | 50292 | EC000216 | EF007243 | non | 9.0
CEAG Crouse-Hinds | 50292 | EC000216 | EF007247 | non | 9.0
CEAG Crouse-Hinds | 50292 | EC000216 | EF007248 | non | 9.0
CEAG Crouse-Hinds | 50292 | EC000216 | EF007262 | non | 9.0
CEAG Crouse-Hinds | 50292 | EC000216 | EF007264 | non | 9.0
CEAG Crouse-Hinds | 50292 | EC000216 | EF007355 | 690 | 9.0
CEAG Crouse-Hinds | 50292 | EC000216 | EF007386 | non | 9.0
CEAG Crouse-Hinds | 50292 | EC000216 | EF007491 | non | 9.0
CEAG Crouse-Hinds | 50292 | EC000216 | EF008240 | EV009311 | 9.0
CEAG Crouse-Hinds | 50292 | EC000216 | EF009165 | 180 | 9.0
CEAG Crouse-Hinds | 50292 | EC000216 | EF009166 | 72 | 9.0
CEAG Crouse-Hinds | 50292 | EC000216 | EF009408 | non | 9.0
CEAG Crouse-Hinds | 50293 | EC000216 | EF001364 | 50 | 9.0
CEAG Crouse-Hinds | 50293 | EC000216 | EF001376 | 1 | 9.0
CEAG Crouse-Hinds | 50293 | EC000216 | EF001377 | 1 | 9.0
CEAG Crouse-Hinds | 50293 | EC000216 | EF001389 | 180 | 9.0
CEAG Crouse-Hinds | 50293 | EC000216 | EF001391 | 3 | 9.0
CEAG Crouse-Hinds | 50293 | EC000216 | EF001435 | 110 | 9.0
CEAG Crouse-Hinds | 50293 | EC000216 | EF001435 | 690 | 9.0
CEAG Crouse-Hinds | 50293 | EC000216 | EF001444 | 50 | 9.0
CEAG Crouse-Hinds | 50293 | EC000216 | EF003118 | EV006422 | 9.0
CEAG Crouse-Hinds | 50293 | EC000216 | EF006281 | oui | 9.0
CEAG Crouse-Hinds | 50293 | EC000216 | EF006697 | non | 9.0
CEAG Crouse-Hinds | 50293 | EC000216 | EF006819 | EV000415 | 9.0
CEAG Crouse-Hinds | 50293 | EC000216 | EF006959 | oui | 9.0
CEAG Crouse-Hinds | 50293 | EC000216 | EF006976 | EV000092 | 9.0
CEAG Crouse-Hinds | 50293 | EC000216 | EF006981 | oui | 9.0
CEAG Crouse-Hinds | 50293 | EC000216 | EF006985 | oui | 9.0
CEAG Crouse-Hinds | 50293 | EC000216 | EF006986 | oui | 9.0
CEAG Crouse-Hinds | 50293 | EC000216 | EF007027 | 72 | 9.0
CEAG Crouse-Hinds | 50293 | EC000216 | EF007050 | 6 | 9.0
CEAG Crouse-Hinds | 50293 | EC000216 | EF007167 | EV000233 | 9.0
CEAG Crouse-Hinds | 50293 | EC000216 | EF007243 | non | 9.0
CEAG Crouse-Hinds | 50293 | EC000216 | EF007247 | non | 9.0
CEAG Crouse-Hinds | 50293 | EC000216 | EF007248 | non | 9.0
CEAG Crouse-Hinds | 50293 | EC000216 | EF007262 | non | 9.0
CEAG Crouse-Hinds | 50293 | EC000216 | EF007264 | non | 9.0
CEAG Crouse-Hinds | 50293 | EC000216 | EF007355 | 690 | 9.0
CEAG Crouse-Hinds | 50293 | EC000216 | EF007386 | non | 9.0
CEAG Crouse-Hinds | 50293 | EC000216 | EF007491 | non | 9.0
CEAG Crouse-Hinds | 50293 | EC000216 | EF008240 | EV009311 | 9.0
CEAG Crouse-Hinds | 50293 | EC000216 | EF009165 | 180 | 9.0
CEAG Crouse-Hinds | 50293 | EC000216 | EF009166 | 72 | 9.0
CEAG Crouse-Hinds | 50293 | EC000216 | EF009408 | non | 9.0
CEAG Crouse-Hinds | 50294 | EC002611 | EF000231 | 2 | 9.0
CEAG Crouse-Hinds | 50294 | EC002611 | EF001389 | 20 | 9.0
CEAG Crouse-Hinds | 50294 | EC002611 | EF001391 | 1 | 9.0
CEAG Crouse-Hinds | 50294 | EC002611 | EF001416 | non | 9.0
CEAG Crouse-Hinds | 50294 | EC002611 | EF002428 | non | 9.0
CEAG Crouse-Hinds | 50294 | EC002611 | EF002950 | 110 | 9.0
CEAG Crouse-Hinds | 50294 | EC002611 | EF003118 | EV006422 | 9.0
CEAG Crouse-Hinds | 50294 | EC002611 | EF003496 | EV000398 | 9.0
CEAG Crouse-Hinds | 50294 | EC002611 | EF006976 | EV000421 | 9.0
CEAG Crouse-Hinds | 50294 | EC002611 | EF007176 | EV009130 | 9.0
CEAG Crouse-Hinds | 50294 | EC002611 | EF007243 | non | 9.0
CEAG Crouse-Hinds | 50294 | EC002611 | EF007246 | non | 9.0
CEAG Crouse-Hinds | 50294 | EC002611 | EF007262 | non | 9.0
CEAG Crouse-Hinds | 50294 | EC002611 | EF007264 | non | 9.0
CEAG Crouse-Hinds | 50294 | EC002611 | EF007317 | oui | 9.0
CEAG Crouse-Hinds | 50294 | EC002611 | EF007355 | 690 | 9.0
CEAG Crouse-Hinds | 50294 | EC002611 | EF008240 | EV009152 | 9.0
CEAG Crouse-Hinds | 50294 | EC002611 | EF011961 | EV000154 | 9.0
CEAG Crouse-Hinds | 50295 | EC002611 | EF000231 | 2 | 9.0
CEAG Crouse-Hinds | 50295 | EC002611 | EF001389 | 20 | 9.0
CEAG Crouse-Hinds | 50295 | EC002611 | EF001391 | 1 | 9.0
CEAG Crouse-Hinds | 50295 | EC002611 | EF001416 | non | 9.0
CEAG Crouse-Hinds | 50295 | EC002611 | EF002428 | non | 9.0
CEAG Crouse-Hinds | 50295 | EC002611 | EF002950 | 110 | 9.0
CEAG Crouse-Hinds | 50295 | EC002611 | EF003118 | EV006422 | 9.0
CEAG Crouse-Hinds | 50295 | EC002611 | EF003496 | EV000398 | 9.0
CEAG Crouse-Hinds | 50295 | EC002611 | EF006976 | EV000421 | 9.0
CEAG Crouse-Hinds | 50295 | EC002611 | EF007176 | EV009130 | 9.0
CEAG Crouse-Hinds | 50295 | EC002611 | EF007243 | non | 9.0
CEAG Crouse-Hinds | 50295 | EC002611 | EF007246 | non | 9.0
CEAG Crouse-Hinds | 50295 | EC002611 | EF007262 | non | 9.0
CEAG Crouse-Hinds | 50295 | EC002611 | EF007264 | non | 9.0
CEAG Crouse-Hinds | 50295 | EC002611 | EF007317 | oui | 9.0
CEAG Crouse-Hinds | 50295 | EC002611 | EF007355 | 690 | 9.0
CEAG Crouse-Hinds | 50295 | EC002611 | EF008240 | EV009152 | 9.0
CEAG Crouse-Hinds | 50295 | EC002611 | EF011961 | EV000154 | 9.0
CEAG Crouse-Hinds | 50296 | EC002611 | EF000231 | 2 | 9.0
CEAG Crouse-Hinds | 50296 | EC002611 | EF001389 | 20 | 9.0
CEAG Crouse-Hinds | 50296 | EC002611 | EF001391 | 1 | 9.0
CEAG Crouse-Hinds | 50296 | EC002611 | EF001416 | oui | 9.0
CEAG Crouse-Hinds | 50296 | EC002611 | EF002428 | oui | 9.0
CEAG Crouse-Hinds | 50296 | EC002611 | EF002950 | 110 | 9.0
CEAG Crouse-Hinds | 50296 | EC002611 | EF003118 | EV006422 | 9.0
CEAG Crouse-Hinds | 50296 | EC002611 | EF003496 | EV000398 | 9.0
CEAG Crouse-Hinds | 50296 | EC002611 | EF006976 | EV000421 | 9.0
CEAG Crouse-Hinds | 50296 | EC002611 | EF007176 | EV009130 | 9.0
CEAG Crouse-Hinds | 50296 | EC002611 | EF007243 | non | 9.0
CEAG Crouse-Hinds | 50296 | EC002611 | EF007246 | non | 9.0
CEAG Crouse-Hinds | 50296 | EC002611 | EF007262 | non | 9.0
CEAG Crouse-Hinds | 50296 | EC002611 | EF007264 | non | 9.0
CEAG Crouse-Hinds | 50296 | EC002611 | EF007317 | oui | 9.0
CEAG Crouse-Hinds | 50296 | EC002611 | EF007355 | 690 | 9.0
CEAG Crouse-Hinds | 50296 | EC002611 | EF008240 | EV009152 | 9.0
CEAG Crouse-Hinds | 50296 | EC002611 | EF011961 | EV000154 | 9.0
CEAG Crouse-Hinds | 50297 | EC002611 | EF000231 | 2 | 9.0
CEAG Crouse-Hinds | 50297 | EC002611 | EF001389 | 20 | 9.0
CEAG Crouse-Hinds | 50297 | EC002611 | EF001391 | 1 | 9.0
CEAG Crouse-Hinds | 50297 | EC002611 | EF001416 | oui | 9.0
CEAG Crouse-Hinds | 50297 | EC002611 | EF002428 | oui | 9.0
CEAG Crouse-Hinds | 50297 | EC002611 | EF002950 | 110 | 9.0
CEAG Crouse-Hinds | 50297 | EC002611 | EF003118 | EV006422 | 9.0
CEAG Crouse-Hinds | 50297 | EC002611 | EF003496 | EV000398 | 9.0
CEAG Crouse-Hinds | 50297 | EC002611 | EF006976 | EV000421 | 9.0
CEAG Crouse-Hinds | 50297 | EC002611 | EF007176 | EV009130 | 9.0
CEAG Crouse-Hinds | 50297 | EC002611 | EF007243 | non | 9.0
CEAG Crouse-Hinds | 50297 | EC002611 | EF007246 | non | 9.0
CEAG Crouse-Hinds | 50297 | EC002611 | EF007262 | non | 9.0
CEAG Crouse-Hinds | 50297 | EC002611 | EF007264 | non | 9.0
CEAG Crouse-Hinds | 50297 | EC002611 | EF007317 | oui | 9.0
CEAG Crouse-Hinds | 50297 | EC002611 | EF007355 | 690 | 9.0
CEAG Crouse-Hinds | 50297 | EC002611 | EF008240 | EV009152 | 9.0
CEAG Crouse-Hinds | 50297 | EC002611 | EF011961 | EV000154 | 9.0
CEAG Crouse-Hinds | 50298 | EC002611 | EF000231 | 2 | 9.0
CEAG Crouse-Hinds | 50298 | EC002611 | EF001389 | 20 | 9.0
CEAG Crouse-Hinds | 50298 | EC002611 | EF001391 | 1 | 9.0
CEAG Crouse-Hinds | 50298 | EC002611 | EF001416 | oui | 9.0
CEAG Crouse-Hinds | 50298 | EC002611 | EF002428 | oui | 9.0
CEAG Crouse-Hinds | 50298 | EC002611 | EF002950 | 110 | 9.0
CEAG Crouse-Hinds | 50298 | EC002611 | EF003118 | EV006422 | 9.0
CEAG Crouse-Hinds | 50298 | EC002611 | EF003496 | EV000398 | 9.0
CEAG Crouse-Hinds | 50298 | EC002611 | EF006976 | EV000421 | 9.0
CEAG Crouse-Hinds | 50298 | EC002611 | EF007176 | EV009130 | 9.0
CEAG Crouse-Hinds | 50298 | EC002611 | EF007243 | non | 9.0
CEAG Crouse-Hinds | 50298 | EC002611 | EF007246 | non | 9.0
CEAG Crouse-Hinds | 50298 | EC002611 | EF007262 | non | 9.0
CEAG Crouse-Hinds | 50298 | EC002611 | EF007264 | non | 9.0
CEAG Crouse-Hinds | 50298 | EC002611 | EF007317 | oui | 9.0
CEAG Crouse-Hinds | 50298 | EC002611 | EF007355 | 690 | 9.0
CEAG Crouse-Hinds | 50298 | EC002611 | EF008240 | EV009152 | 9.0
CEAG Crouse-Hinds | 50298 | EC002611 | EF011961 | EV000154 | 9.0
CEAG Crouse-Hinds | 50299 | EC002611 | EF000231 | 2 | 9.0
CEAG Crouse-Hinds | 50299 | EC002611 | EF001389 | 20 | 9.0
CEAG Crouse-Hinds | 50299 | EC002611 | EF001391 | 1 | 9.0
CEAG Crouse-Hinds | 50299 | EC002611 | EF001416 | oui | 9.0
CEAG Crouse-Hinds | 50299 | EC002611 | EF002428 | oui | 9.0
CEAG Crouse-Hinds | 50299 | EC002611 | EF002950 | 110 | 9.0
CEAG Crouse-Hinds | 50299 | EC002611 | EF003118 | EV006422 | 9.0
CEAG Crouse-Hinds | 50299 | EC002611 | EF003496 | EV000398 | 9.0
CEAG Crouse-Hinds | 50299 | EC002611 | EF006976 | EV000421 | 9.0
CEAG Crouse-Hinds | 50299 | EC002611 | EF007176 | EV009130 | 9.0
CEAG Crouse-Hinds | 50299 | EC002611 | EF007243 | non | 9.0
CEAG Crouse-Hinds | 50299 | EC002611 | EF007246 | non | 9.0
CEAG Crouse-Hinds | 50299 | EC002611 | EF007262 | non | 9.0
CEAG Crouse-Hinds | 50299 | EC002611 | EF007264 | non | 9.0
CEAG Crouse-Hinds | 50299 | EC002611 | EF007317 | oui | 9.0
CEAG Crouse-Hinds | 50299 | EC002611 | EF007355 | 690 | 9.0
CEAG Crouse-Hinds | 50299 | EC002611 | EF008240 | EV009152 | 9.0
CEAG Crouse-Hinds | 50299 | EC002611 | EF011961 | EV000154 | 9.0
CEAG Crouse-Hinds | 50300 | EC002611 | EF000231 | 3 | 9.0
CEAG Crouse-Hinds | 50300 | EC002611 | EF001389 | 20 | 9.0
CEAG Crouse-Hinds | 50300 | EC002611 | EF001391 | 1 | 9.0
CEAG Crouse-Hinds | 50300 | EC002611 | EF001416 | non | 9.0
CEAG Crouse-Hinds | 50300 | EC002611 | EF002428 | non | 9.0
CEAG Crouse-Hinds | 50300 | EC002611 | EF002950 | 110 | 9.0
CEAG Crouse-Hinds | 50300 | EC002611 | EF003118 | EV006422 | 9.0
CEAG Crouse-Hinds | 50300 | EC002611 | EF003496 | EV000398 | 9.0
CEAG Crouse-Hinds | 50300 | EC002611 | EF006976 | EV000421 | 9.0
CEAG Crouse-Hinds | 50300 | EC002611 | EF007176 | EV009130 | 9.0
CEAG Crouse-Hinds | 50300 | EC002611 | EF007243 | non | 9.0
CEAG Crouse-Hinds | 50300 | EC002611 | EF007246 | non | 9.0
CEAG Crouse-Hinds | 50300 | EC002611 | EF007262 | non | 9.0
CEAG Crouse-Hinds | 50300 | EC002611 | EF007264 | non | 9.0
CEAG Crouse-Hinds | 50300 | EC002611 | EF007317 | oui | 9.0
CEAG Crouse-Hinds | 50300 | EC002611 | EF007355 | 690 | 9.0
CEAG Crouse-Hinds | 50300 | EC002611 | EF008240 | EV009152 | 9.0
CEAG Crouse-Hinds | 50300 | EC002611 | EF011961 | EV000154 | 9.0
CEAG Crouse-Hinds | 50301 | EC002611 | EF000231 | 2 | 9.0
CEAG Crouse-Hinds | 50301 | EC002611 | EF001389 | 20 | 9.0
CEAG Crouse-Hinds | 50301 | EC002611 | EF001391 | 1 | 9.0
CEAG Crouse-Hinds | 50301 | EC002611 | EF001416 | non | 9.0
CEAG Crouse-Hinds | 50301 | EC002611 | EF002428 | non | 9.0
CEAG Crouse-Hinds | 50301 | EC002611 | EF002950 | 140 | 9.0
CEAG Crouse-Hinds | 50301 | EC002611 | EF003118 | EV006422 | 9.0
CEAG Crouse-Hinds | 50301 | EC002611 | EF003496 | EV000398 | 9.0
CEAG Crouse-Hinds | 50301 | EC002611 | EF006976 | EV000421 | 9.0
CEAG Crouse-Hinds | 50301 | EC002611 | EF007176 | EV009130 | 9.0
CEAG Crouse-Hinds | 50301 | EC002611 | EF007243 | non | 9.0
CEAG Crouse-Hinds | 50301 | EC002611 | EF007246 | non | 9.0
CEAG Crouse-Hinds | 50301 | EC002611 | EF007262 | non | 9.0
CEAG Crouse-Hinds | 50301 | EC002611 | EF007264 | non | 9.0
CEAG Crouse-Hinds | 50301 | EC002611 | EF007317 | oui | 9.0
CEAG Crouse-Hinds | 50301 | EC002611 | EF007355 | 690 | 9.0
CEAG Crouse-Hinds | 50301 | EC002611 | EF008240 | EV009152 | 9.0
CEAG Crouse-Hinds | 50301 | EC002611 | EF011961 | EV000154 | 9.0
CEAG Crouse-Hinds | 50302 | EC002611 | EF000231 | 2 | 9.0
CEAG Crouse-Hinds | 50302 | EC002611 | EF001389 | 20 | 9.0
CEAG Crouse-Hinds | 50302 | EC002611 | EF001391 | 1 | 9.0
CEAG Crouse-Hinds | 50302 | EC002611 | EF001416 | non | 9.0
CEAG Crouse-Hinds | 50302 | EC002611 | EF002428 | non | 9.0
CEAG Crouse-Hinds | 50302 | EC002611 | EF002950 | 140 | 9.0
CEAG Crouse-Hinds | 50302 | EC002611 | EF003118 | EV006422 | 9.0
CEAG Crouse-Hinds | 50302 | EC002611 | EF003496 | EV000398 | 9.0
CEAG Crouse-Hinds | 50302 | EC002611 | EF006976 | EV000421 | 9.0
CEAG Crouse-Hinds | 50302 | EC002611 | EF007176 | EV009130 | 9.0
CEAG Crouse-Hinds | 50302 | EC002611 | EF007243 | non | 9.0
CEAG Crouse-Hinds | 50302 | EC002611 | EF007246 | non | 9.0
CEAG Crouse-Hinds | 50302 | EC002611 | EF007262 | non | 9.0
CEAG Crouse-Hinds | 50302 | EC002611 | EF007264 | non | 9.0
CEAG Crouse-Hinds | 50302 | EC002611 | EF007317 | oui | 9.0
CEAG Crouse-Hinds | 50302 | EC002611 | EF007355 | 690 | 9.0
CEAG Crouse-Hinds | 50302 | EC002611 | EF008240 | EV009152 | 9.0
CEAG Crouse-Hinds | 50302 | EC002611 | EF011961 | EV000154 | 9.0
CEAG Crouse-Hinds | 50312 | EC000225 | EF001372 | 1 | 9.0
CEAG Crouse-Hinds | 50312 | EC000225 | EF001373 | EV000206 | 9.0
CEAG Crouse-Hinds | 50312 | EC000225 | EF001433 | oui | 9.0
CEAG Crouse-Hinds | 50312 | EC000225 | EF001596 | EV000139 | 9.0
CEAG Crouse-Hinds | 50312 | EC000225 | EF003978 | 12 | 9.0
CEAG Crouse-Hinds | 50312 | EC000225 | EF003978 | 690 | 9.0
CEAG Crouse-Hinds | 50312 | EC000225 | EF003979 | 12 | 9.0
CEAG Crouse-Hinds | 50312 | EC000225 | EF003979 | 690 | 9.0
CEAG Crouse-Hinds | 50312 | EC000225 | EF005474 | EV006421 | 9.0
CEAG Crouse-Hinds | 50312 | EC000225 | EF006670 | 1 | 9.0
CEAG Crouse-Hinds | 50312 | EC000225 | EF008255 | 1 | 9.0
CEAG Crouse-Hinds | 50312 | EC000225 | EF008256 | 1 | 9.0
CEAG Crouse-Hinds | 50312 | EC000225 | EF011959 | EV000154 | 9.0
CEAG Crouse-Hinds | 50313 | EC000225 | EF001372 | 1 | 9.0
CEAG Crouse-Hinds | 50313 | EC000225 | EF001373 | EV000206 | 9.0
CEAG Crouse-Hinds | 50313 | EC000225 | EF001433 | non | 9.0
CEAG Crouse-Hinds | 50313 | EC000225 | EF001596 | EV000139 | 9.0
CEAG Crouse-Hinds | 50313 | EC000225 | EF003978 | 12 | 9.0
CEAG Crouse-Hinds | 50313 | EC000225 | EF003978 | 690 | 9.0
CEAG Crouse-Hinds | 50313 | EC000225 | EF003979 | 12 | 9.0
CEAG Crouse-Hinds | 50313 | EC000225 | EF003979 | 690 | 9.0
CEAG Crouse-Hinds | 50313 | EC000225 | EF005474 | EV006421 | 9.0
CEAG Crouse-Hinds | 50313 | EC000225 | EF005567 | 1 | 9.0
CEAG Crouse-Hinds | 50313 | EC000225 | EF008255 | 1 | 9.0
CEAG Crouse-Hinds | 50313 | EC000225 | EF008256 | 1 | 9.0
CEAG Crouse-Hinds | 50313 | EC000225 | EF011959 | EV000154 | 9.0
CEAG Crouse-Hinds | 50316 | EC000225 | EF001372 | 3 | 9.0
CEAG Crouse-Hinds | 50316 | EC000225 | EF001373 | EV000206 | 9.0
CEAG Crouse-Hinds | 50316 | EC000225 | EF001433 | Oui | 9.0
CEAG Crouse-Hinds | 50316 | EC000225 | EF001965 | 1 | 9.0
CEAG Crouse-Hinds | 50316 | EC000225 | EF005474 | EV006422 | 9.0
CEAG Crouse-Hinds | 50316 | EC000225 | EF005558 | 2 | 9.0
CEAG Crouse-Hinds | 50316 | EC000225 | EF006670 | 1 | 9.0
CEAG Crouse-Hinds | 50316 | EC000225 | EF008255 | 2 | 9.0
CEAG Crouse-Hinds | 50316 | EC000225 | EF008256 | 2 | 9.0
CEAG Crouse-Hinds | 50316 | EC000225 | EF011959 | EV000154 | 9.0
CEAG Crouse-Hinds | 50325 | EC002611 | EF000231 | 2 | 9.0
CEAG Crouse-Hinds | 50325 | EC002611 | EF001389 | 16 | 9.0
CEAG Crouse-Hinds | 50325 | EC002611 | EF001391 | 2 | 9.0
CEAG Crouse-Hinds | 50325 | EC002611 | EF001416 | Oui | 9.0
CEAG Crouse-Hinds | 50325 | EC002611 | EF002428 | Non | 9.0
CEAG Crouse-Hinds | 50325 | EC002611 | EF003118 | EV006404 | 9.0
CEAG Crouse-Hinds | 50325 | EC002611 | EF003496 | EV009208 | 9.0
CEAG Crouse-Hinds | 50325 | EC002611 | EF006976 | EV000175 | 9.0
CEAG Crouse-Hinds | 50325 | EC002611 | EF007176 | EV000154 | 9.0
CEAG Crouse-Hinds | 50325 | EC002611 | EF007243 | Non | 9.0
CEAG Crouse-Hinds | 50325 | EC002611 | EF007246 | Oui | 9.0
CEAG Crouse-Hinds | 50325 | EC002611 | EF007262 | Oui | 9.0
CEAG Crouse-Hinds | 50325 | EC002611 | EF007264 | Non | 9.0
CEAG Crouse-Hinds | 50325 | EC002611 | EF007317 | Non | 9.0
CEAG Crouse-Hinds | 50325 | EC002611 | EF007355 | 400 | 9.0
CEAG Crouse-Hinds | 50325 | EC002611 | EF008240 | EV009152 | 9.0
CEAG Crouse-Hinds | 50325 | EC002611 | EF011961 | EV000154 | 9.0
CEAG Crouse-Hinds | 50327 | EC001028 | EF000079 | 31,5 | 9.0
CEAG Crouse-Hinds | 50327 | EC001028 | EF000190 | EV000202 | 9.0
CEAG Crouse-Hinds | 50327 | EC001028 | EF001142 | non | 9.0
CEAG Crouse-Hinds | 50327 | EC001028 | EF001372 | 1 | 9.0
CEAG Crouse-Hinds | 50327 | EC001028 | EF001407 | non | 9.0
CEAG Crouse-Hinds | 50327 | EC001028 | EF001546 | EV000880 | 9.0
CEAG Crouse-Hinds | 50327 | EC001028 | EF002429 | EV000206 | 9.0
CEAG Crouse-Hinds | 50327 | EC001028 | EF003961 | EV000415 | 9.0
CEAG Crouse-Hinds | 50327 | EC001028 | EF004565 | 32.7 | 9.0
CEAG Crouse-Hinds | 50327 | EC001028 | EF004778 | 32.7 | 9.0
CEAG Crouse-Hinds | 50327 | EC001028 | EF005474 | EV006407 | 9.0
CEAG Crouse-Hinds | 50327 | EC001028 | EF005972 | EV000139 | 9.0
CEAG Crouse-Hinds | 50327 | EC001028 | EF006014 | oui | 9.0
CEAG Crouse-Hinds | 50327 | EC001028 | EF006253 | EV000167 | 9.0
CEAG Crouse-Hinds | 50327 | EC001028 | EF007447 | non | 9.0
CEAG Crouse-Hinds | 50327 | EC001028 | EF008255 | 1 | 9.0
CEAG Crouse-Hinds | 50327 | EC001028 | EF008256 | 1 | 9.0
CEAG Crouse-Hinds | 50327 | EC001028 | EF011959 | EV000154 | 9.0
CEAG Crouse-Hinds | 50328 | EC001028 | EF000079 | 31,5 | 9.0
CEAG Crouse-Hinds | 50328 | EC001028 | EF000190 | EV000202 | 9.0
CEAG Crouse-Hinds | 50328 | EC001028 | EF001142 | non | 9.0
CEAG Crouse-Hinds | 50328 | EC001028 | EF001372 | 1 | 9.0
CEAG Crouse-Hinds | 50328 | EC001028 | EF001407 | non | 9.0
CEAG Crouse-Hinds | 50328 | EC001028 | EF001546 | EV000880 | 9.0
CEAG Crouse-Hinds | 50328 | EC001028 | EF002429 | EV000206 | 9.0
CEAG Crouse-Hinds | 50328 | EC001028 | EF003961 | EV000415 | 9.0
CEAG Crouse-Hinds | 50328 | EC001028 | EF005474 | EV006407 | 9.0
CEAG Crouse-Hinds | 50328 | EC001028 | EF005972 | EV000139 | 9.0
CEAG Crouse-Hinds | 50328 | EC001028 | EF006014 | oui | 9.0
CEAG Crouse-Hinds | 50328 | EC001028 | EF006253 | EV000167 | 9.0
CEAG Crouse-Hinds | 50328 | EC001028 | EF007447 | non | 9.0
CEAG Crouse-Hinds | 50328 | EC001028 | EF008256 | 2 | 9.0
CEAG Crouse-Hinds | 50329 | EC001028 | EF000079 | 31,5 | 9.0
CEAG Crouse-Hinds | 50329 | EC001028 | EF000190 | EV000202 | 9.0
CEAG Crouse-Hinds | 50329 | EC001028 | EF001142 | non | 9.0
CEAG Crouse-Hinds | 50329 | EC001028 | EF001372 | 1 | 9.0
CEAG Crouse-Hinds | 50329 | EC001028 | EF001407 | non | 9.0
CEAG Crouse-Hinds | 50329 | EC001028 | EF001546 | EV000880 | 9.0
CEAG Crouse-Hinds | 50329 | EC001028 | EF002429 | EV000206 | 9.0
CEAG Crouse-Hinds | 50329 | EC001028 | EF003961 | EV000415 | 9.0
CEAG Crouse-Hinds | 50329 | EC001028 | EF004565 | 32.7 | 9.0
CEAG Crouse-Hinds | 50329 | EC001028 | EF004778 | 32.7 | 9.0
CEAG Crouse-Hinds | 50329 | EC001028 | EF005474 | EV006407 | 9.0
CEAG Crouse-Hinds | 50329 | EC001028 | EF005972 | EV000139 | 9.0
CEAG Crouse-Hinds | 50329 | EC001028 | EF006014 | oui | 9.0
CEAG Crouse-Hinds | 50329 | EC001028 | EF006253 | EV000167 | 9.0
CEAG Crouse-Hinds | 50329 | EC001028 | EF007447 | non | 9.0
CEAG Crouse-Hinds | 50329 | EC001028 | EF008255 | 2 | 9.0
CEAG Crouse-Hinds | 50329 | EC001028 | EF011959 | EV000154 | 9.0
CEAG Crouse-Hinds | 50330 | EC001028 | EF000079 | 31,5 | 9.0
CEAG Crouse-Hinds | 50330 | EC001028 | EF000190 | EV000202 | 9.0
CEAG Crouse-Hinds | 50330 | EC001028 | EF001142 | non | 9.0
CEAG Crouse-Hinds | 50330 | EC001028 | EF001372 | 1 | 9.0
CEAG Crouse-Hinds | 50330 | EC001028 | EF001407 | non | 9.0
CEAG Crouse-Hinds | 50330 | EC001028 | EF001546 | EV000880 | 9.0
CEAG Crouse-Hinds | 50330 | EC001028 | EF002429 | EV000206 | 9.0
CEAG Crouse-Hinds | 50330 | EC001028 | EF003961 | EV000415 | 9.0
CEAG Crouse-Hinds | 50330 | EC001028 | EF005474 | EV006407 | 9.0
CEAG Crouse-Hinds | 50330 | EC001028 | EF005972 | EV000139 | 9.0
CEAG Crouse-Hinds | 50330 | EC001028 | EF006014 | oui | 9.0
CEAG Crouse-Hinds | 50330 | EC001028 | EF006253 | EV000167 | 9.0
CEAG Crouse-Hinds | 50330 | EC001028 | EF007447 | non | 9.0
CEAG Crouse-Hinds | 50330 | EC001028 | EF008255 | 1 | 9.0
CEAG Crouse-Hinds | 50330 | EC001028 | EF008256 | 1 | 9.0
CEAG Crouse-Hinds | 50331 | EC001028 | EF000079 | 31,5 | 9.0
CEAG Crouse-Hinds | 50331 | EC001028 | EF000190 | EV000202 | 9.0
CEAG Crouse-Hinds | 50331 | EC001028 | EF001142 | non | 9.0
CEAG Crouse-Hinds | 50331 | EC001028 | EF001372 | 1 | 9.0
CEAG Crouse-Hinds | 50331 | EC001028 | EF001407 | non | 9.0
CEAG Crouse-Hinds | 50331 | EC001028 | EF001546 | EV000880 | 9.0
CEAG Crouse-Hinds | 50331 | EC001028 | EF002429 | EV000206 | 9.0
CEAG Crouse-Hinds | 50331 | EC001028 | EF003961 | EV000415 | 9.0
CEAG Crouse-Hinds | 50331 | EC001028 | EF004565 | 32.7 | 9.0
CEAG Crouse-Hinds | 50331 | EC001028 | EF004778 | 32.7 | 9.0
CEAG Crouse-Hinds | 50331 | EC001028 | EF005474 | EV006407 | 9.0
CEAG Crouse-Hinds | 50331 | EC001028 | EF005972 | EV000139 | 9.0
CEAG Crouse-Hinds | 50331 | EC001028 | EF006014 | oui | 9.0
CEAG Crouse-Hinds | 50331 | EC001028 | EF006253 | EV000167 | 9.0
CEAG Crouse-Hinds | 50331 | EC001028 | EF007447 | non | 9.0
CEAG Crouse-Hinds | 50331 | EC001028 | EF008256 | 2 | 9.0
CEAG Crouse-Hinds | 50331 | EC001028 | EF011959 | EV000154 | 9.0
CEAG Crouse-Hinds | 50332 | EC001028 | EF000079 | 31,5 | 9.0
CEAG Crouse-Hinds | 50332 | EC001028 | EF000190 | EV000202 | 9.0
CEAG Crouse-Hinds | 50332 | EC001028 | EF001142 | non | 9.0
CEAG Crouse-Hinds | 50332 | EC001028 | EF001372 | 1 | 9.0
CEAG Crouse-Hinds | 50332 | EC001028 | EF001407 | non | 9.0
CEAG Crouse-Hinds | 50332 | EC001028 | EF001546 | EV000880 | 9.0
CEAG Crouse-Hinds | 50332 | EC001028 | EF002429 | EV000206 | 9.0
CEAG Crouse-Hinds | 50332 | EC001028 | EF003961 | EV000415 | 9.0
CEAG Crouse-Hinds | 50332 | EC001028 | EF004565 | 32,7 | 9.0
CEAG Crouse-Hinds | 50332 | EC001028 | EF004778 | 32,7 | 9.0
CEAG Crouse-Hinds | 50332 | EC001028 | EF005474 | EV006407 | 9.0
CEAG Crouse-Hinds | 50332 | EC001028 | EF005972 | EV000139 | 9.0
CEAG Crouse-Hinds | 50332 | EC001028 | EF006014 | oui | 9.0
CEAG Crouse-Hinds | 50332 | EC001028 | EF006253 | EV000167 | 9.0
CEAG Crouse-Hinds | 50332 | EC001028 | EF007447 | non | 9.0
CEAG Crouse-Hinds | 50332 | EC001028 | EF008255 | 2 | 9.0
CEAG Crouse-Hinds | 50332 | EC001028 | EF011959 | EV000154 | 9.0
CEAG Crouse-Hinds | 50333 | EC001027 | EF000079 | 31,5 | 9.0
CEAG Crouse-Hinds | 50333 | EC001027 | EF000346 | 1 | 9.0
CEAG Crouse-Hinds | 50333 | EC001027 | EF002431 | 100 | 9.0
CEAG Crouse-Hinds | 50333 | EC001027 | EF003961 | EV000415 | 9.0
CEAG Crouse-Hinds | 50333 | EC001027 | EF005474 | EV006407 | 9.0
CEAG Crouse-Hinds | 50333 | EC001027 | EF006943 | 0 - 1 | 9.0
CEAG Crouse-Hinds | 50333 | EC001027 | EF011959 | EV000154 | 9.0
CEAG Crouse-Hinds | 50334 | EC001027 | EF000079 | 31,5 | 9.0
CEAG Crouse-Hinds | 50334 | EC001027 | EF000346 | 1 | 9.0
CEAG Crouse-Hinds | 50334 | EC001027 | EF002431 | 220 | 9.0
CEAG Crouse-Hinds | 50334 | EC001027 | EF003961 | EV000415 | 9.0
CEAG Crouse-Hinds | 50334 | EC001027 | EF005474 | EV006407 | 9.0
CEAG Crouse-Hinds | 50334 | EC001027 | EF006943 | 0 - 1 | 9.0
CEAG Crouse-Hinds | 50334 | EC001027 | EF011959 | EV000154 | 9.0
CEAG Crouse-Hinds | 50336 | EC001027 | EF000079 | 31,5 | 9.0
CEAG Crouse-Hinds | 50336 | EC001027 | EF000346 | 1 | 9.0
CEAG Crouse-Hinds | 50336 | EC001027 | EF002431 | 10000 | 9.0
CEAG Crouse-Hinds | 50336 | EC001027 | EF003961 | EV000415 | 9.0
CEAG Crouse-Hinds | 50336 | EC001027 | EF005474 | EV006407 | 9.0
CEAG Crouse-Hinds | 50336 | EC001027 | EF006943 | 0 - 1 | 9.0
CEAG Crouse-Hinds | 50336 | EC001027 | EF011959 | EV000154 | 9.0
CEAG Crouse-Hinds | 50338 | EC001028 | EF000079 | 31,5 | 9.0
CEAG Crouse-Hinds | 50338 | EC001028 | EF000190 | EV000233 | 9.0
CEAG Crouse-Hinds | 50338 | EC001028 | EF001142 | non | 9.0
CEAG Crouse-Hinds | 50338 | EC001028 | EF001372 | 1 | 9.0
CEAG Crouse-Hinds | 50338 | EC001028 | EF001407 | non | 9.0
CEAG Crouse-Hinds | 50338 | EC001028 | EF001546 | EV000880 | 9.0
CEAG Crouse-Hinds | 50338 | EC001028 | EF002429 | EV000206 | 9.0
CEAG Crouse-Hinds | 50338 | EC001028 | EF003961 | EV000415 | 9.0
CEAG Crouse-Hinds | 50338 | EC001028 | EF004565 | 32.7 | 9.0
CEAG Crouse-Hinds | 50338 | EC001028 | EF004778 | 32.7 | 9.0
CEAG Crouse-Hinds | 50338 | EC001028 | EF005474 | EV006407 | 9.0
CEAG Crouse-Hinds | 50338 | EC001028 | EF005972 | EV000139 | 9.0
CEAG Crouse-Hinds | 50338 | EC001028 | EF006014 | oui | 9.0
CEAG Crouse-Hinds | 50338 | EC001028 | EF006253 | EV000167 | 9.0
CEAG Crouse-Hinds | 50338 | EC001028 | EF007447 | non | 9.0
CEAG Crouse-Hinds | 50338 | EC001028 | EF008255 | 1 | 9.0
CEAG Crouse-Hinds | 50338 | EC001028 | EF008256 | 1 | 9.0
CEAG Crouse-Hinds | 50338 | EC001028 | EF011959 | EV000154 | 9.0
CEAG Crouse-Hinds | 50341 | EC001028 | EF001372 | 1 | 9.0
CEAG Crouse-Hinds | 50341 | EC001028 | EF001546 | EV000280 | 9.0
CEAG Crouse-Hinds | 50341 | EC001028 | EF000190 | EV000233 | 9.0
CEAG Crouse-Hinds | 50341 | EC001028 | EF006243 | non | 9.0
CEAG Crouse-Hinds | 50341 | EC001028 | EF006253 | EV000167 | 9.0
CEAG Crouse-Hinds | 50341 | EC001028 | EF000079 | 31,5 | 9.0
CEAG Crouse-Hinds | 50341 | EC001028 | EF004565 | 32.7 | 9.0
CEAG Crouse-Hinds | 50341 | EC001028 | EF004778 | 32.7 | 9.0
CEAG Crouse-Hinds | 50341 | EC001028 | EF001142 | non | 9.0
CEAG Crouse-Hinds | 50341 | EC001028 | EF007447 | non | 9.0
CEAG Crouse-Hinds | 50341 | EC001028 | EF001407 | non | 9.0
CEAG Crouse-Hinds | 50341 | EC001028 | EF008256 | 1 | 9.0
CEAG Crouse-Hinds | 50341 | EC001028 | EF008255 | 1 | 9.0
CEAG Crouse-Hinds | 50341 | EC001028 | EF003961 | EV000415 | 9.0
CEAG Crouse-Hinds | 50341 | EC001028 | EF006014 | oui | 9.0
CEAG Crouse-Hinds | 50341 | EC001028 | EF005972 | EV000139 | 9.0
CEAG Crouse-Hinds | 50341 | EC001028 | EF002429 | EV000206 | 9.0
CEAG Crouse-Hinds | 50341 | EC001028 | EF005474 | EV006404 | 9.0
CEAG Crouse-Hinds | 50341 | EC001028 | EF011959 | EV000154 | 9.0
CEAG Crouse-Hinds | 50342 | EC001028 | EF001372 | 1 | 9.0
CEAG Crouse-Hinds | 50342 | EC001028 | EF001546 | EV000280 | 9.0
CEAG Crouse-Hinds | 50342 | EC001028 | EF000190 | EV000233 | 9.0
CEAG Crouse-Hinds | 50342 | EC001028 | EF006243 | non | 9.0
CEAG Crouse-Hinds | 50342 | EC001028 | EF006253 | EV000167 | 9.0
CEAG Crouse-Hinds | 50342 | EC001028 | EF000079 | 31,5 | 9.0
CEAG Crouse-Hinds | 50342 | EC001028 | EF004565 | 32.7 | 9.0
CEAG Crouse-Hinds | 50342 | EC001028 | EF004778 | 32.7 | 9.0
CEAG Crouse-Hinds | 50342 | EC001028 | EF001142 | non | 9.0
CEAG Crouse-Hinds | 50342 | EC001028 | EF007447 | non | 9.0
CEAG Crouse-Hinds | 50342 | EC001028 | EF001407 | non | 9.0
CEAG Crouse-Hinds | 50342 | EC001028 | EF008256 | 1 | 9.0
CEAG Crouse-Hinds | 50342 | EC001028 | EF008255 | 1 | 9.0
CEAG Crouse-Hinds | 50342 | EC001028 | EF003961 | EV000415 | 9.0
CEAG Crouse-Hinds | 50342 | EC001028 | EF006014 | oui | 9.0
CEAG Crouse-Hinds | 50342 | EC001028 | EF005972 | EV000139 | 9.0
CEAG Crouse-Hinds | 50342 | EC001028 | EF002429 | EV000206 | 9.0
CEAG Crouse-Hinds | 50342 | EC001028 | EF005474 | EV006404 | 9.0
CEAG Crouse-Hinds | 50342 | EC001028 | EF011959 | EV000154 | 9.0
CEAG Crouse-Hinds | 50346 | EC002611 | EF000231 | 2 | 9.0
CEAG Crouse-Hinds | 50346 | EC002611 | EF001389 | 16 | 9.0
CEAG Crouse-Hinds | 50346 | EC002611 | EF001391 | 1 | 9.0
CEAG Crouse-Hinds | 50346 | EC002611 | EF001416 | non | 9.0
CEAG Crouse-Hinds | 50346 | EC002611 | EF002428 | non | 9.0
CEAG Crouse-Hinds | 50346 | EC002611 | EF003118 | EV006407 | 9.0
CEAG Crouse-Hinds | 50346 | EC002611 | EF003496 | EV000398 | 9.0
CEAG Crouse-Hinds | 50346 | EC002611 | EF006976 | EV000421 | 9.0
CEAG Crouse-Hinds | 50346 | EC002611 | EF007176 | EV000154 | 9.0
CEAG Crouse-Hinds | 50346 | EC002611 | EF007243 | oui | 9.0
CEAG Crouse-Hinds | 50346 | EC002611 | EF007246 | oui | 9.0
CEAG Crouse-Hinds | 50346 | EC002611 | EF007262 | oui | 9.0
CEAG Crouse-Hinds | 50346 | EC002611 | EF007264 | non | 9.0
CEAG Crouse-Hinds | 50346 | EC002611 | EF007317 | non | 9.0
CEAG Crouse-Hinds | 50346 | EC002611 | EF007355 | 500 | 9.0
CEAG Crouse-Hinds | 50346 | EC002611 | EF008240 | EV002104 | 9.0
CEAG Crouse-Hinds | 50346 | EC002611 | EF011961 | EV000154 | 9.0
CEAG Crouse-Hinds | 50347 | EC002611 | EF000231 | 2 | 9.0
CEAG Crouse-Hinds | 50347 | EC002611 | EF001389 | 16 | 9.0
CEAG Crouse-Hinds | 50347 | EC002611 | EF001391 | 1 | 9.0
CEAG Crouse-Hinds | 50347 | EC002611 | EF001416 | non | 9.0
CEAG Crouse-Hinds | 50347 | EC002611 | EF002428 | non | 9.0
CEAG Crouse-Hinds | 50347 | EC002611 | EF003118 | EV006407 | 9.0
CEAG Crouse-Hinds | 50347 | EC002611 | EF003496 | EV000398 | 9.0
CEAG Crouse-Hinds | 50347 | EC002611 | EF006976 | EV000421 | 9.0
CEAG Crouse-Hinds | 50347 | EC002611 | EF007176 | EV000154 | 9.0
CEAG Crouse-Hinds | 50347 | EC002611 | EF007243 | oui | 9.0
CEAG Crouse-Hinds | 50347 | EC002611 | EF007246 | oui | 9.0
CEAG Crouse-Hinds | 50347 | EC002611 | EF007262 | oui | 9.0
CEAG Crouse-Hinds | 50347 | EC002611 | EF007264 | non | 9.0
CEAG Crouse-Hinds | 50347 | EC002611 | EF007317 | non | 9.0
CEAG Crouse-Hinds | 50347 | EC002611 | EF007355 | 500 | 9.0
CEAG Crouse-Hinds | 50347 | EC002611 | EF008240 | EV002104 | 9.0
CEAG Crouse-Hinds | 50348 | EC002611 | EF000231 | 2 | 9.0
CEAG Crouse-Hinds | 50348 | EC002611 | EF001389 | 16 | 9.0
CEAG Crouse-Hinds | 50348 | EC002611 | EF001391 | 1 | 9.0
CEAG Crouse-Hinds | 50348 | EC002611 | EF001416 | oui | 9.0
CEAG Crouse-Hinds | 50348 | EC002611 | EF002428 | non | 9.0
CEAG Crouse-Hinds | 50348 | EC002611 | EF003118 | EV006407 | 9.0
CEAG Crouse-Hinds | 50348 | EC002611 | EF003496 | EV000398 | 9.0
CEAG Crouse-Hinds | 50348 | EC002611 | EF006976 | EV000421 | 9.0
CEAG Crouse-Hinds | 50348 | EC002611 | EF007176 | EV000154 | 9.0
CEAG Crouse-Hinds | 50348 | EC002611 | EF007243 | oui | 9.0
CEAG Crouse-Hinds | 50348 | EC002611 | EF007246 | oui | 9.0
CEAG Crouse-Hinds | 50348 | EC002611 | EF007262 | oui | 9.0
CEAG Crouse-Hinds | 50348 | EC002611 | EF007264 | non | 9.0
CEAG Crouse-Hinds | 50348 | EC002611 | EF007317 | non | 9.0
CEAG Crouse-Hinds | 50348 | EC002611 | EF007355 | 500 | 9.0
CEAG Crouse-Hinds | 50348 | EC002611 | EF008240 | EV002104 | 9.0
CEAG Crouse-Hinds | 50348 | EC002611 | EF011961 | EV000154 | 9.0
CEAG Crouse-Hinds | 50349 | EC002611 | EF000231 | 2 | 9.0
CEAG Crouse-Hinds | 50349 | EC002611 | EF001389 | 16 | 9.0
CEAG Crouse-Hinds | 50349 | EC002611 | EF001391 | 1 | 9.0
CEAG Crouse-Hinds | 50349 | EC002611 | EF001416 | oui | 9.0
CEAG Crouse-Hinds | 50349 | EC002611 | EF002428 | oui | 9.0
CEAG Crouse-Hinds | 50349 | EC002611 | EF003118 | EV006407 | 9.0
CEAG Crouse-Hinds | 50349 | EC002611 | EF003496 | EV000398 | 9.0
CEAG Crouse-Hinds | 50349 | EC002611 | EF006976 | EV000421 | 9.0
CEAG Crouse-Hinds | 50349 | EC002611 | EF007176 | EV000154 | 9.0
CEAG Crouse-Hinds | 50349 | EC002611 | EF007243 | oui | 9.0
CEAG Crouse-Hinds | 50349 | EC002611 | EF007246 | oui | 9.0
CEAG Crouse-Hinds | 50349 | EC002611 | EF007262 | oui | 9.0
CEAG Crouse-Hinds | 50349 | EC002611 | EF007264 | non | 9.0
CEAG Crouse-Hinds | 50349 | EC002611 | EF007317 | non | 9.0
CEAG Crouse-Hinds | 50349 | EC002611 | EF007355 | 500 | 9.0
CEAG Crouse-Hinds | 50349 | EC002611 | EF008240 | EV002104 | 9.0
CEAG Crouse-Hinds | 50349 | EC002611 | EF011961 | EV000154 | 9.0
CEAG Crouse-Hinds | 50350 | EC001027 | EF000079 | 31,5 | 9.0
CEAG Crouse-Hinds | 50350 | EC001027 | EF000346 | 1 | 9.0
CEAG Crouse-Hinds | 50350 | EC001027 | EF002431 | 1000 | 9.0
CEAG Crouse-Hinds | 50350 | EC001027 | EF003961 | EV000415 | 9.0
CEAG Crouse-Hinds | 50350 | EC001027 | EF005474 | EV006407 | 9.0
CEAG Crouse-Hinds | 50350 | EC001027 | EF006943 | 0 - 1 | 9.0
CEAG Crouse-Hinds | 50350 | EC001027 | EF011959 | EV000154 | 9.0
CEAG Crouse-Hinds | 50351 | EC001027 | EF000079 | 31,5 | 9.0
CEAG Crouse-Hinds | 50351 | EC001027 | EF000346 | 1 | 9.0
CEAG Crouse-Hinds | 50351 | EC001027 | EF002431 | 2200 | 9.0
CEAG Crouse-Hinds | 50351 | EC001027 | EF003961 | EV000415 | 9.0
CEAG Crouse-Hinds | 50351 | EC001027 | EF005474 | EV006407 | 9.0
CEAG Crouse-Hinds | 50351 | EC001027 | EF006943 | 0 - 1 | 9.0
CEAG Crouse-Hinds | 50351 | EC001027 | EF011959 | EV000154 | 9.0
CEAG Crouse-Hinds | 50352 | EC001027 | EF000079 | 31,5 | 9.0
CEAG Crouse-Hinds | 50352 | EC001027 | EF000346 | 1 | 9.0
CEAG Crouse-Hinds | 50352 | EC001027 | EF002431 | 4700 | 9.0
CEAG Crouse-Hinds | 50352 | EC001027 | EF003961 | EV000415 | 9.0
CEAG Crouse-Hinds | 50352 | EC001027 | EF005474 | EV006407 | 9.0
CEAG Crouse-Hinds | 50352 | EC001027 | EF006943 | 0 - 1 | 9.0
CEAG Crouse-Hinds | 50352 | EC001027 | EF011959 | EV000154 | 9.0
CEAG Crouse-Hinds | 50353 | EC002024 | EF005722 | EV000154 | 9.0
CEAG Crouse-Hinds | 50353 | EC002024 | EF005994 | EV000154 | 9.0
CEAG Crouse-Hinds | 50354 | EC002024 | EF005722 | EV000154 | 9.0
CEAG Crouse-Hinds | 50354 | EC002024 | EF005994 | EV000175 | 9.0
CEAG Crouse-Hinds | 50414 | EC002892 | EF000004 | EV000582 | 9.0
CEAG Crouse-Hinds | 50414 | EC002892 | EF000008 | 188 | 9.0
CEAG Crouse-Hinds | 50414 | EC002892 | EF000048 | EV000659 | 9.0
CEAG Crouse-Hinds | 50414 | EC002892 | EF000085 | 2,5 | 9.0
CEAG Crouse-Hinds | 50414 | EC002892 | EF000124 | EV001008 | 9.0
CEAG Crouse-Hinds | 50414 | EC002892 | EF000136 | EV000270 | 9.0
CEAG Crouse-Hinds | 50414 | EC002892 | EF000187 | EV000460 | 9.0
CEAG Crouse-Hinds | 50414 | EC002892 | EF000197 | non | 9.0
CEAG Crouse-Hinds | 50414 | EC002892 | EF000282 | EV000494 | 9.0
CEAG Crouse-Hinds | 50414 | EC002892 | EF000381 | EV005787 | 9.0
CEAG Crouse-Hinds | 50414 | EC002892 | EF000442 | EV003581 | 9.0
CEAG Crouse-Hinds | 50414 | EC002892 | EF000664 | Oui | 9.0
CEAG Crouse-Hinds | 50414 | EC002892 | EF001203 | non | 9.0
CEAG Crouse-Hinds | 50414 | EC002892 | EF001265 | oui | 9.0
CEAG Crouse-Hinds | 50414 | EC002892 | EF001391 | 3 | 9.0
CEAG Crouse-Hinds | 50414 | EC002892 | EF001438 | 760 | 9.0
CEAG Crouse-Hinds | 50414 | EC002892 | EF001456 | 130 | 9.0
CEAG Crouse-Hinds | 50414 | EC002892 | EF001596 | EV000139 | 9.0
CEAG Crouse-Hinds | 50414 | EC002892 | EF002423 | EV011514 | 9.0
CEAG Crouse-Hinds | 50414 | EC002892 | EF004274 | oui | 9.0
CEAG Crouse-Hinds | 50414 | EC002892 | EF004275 | non | 9.0
CEAG Crouse-Hinds | 50414 | EC002892 | EF004282 | EV000090 | 9.0
CEAG Crouse-Hinds | 50414 | EC002892 | EF004283 | EV000181 | 9.0
CEAG Crouse-Hinds | 50414 | EC002892 | EF004284 | EV006823 | 9.0
CEAG Crouse-Hinds | 50414 | EC002892 | EF004293 | EV008784 | 9.0
CEAG Crouse-Hinds | 50414 | EC002892 | EF005127 | 220 - 240 | 9.0
CEAG Crouse-Hinds | 50414 | EC002892 | EF005138 | Non | 9.0
CEAG Crouse-Hinds | 50414 | EC002892 | EF005474 | EV006422 | 9.0
CEAG Crouse-Hinds | 50414 | EC002892 | EF005905 | non | 9.0
CEAG Crouse-Hinds | 50414 | EC002892 | EF006420 | non | 9.0
CEAG Crouse-Hinds | 50414 | EC002892 | EF006423 | non | 9.0
CEAG Crouse-Hinds | 50414 | EC002892 | EF006436 | 2 | 9.0
CEAG Crouse-Hinds | 50414 | EC002892 | EF006760 | non | 9.0
CEAG Crouse-Hinds | 50414 | EC002892 | EF007556 | non | 9.0
CEAG Crouse-Hinds | 50414 | EC002892 | EF007694 | non | 9.0
CEAG Crouse-Hinds | 50414 | EC002892 | EF007793 | oui | 9.0
CEAG Crouse-Hinds | 50414 | EC002892 | EF008157 | EV011534 | 9.0
CEAG Crouse-Hinds | 50414 | EC002892 | EF009345 | 100 | 9.0
CEAG Crouse-Hinds | 50414 | EC002892 | EF009346 | 3000 - 5000 | 9.0
CEAG Crouse-Hinds | 50414 | EC002892 | EF009350 | EV000202 | 9.0
CEAG Crouse-Hinds | 50414 | EC002892 | EF009372 | non | 9.0
CEAG Crouse-Hinds | 50414 | EC002892 | EF009482 | Non | 9.0
CEAG Crouse-Hinds | 50414 | EC002892 | EF011072 | Non | 9.0
CEAG Crouse-Hinds | 50414 | EC002892 | EF011868 | EV015019 | 9.0
CEAG Crouse-Hinds | 50414 | EC002892 | EF011948 | EV014021 | 9.0
CEAG Crouse-Hinds | 50414 | EC002892 | EF011959 | EV000154 | 9.0
CEAG Crouse-Hinds | 50414 | EC002892 | EF012090 | -20 - 40 | 9.0
CEAG Crouse-Hinds | 50414 | EC002892 | EF012091 | EV000494 | 9.0
CEAG Crouse-Hinds | 50414 | EC002892 | EF012152 | Non | 9.0
CEAG Crouse-Hinds | 50414 | EC002892 | EF012153 | Non | 9.0
CEAG Crouse-Hinds | 50414 | EC002892 | EF012154 | Non | 9.0
CEAG Crouse-Hinds | 50414 | EC002892 | EF012155 | Non | 9.0
CEAG Crouse-Hinds | 50414 | EC002892 | EF012156 | Non | 9.0
CEAG Crouse-Hinds | 50414 | EC002892 | EF012158 | Non | 9.0
CEAG Crouse-Hinds | 50414 | EC002892 | EF012159 | Non | 9.0
CEAG Crouse-Hinds | 50414 | EC002892 | EF012160 | Non | 9.0
CEAG Crouse-Hinds | 50414 | EC002892 | EF012161 | Non | 9.0
CEAG Crouse-Hinds | 50414 | EC002892 | EF012162 | Non | 9.0
CEAG Crouse-Hinds | 50414 | EC002892 | EF012163 | Non | 9.0
CEAG Crouse-Hinds | 50414 | EC002892 | EF012164 | Non | 9.0
CEAG Crouse-Hinds | 50414 | EC002892 | EF012165 | Non | 9.0
CEAG Crouse-Hinds | 50414 | EC002892 | EF012166 | Non | 9.0
CEAG Crouse-Hinds | 50414 | EC002892 | EF012167 | Non | 9.0
CEAG Crouse-Hinds | 50414 | EC002892 | EF012168 | Non | 9.0
CEAG Crouse-Hinds | 50414 | EC002892 | EF012169 | Oui | 9.0
CEAG Crouse-Hinds | 50414 | EC002892 | EF012170 | EV000154 | 9.0
CEAG Crouse-Hinds | 50414 | EC002892 | EF012188 | Non | 9.0
CEAG Crouse-Hinds | 50414 | EC002892 | EF013759 | Non | 9.0
CEAG Crouse-Hinds | 50414 | EC002892 | EF014925 | Non | 9.0
CEAG Crouse-Hinds | 50414 | EC002892 | EF014926 | Non | 9.0
CEAG Crouse-Hinds | 50414 | EC002892 | EF014927 | Non | 9.0
CEAG Crouse-Hinds | 50414 | EC002892 | EF015824 | Non | 9.0
CEAG Crouse-Hinds | 50414 | EC002892 | EF016261 | EV004175 | 9.0
CEAG Crouse-Hinds | 50414 | EC002892 | EF016262 | EV004175 | 9.0
CEAG Crouse-Hinds | 50414 | EC002892 | EF016263 | EV004175 | 9.0
CEAG Crouse-Hinds | 50414 | EC002892 | EF016286 | Oui | 9.0
CEAG Crouse-Hinds | 50414 | EC002892 | EF016431 | Non | 9.0
CEAG Crouse-Hinds | 50414 | EC002892 | EF016835 | EV005787 | 9.0
CEAG Crouse-Hinds | 50414 | EC002892 | EF021180 | oui | 9.0
CEAG Crouse-Hinds | 50414 | EC002892 | EF024150 | EV006034 | 9.0
CEAG Crouse-Hinds | 50414 | EC002892 | EF025740 | 0.9 | 9.0
CEAG Crouse-Hinds | 50415 | EC002892 | EF000004 | EV000582 | 9.0
CEAG Crouse-Hinds | 50415 | EC002892 | EF000008 | 188 | 9.0
CEAG Crouse-Hinds | 50415 | EC002892 | EF000048 | EV000659 | 9.0
CEAG Crouse-Hinds | 50415 | EC002892 | EF000085 | 6 | 9.0
CEAG Crouse-Hinds | 50415 | EC002892 | EF000124 | EV001008 | 9.0
CEAG Crouse-Hinds | 50415 | EC002892 | EF000136 | EV000270 | 9.0
CEAG Crouse-Hinds | 50415 | EC002892 | EF000187 | EV000460 | 9.0
CEAG Crouse-Hinds | 50415 | EC002892 | EF000197 | non | 9.0
CEAG Crouse-Hinds | 50415 | EC002892 | EF000282 | EV000494 | 9.0
CEAG Crouse-Hinds | 50415 | EC002892 | EF000381 | EV005787 | 9.0
CEAG Crouse-Hinds | 50415 | EC002892 | EF000442 | EV003581 | 9.0
CEAG Crouse-Hinds | 50415 | EC002892 | EF000664 | Oui | 9.0
CEAG Crouse-Hinds | 50415 | EC002892 | EF001203 | non | 9.0
CEAG Crouse-Hinds | 50415 | EC002892 | EF001265 | oui | 9.0
CEAG Crouse-Hinds | 50415 | EC002892 | EF001391 | 6 | 9.0
CEAG Crouse-Hinds | 50415 | EC002892 | EF001438 | 760 | 9.0
CEAG Crouse-Hinds | 50415 | EC002892 | EF001456 | 130 | 9.0
CEAG Crouse-Hinds | 50415 | EC002892 | EF001596 | EV000139 | 9.0
CEAG Crouse-Hinds | 50415 | EC002892 | EF002423 | EV011514 | 9.0
CEAG Crouse-Hinds | 50415 | EC002892 | EF004274 | oui | 9.0
CEAG Crouse-Hinds | 50415 | EC002892 | EF004275 | non | 9.0
CEAG Crouse-Hinds | 50415 | EC002892 | EF004282 | EV000090 | 9.0
CEAG Crouse-Hinds | 50415 | EC002892 | EF004283 | EV000181 | 9.0
CEAG Crouse-Hinds | 50415 | EC002892 | EF004284 | EV006823 | 9.0
CEAG Crouse-Hinds | 50415 | EC002892 | EF004293 | EV008784 | 9.0
CEAG Crouse-Hinds | 50415 | EC002892 | EF005127 | 220 - 240 | 9.0
CEAG Crouse-Hinds | 50415 | EC002892 | EF005138 | Non | 9.0
CEAG Crouse-Hinds | 50415 | EC002892 | EF005474 | EV006422 | 9.0
CEAG Crouse-Hinds | 50415 | EC002892 | EF005905 | non | 9.0
CEAG Crouse-Hinds | 50415 | EC002892 | EF006420 | non | 9.0
CEAG Crouse-Hinds | 50415 | EC002892 | EF006423 | non | 9.0
CEAG Crouse-Hinds | 50415 | EC002892 | EF006436 | 2 | 9.0
CEAG Crouse-Hinds | 50415 | EC002892 | EF006760 | non | 9.0
CEAG Crouse-Hinds | 50415 | EC002892 | EF007556 | non | 9.0
CEAG Crouse-Hinds | 50415 | EC002892 | EF007694 | non | 9.0
CEAG Crouse-Hinds | 50415 | EC002892 | EF007793 | oui | 9.0
CEAG Crouse-Hinds | 50415 | EC002892 | EF008157 | EV011534 | 9.0
CEAG Crouse-Hinds | 50415 | EC002892 | EF009345 | 100 | 9.0
CEAG Crouse-Hinds | 50415 | EC002892 | EF009346 | 3000 - 5000 | 9.0
CEAG Crouse-Hinds | 50415 | EC002892 | EF009350 | EV000202 | 9.0
CEAG Crouse-Hinds | 50415 | EC002892 | EF009372 | non | 9.0
CEAG Crouse-Hinds | 50415 | EC002892 | EF009482 | Non | 9.0
CEAG Crouse-Hinds | 50415 | EC002892 | EF011072 | Non | 9.0
CEAG Crouse-Hinds | 50415 | EC002892 | EF011868 | EV015019 | 9.0
CEAG Crouse-Hinds | 50415 | EC002892 | EF011948 | EV014021 | 9.0
CEAG Crouse-Hinds | 50415 | EC002892 | EF011959 | EV000154 | 9.0
CEAG Crouse-Hinds | 50415 | EC002892 | EF012090 | -20 - 40 | 9.0
CEAG Crouse-Hinds | 50415 | EC002892 | EF012091 | EV000494 | 9.0
CEAG Crouse-Hinds | 50415 | EC002892 | EF012152 | Non | 9.0
CEAG Crouse-Hinds | 50415 | EC002892 | EF012153 | Non | 9.0
CEAG Crouse-Hinds | 50415 | EC002892 | EF012154 | Non | 9.0
CEAG Crouse-Hinds | 50415 | EC002892 | EF012155 | Non | 9.0
CEAG Crouse-Hinds | 50415 | EC002892 | EF012156 | Non | 9.0
CEAG Crouse-Hinds | 50415 | EC002892 | EF012158 | Non | 9.0
CEAG Crouse-Hinds | 50415 | EC002892 | EF012159 | Non | 9.0
CEAG Crouse-Hinds | 50415 | EC002892 | EF012160 | Non | 9.0
CEAG Crouse-Hinds | 50415 | EC002892 | EF012161 | Non | 9.0
CEAG Crouse-Hinds | 50415 | EC002892 | EF012162 | Non | 9.0
CEAG Crouse-Hinds | 50415 | EC002892 | EF012163 | Non | 9.0
CEAG Crouse-Hinds | 50415 | EC002892 | EF012164 | Non | 9.0
CEAG Crouse-Hinds | 50415 | EC002892 | EF012165 | Non | 9.0
CEAG Crouse-Hinds | 50415 | EC002892 | EF012166 | Non | 9.0
CEAG Crouse-Hinds | 50415 | EC002892 | EF012167 | Non | 9.0
CEAG Crouse-Hinds | 50415 | EC002892 | EF012168 | Non | 9.0
CEAG Crouse-Hinds | 50415 | EC002892 | EF012169 | Oui | 9.0
CEAG Crouse-Hinds | 50415 | EC002892 | EF012170 | EV000154 | 9.0
CEAG Crouse-Hinds | 50415 | EC002892 | EF012188 | Non | 9.0
CEAG Crouse-Hinds | 50415 | EC002892 | EF013759 | Non | 9.0
CEAG Crouse-Hinds | 50415 | EC002892 | EF014925 | Non | 9.0
CEAG Crouse-Hinds | 50415 | EC002892 | EF014926 | Non | 9.0
CEAG Crouse-Hinds | 50415 | EC002892 | EF014927 | Non | 9.0
CEAG Crouse-Hinds | 50415 | EC002892 | EF015824 | Non | 9.0
CEAG Crouse-Hinds | 50415 | EC002892 | EF016261 | EV004175 | 9.0
CEAG Crouse-Hinds | 50415 | EC002892 | EF016262 | EV004175 | 9.0
CEAG Crouse-Hinds | 50415 | EC002892 | EF016263 | EV004175 | 9.0
CEAG Crouse-Hinds | 50415 | EC002892 | EF016286 | Oui | 9.0
CEAG Crouse-Hinds | 50415 | EC002892 | EF016431 | Non | 9.0
CEAG Crouse-Hinds | 50415 | EC002892 | EF016835 | EV005787 | 9.0
CEAG Crouse-Hinds | 50415 | EC002892 | EF021180 | oui | 9.0
CEAG Crouse-Hinds | 50415 | EC002892 | EF024150 | EV006034 | 9.0
CEAG Crouse-Hinds | 50415 | EC002892 | EF025740 | 0.9 | 9.0
CEAG Crouse-Hinds | 50416 | EC002892 | EF000004 | EV000582 | 9.0
CEAG Crouse-Hinds | 50416 | EC002892 | EF000008 | 188 | 9.0
CEAG Crouse-Hinds | 50416 | EC002892 | EF000048 | EV000659 | 9.0
CEAG Crouse-Hinds | 50416 | EC002892 | EF000085 | 2,5 | 9.0
CEAG Crouse-Hinds | 50416 | EC002892 | EF000124 | EV001008 | 9.0
CEAG Crouse-Hinds | 50416 | EC002892 | EF000136 | EV000270 | 9.0
CEAG Crouse-Hinds | 50416 | EC002892 | EF000187 | EV000460 | 9.0
CEAG Crouse-Hinds | 50416 | EC002892 | EF000197 | non | 9.0
CEAG Crouse-Hinds | 50416 | EC002892 | EF000282 | EV000494 | 9.0
CEAG Crouse-Hinds | 50416 | EC002892 | EF000381 | EV005787 | 9.0
CEAG Crouse-Hinds | 50416 | EC002892 | EF000442 | EV003581 | 9.0
CEAG Crouse-Hinds | 50416 | EC002892 | EF000664 | Oui | 9.0
CEAG Crouse-Hinds | 50416 | EC002892 | EF001203 | non | 9.0
CEAG Crouse-Hinds | 50416 | EC002892 | EF001265 | oui | 9.0
CEAG Crouse-Hinds | 50416 | EC002892 | EF001391 | 3 | 9.0
CEAG Crouse-Hinds | 50416 | EC002892 | EF001438 | 1360 | 9.0
CEAG Crouse-Hinds | 50416 | EC002892 | EF001456 | 130 | 9.0
CEAG Crouse-Hinds | 50416 | EC002892 | EF001596 | EV000139 | 9.0
CEAG Crouse-Hinds | 50416 | EC002892 | EF002423 | EV011514 | 9.0
CEAG Crouse-Hinds | 50416 | EC002892 | EF004274 | oui | 9.0
CEAG Crouse-Hinds | 50416 | EC002892 | EF004275 | non | 9.0
CEAG Crouse-Hinds | 50416 | EC002892 | EF004282 | EV000090 | 9.0
CEAG Crouse-Hinds | 50416 | EC002892 | EF004283 | EV000181 | 9.0
CEAG Crouse-Hinds | 50416 | EC002892 | EF004284 | EV006823 | 9.0
CEAG Crouse-Hinds | 50416 | EC002892 | EF004293 | EV008784 | 9.0
CEAG Crouse-Hinds | 50416 | EC002892 | EF005127 | 220 - 240 | 9.0
CEAG Crouse-Hinds | 50416 | EC002892 | EF005138 | Non | 9.0
CEAG Crouse-Hinds | 50416 | EC002892 | EF005474 | EV006422 | 9.0
CEAG Crouse-Hinds | 50416 | EC002892 | EF005905 | non | 9.0
CEAG Crouse-Hinds | 50416 | EC002892 | EF006420 | non | 9.0
CEAG Crouse-Hinds | 50416 | EC002892 | EF006423 | non | 9.0
CEAG Crouse-Hinds | 50416 | EC002892 | EF006436 | 2 | 9.0
CEAG Crouse-Hinds | 50416 | EC002892 | EF006760 | non | 9.0
CEAG Crouse-Hinds | 50416 | EC002892 | EF007556 | non | 9.0
CEAG Crouse-Hinds | 50416 | EC002892 | EF007694 | non | 9.0
CEAG Crouse-Hinds | 50416 | EC002892 | EF007793 | oui | 9.0
CEAG Crouse-Hinds | 50416 | EC002892 | EF008157 | EV011534 | 9.0
CEAG Crouse-Hinds | 50416 | EC002892 | EF009345 | 190 | 9.0
CEAG Crouse-Hinds | 50416 | EC002892 | EF009346 | 3000 - 5000 | 9.0
CEAG Crouse-Hinds | 50416 | EC002892 | EF009350 | EV000202 | 9.0
CEAG Crouse-Hinds | 50416 | EC002892 | EF009372 | non | 9.0
CEAG Crouse-Hinds | 50416 | EC002892 | EF009482 | Non | 9.0
CEAG Crouse-Hinds | 50416 | EC002892 | EF011072 | Non | 9.0
CEAG Crouse-Hinds | 50416 | EC002892 | EF011868 | EV015019 | 9.0
CEAG Crouse-Hinds | 50416 | EC002892 | EF011948 | EV014021 | 9.0
CEAG Crouse-Hinds | 50416 | EC002892 | EF011959 | EV000154 | 9.0
CEAG Crouse-Hinds | 50416 | EC002892 | EF012090 | -20 - 40 | 9.0
CEAG Crouse-Hinds | 50416 | EC002892 | EF012091 | EV000494 | 9.0
CEAG Crouse-Hinds | 50416 | EC002892 | EF012152 | Non | 9.0
CEAG Crouse-Hinds | 50416 | EC002892 | EF012153 | Non | 9.0
CEAG Crouse-Hinds | 50416 | EC002892 | EF012154 | Non | 9.0
CEAG Crouse-Hinds | 50416 | EC002892 | EF012155 | Non | 9.0
CEAG Crouse-Hinds | 50416 | EC002892 | EF012156 | Non | 9.0
CEAG Crouse-Hinds | 50416 | EC002892 | EF012158 | Non | 9.0
CEAG Crouse-Hinds | 50416 | EC002892 | EF012159 | Non | 9.0
CEAG Crouse-Hinds | 50416 | EC002892 | EF012160 | Non | 9.0
CEAG Crouse-Hinds | 50416 | EC002892 | EF012161 | Non | 9.0
CEAG Crouse-Hinds | 50416 | EC002892 | EF012162 | Non | 9.0
CEAG Crouse-Hinds | 50416 | EC002892 | EF012163 | Non | 9.0
CEAG Crouse-Hinds | 50416 | EC002892 | EF012164 | Non | 9.0
CEAG Crouse-Hinds | 50416 | EC002892 | EF012165 | Non | 9.0
CEAG Crouse-Hinds | 50416 | EC002892 | EF012166 | Non | 9.0
CEAG Crouse-Hinds | 50416 | EC002892 | EF012167 | Non | 9.0
CEAG Crouse-Hinds | 50416 | EC002892 | EF012168 | Non | 9.0
CEAG Crouse-Hinds | 50416 | EC002892 | EF012169 | Oui | 9.0
CEAG Crouse-Hinds | 50416 | EC002892 | EF012170 | EV000154 | 9.0
CEAG Crouse-Hinds | 50416 | EC002892 | EF012188 | Non | 9.0
CEAG Crouse-Hinds | 50416 | EC002892 | EF013759 | Non | 9.0
CEAG Crouse-Hinds | 50416 | EC002892 | EF014925 | Non | 9.0
CEAG Crouse-Hinds | 50416 | EC002892 | EF014926 | Non | 9.0
CEAG Crouse-Hinds | 50416 | EC002892 | EF014927 | Non | 9.0
CEAG Crouse-Hinds | 50416 | EC002892 | EF015824 | Non | 9.0
CEAG Crouse-Hinds | 50416 | EC002892 | EF016261 | EV004175 | 9.0
CEAG Crouse-Hinds | 50416 | EC002892 | EF016262 | EV004175 | 9.0
CEAG Crouse-Hinds | 50416 | EC002892 | EF016263 | EV004175 | 9.0
CEAG Crouse-Hinds | 50416 | EC002892 | EF016286 | Oui | 9.0
CEAG Crouse-Hinds | 50416 | EC002892 | EF016431 | Non | 9.0
CEAG Crouse-Hinds | 50416 | EC002892 | EF016835 | EV005787 | 9.0
CEAG Crouse-Hinds | 50416 | EC002892 | EF021180 | oui | 9.0
CEAG Crouse-Hinds | 50416 | EC002892 | EF024150 | EV006034 | 9.0
CEAG Crouse-Hinds | 50416 | EC002892 | EF025740 | 0.9 | 9.0
CEAG Crouse-Hinds | 50417 | EC002892 | EF000004 | EV000582 | 9.0
CEAG Crouse-Hinds | 50417 | EC002892 | EF000008 | 188 | 9.0
CEAG Crouse-Hinds | 50417 | EC002892 | EF000048 | EV000659 | 9.0
CEAG Crouse-Hinds | 50417 | EC002892 | EF000085 | 6 | 9.0
CEAG Crouse-Hinds | 50417 | EC002892 | EF000124 | EV001008 | 9.0
CEAG Crouse-Hinds | 50417 | EC002892 | EF000136 | EV000270 | 9.0
CEAG Crouse-Hinds | 50417 | EC002892 | EF000187 | EV000460 | 9.0
CEAG Crouse-Hinds | 50417 | EC002892 | EF000197 | non | 9.0
CEAG Crouse-Hinds | 50417 | EC002892 | EF000282 | EV000494 | 9.0
CEAG Crouse-Hinds | 50417 | EC002892 | EF000381 | EV005787 | 9.0
CEAG Crouse-Hinds | 50417 | EC002892 | EF000442 | EV003581 | 9.0
CEAG Crouse-Hinds | 50417 | EC002892 | EF000664 | Oui | 9.0
CEAG Crouse-Hinds | 50417 | EC002892 | EF001203 | non | 9.0
CEAG Crouse-Hinds | 50417 | EC002892 | EF001265 | oui | 9.0
CEAG Crouse-Hinds | 50417 | EC002892 | EF001391 | 6 | 9.0
CEAG Crouse-Hinds | 50417 | EC002892 | EF001438 | 1360 | 9.0
CEAG Crouse-Hinds | 50417 | EC002892 | EF001456 | 130 | 9.0
CEAG Crouse-Hinds | 50417 | EC002892 | EF001596 | EV000139 | 9.0
CEAG Crouse-Hinds | 50417 | EC002892 | EF002423 | EV011514 | 9.0
CEAG Crouse-Hinds | 50417 | EC002892 | EF004274 | oui | 9.0
CEAG Crouse-Hinds | 50417 | EC002892 | EF004275 | non | 9.0
CEAG Crouse-Hinds | 50417 | EC002892 | EF004282 | EV000090 | 9.0
CEAG Crouse-Hinds | 50417 | EC002892 | EF004283 | EV000181 | 9.0
CEAG Crouse-Hinds | 50417 | EC002892 | EF004284 | EV006823 | 9.0
CEAG Crouse-Hinds | 50417 | EC002892 | EF004293 | EV008784 | 9.0
CEAG Crouse-Hinds | 50417 | EC002892 | EF005127 | 220 - 240 | 9.0
CEAG Crouse-Hinds | 50417 | EC002892 | EF005138 | Non | 9.0
CEAG Crouse-Hinds | 50417 | EC002892 | EF005474 | EV006422 | 9.0
CEAG Crouse-Hinds | 50417 | EC002892 | EF005905 | non | 9.0
CEAG Crouse-Hinds | 50417 | EC002892 | EF006420 | non | 9.0
CEAG Crouse-Hinds | 50417 | EC002892 | EF006423 | non | 9.0
CEAG Crouse-Hinds | 50417 | EC002892 | EF006436 | 2 | 9.0
CEAG Crouse-Hinds | 50417 | EC002892 | EF006760 | non | 9.0
CEAG Crouse-Hinds | 50417 | EC002892 | EF007556 | non | 9.0
CEAG Crouse-Hinds | 50417 | EC002892 | EF007694 | non | 9.0
CEAG Crouse-Hinds | 50417 | EC002892 | EF007793 | oui | 9.0
CEAG Crouse-Hinds | 50417 | EC002892 | EF008157 | EV011534 | 9.0
CEAG Crouse-Hinds | 50417 | EC002892 | EF009345 | 190 | 9.0
CEAG Crouse-Hinds | 50417 | EC002892 | EF009346 | 3000 - 5000 | 9.0
CEAG Crouse-Hinds | 50417 | EC002892 | EF009350 | EV000202 | 9.0
CEAG Crouse-Hinds | 50417 | EC002892 | EF009372 | non | 9.0
CEAG Crouse-Hinds | 50417 | EC002892 | EF009482 | Non | 9.0
CEAG Crouse-Hinds | 50417 | EC002892 | EF011072 | Non | 9.0
CEAG Crouse-Hinds | 50417 | EC002892 | EF011868 | EV015019 | 9.0
CEAG Crouse-Hinds | 50417 | EC002892 | EF011948 | EV014021 | 9.0
CEAG Crouse-Hinds | 50417 | EC002892 | EF011959 | EV000154 | 9.0
CEAG Crouse-Hinds | 50417 | EC002892 | EF012090 | -20 - 40 | 9.0
CEAG Crouse-Hinds | 50417 | EC002892 | EF012091 | EV000494 | 9.0
CEAG Crouse-Hinds | 50417 | EC002892 | EF012152 | Non | 9.0
CEAG Crouse-Hinds | 50417 | EC002892 | EF012153 | Non | 9.0
CEAG Crouse-Hinds | 50417 | EC002892 | EF012154 | Non | 9.0
CEAG Crouse-Hinds | 50417 | EC002892 | EF012155 | Non | 9.0
CEAG Crouse-Hinds | 50417 | EC002892 | EF012156 | Non | 9.0
CEAG Crouse-Hinds | 50417 | EC002892 | EF012158 | Non | 9.0
CEAG Crouse-Hinds | 50417 | EC002892 | EF012159 | Non | 9.0
CEAG Crouse-Hinds | 50417 | EC002892 | EF012160 | Non | 9.0
CEAG Crouse-Hinds | 50417 | EC002892 | EF012161 | Non | 9.0
CEAG Crouse-Hinds | 50417 | EC002892 | EF012162 | Non | 9.0
CEAG Crouse-Hinds | 50417 | EC002892 | EF012163 | Non | 9.0
CEAG Crouse-Hinds | 50417 | EC002892 | EF012164 | Non | 9.0
CEAG Crouse-Hinds | 50417 | EC002892 | EF012165 | Non | 9.0
CEAG Crouse-Hinds | 50417 | EC002892 | EF012166 | Non | 9.0
CEAG Crouse-Hinds | 50417 | EC002892 | EF012167 | Non | 9.0
CEAG Crouse-Hinds | 50417 | EC002892 | EF012168 | Non | 9.0
CEAG Crouse-Hinds | 50417 | EC002892 | EF012169 | Oui | 9.0
CEAG Crouse-Hinds | 50417 | EC002892 | EF012170 | EV000154 | 9.0
CEAG Crouse-Hinds | 50417 | EC002892 | EF012188 | Non | 9.0
CEAG Crouse-Hinds | 50417 | EC002892 | EF013759 | Non | 9.0
CEAG Crouse-Hinds | 50417 | EC002892 | EF014925 | Non | 9.0
CEAG Crouse-Hinds | 50417 | EC002892 | EF014926 | Non | 9.0
CEAG Crouse-Hinds | 50417 | EC002892 | EF014927 | Non | 9.0
CEAG Crouse-Hinds | 50417 | EC002892 | EF015824 | Non | 9.0
CEAG Crouse-Hinds | 50417 | EC002892 | EF016261 | EV004175 | 9.0
CEAG Crouse-Hinds | 50417 | EC002892 | EF016262 | EV004175 | 9.0
CEAG Crouse-Hinds | 50417 | EC002892 | EF016263 | EV004175 | 9.0
CEAG Crouse-Hinds | 50417 | EC002892 | EF016286 | Oui | 9.0
CEAG Crouse-Hinds | 50417 | EC002892 | EF016431 | Non | 9.0
CEAG Crouse-Hinds | 50417 | EC002892 | EF016835 | EV005787 | 9.0
CEAG Crouse-Hinds | 50417 | EC002892 | EF021180 | oui | 9.0
CEAG Crouse-Hinds | 50417 | EC002892 | EF024150 | EV006034 | 9.0
CEAG Crouse-Hinds | 50417 | EC002892 | EF025740 | 0.9 | 9.0
CEAG Crouse-Hinds | 50418 | EC002892 | EF000004 | EV000582 | 9.0
CEAG Crouse-Hinds | 50418 | EC002892 | EF000008 | 188 | 9.0
CEAG Crouse-Hinds | 50418 | EC002892 | EF000048 | EV000659 | 9.0
CEAG Crouse-Hinds | 50418 | EC002892 | EF000085 | 2,5 | 9.0
CEAG Crouse-Hinds | 50418 | EC002892 | EF000124 | EV001008 | 9.0
CEAG Crouse-Hinds | 50418 | EC002892 | EF000136 | EV000270 | 9.0
CEAG Crouse-Hinds | 50418 | EC002892 | EF000187 | EV000460 | 9.0
CEAG Crouse-Hinds | 50418 | EC002892 | EF000197 | non | 9.0
CEAG Crouse-Hinds | 50418 | EC002892 | EF000282 | EV000494 | 9.0
CEAG Crouse-Hinds | 50418 | EC002892 | EF000381 | EV005787 | 9.0
CEAG Crouse-Hinds | 50418 | EC002892 | EF000442 | EV003581 | 9.0
CEAG Crouse-Hinds | 50418 | EC002892 | EF000664 | Oui | 9.0
CEAG Crouse-Hinds | 50418 | EC002892 | EF001203 | non | 9.0
CEAG Crouse-Hinds | 50418 | EC002892 | EF001265 | oui | 9.0
CEAG Crouse-Hinds | 50418 | EC002892 | EF001391 | 3 | 9.0
CEAG Crouse-Hinds | 50418 | EC002892 | EF001438 | 1660 | 9.0
CEAG Crouse-Hinds | 50418 | EC002892 | EF001456 | 130 | 9.0
CEAG Crouse-Hinds | 50418 | EC002892 | EF001596 | EV000139 | 9.0
CEAG Crouse-Hinds | 50418 | EC002892 | EF002423 | EV011514 | 9.0
CEAG Crouse-Hinds | 50418 | EC002892 | EF004274 | oui | 9.0
CEAG Crouse-Hinds | 50418 | EC002892 | EF004275 | non | 9.0
CEAG Crouse-Hinds | 50418 | EC002892 | EF004282 | EV000090 | 9.0
CEAG Crouse-Hinds | 50418 | EC002892 | EF004283 | EV000181 | 9.0
CEAG Crouse-Hinds | 50418 | EC002892 | EF004284 | EV006823 | 9.0
CEAG Crouse-Hinds | 50418 | EC002892 | EF004293 | EV008784 | 9.0
CEAG Crouse-Hinds | 50418 | EC002892 | EF005127 | 220 - 240 | 9.0
CEAG Crouse-Hinds | 50418 | EC002892 | EF005138 | Non | 9.0
CEAG Crouse-Hinds | 50418 | EC002892 | EF005474 | EV006422 | 9.0
CEAG Crouse-Hinds | 50418 | EC002892 | EF005905 | non | 9.0
CEAG Crouse-Hinds | 50418 | EC002892 | EF006420 | non | 9.0
CEAG Crouse-Hinds | 50418 | EC002892 | EF006423 | non | 9.0
CEAG Crouse-Hinds | 50418 | EC002892 | EF006436 | 2 | 9.0
CEAG Crouse-Hinds | 50418 | EC002892 | EF006760 | non | 9.0
CEAG Crouse-Hinds | 50418 | EC002892 | EF007556 | non | 9.0
CEAG Crouse-Hinds | 50418 | EC002892 | EF007694 | non | 9.0
CEAG Crouse-Hinds | 50418 | EC002892 | EF007793 | oui | 9.0
CEAG Crouse-Hinds | 50418 | EC002892 | EF008157 | EV011534 | 9.0
CEAG Crouse-Hinds | 50418 | EC002892 | EF009345 | 250 | 9.0
CEAG Crouse-Hinds | 50418 | EC002892 | EF009346 | 3000 - 5000 | 9.0
CEAG Crouse-Hinds | 50418 | EC002892 | EF009350 | EV000202 | 9.0
CEAG Crouse-Hinds | 50418 | EC002892 | EF009372 | non | 9.0
CEAG Crouse-Hinds | 50418 | EC002892 | EF009482 | Non | 9.0
CEAG Crouse-Hinds | 50418 | EC002892 | EF011072 | Non | 9.0
CEAG Crouse-Hinds | 50418 | EC002892 | EF011868 | EV015019 | 9.0
CEAG Crouse-Hinds | 50418 | EC002892 | EF011948 | EV014021 | 9.0
CEAG Crouse-Hinds | 50418 | EC002892 | EF011959 | EV000154 | 9.0
CEAG Crouse-Hinds | 50418 | EC002892 | EF012090 | -20 - 40 | 9.0
CEAG Crouse-Hinds | 50418 | EC002892 | EF012091 | EV000494 | 9.0
CEAG Crouse-Hinds | 50418 | EC002892 | EF012152 | Non | 9.0
CEAG Crouse-Hinds | 50418 | EC002892 | EF012153 | Non | 9.0
CEAG Crouse-Hinds | 50418 | EC002892 | EF012154 | Non | 9.0
CEAG Crouse-Hinds | 50418 | EC002892 | EF012155 | Non | 9.0
CEAG Crouse-Hinds | 50418 | EC002892 | EF012156 | Non | 9.0
CEAG Crouse-Hinds | 50418 | EC002892 | EF012158 | Non | 9.0
CEAG Crouse-Hinds | 50418 | EC002892 | EF012159 | Non | 9.0
CEAG Crouse-Hinds | 50418 | EC002892 | EF012160 | Non | 9.0
CEAG Crouse-Hinds | 50418 | EC002892 | EF012161 | Non | 9.0
CEAG Crouse-Hinds | 50418 | EC002892 | EF012162 | Non | 9.0
CEAG Crouse-Hinds | 50418 | EC002892 | EF012163 | Non | 9.0
CEAG Crouse-Hinds | 50418 | EC002892 | EF012164 | Non | 9.0
CEAG Crouse-Hinds | 50418 | EC002892 | EF012165 | Non | 9.0
CEAG Crouse-Hinds | 50418 | EC002892 | EF012166 | Non | 9.0
CEAG Crouse-Hinds | 50418 | EC002892 | EF012167 | Non | 9.0
CEAG Crouse-Hinds | 50418 | EC002892 | EF012168 | Non | 9.0
CEAG Crouse-Hinds | 50418 | EC002892 | EF012169 | Oui | 9.0
CEAG Crouse-Hinds | 50418 | EC002892 | EF012170 | EV000154 | 9.0
CEAG Crouse-Hinds | 50418 | EC002892 | EF012188 | Non | 9.0
CEAG Crouse-Hinds | 50418 | EC002892 | EF013759 | Non | 9.0
CEAG Crouse-Hinds | 50418 | EC002892 | EF014925 | Non | 9.0
CEAG Crouse-Hinds | 50418 | EC002892 | EF014926 | Non | 9.0
CEAG Crouse-Hinds | 50418 | EC002892 | EF014927 | Non | 9.0
CEAG Crouse-Hinds | 50418 | EC002892 | EF015824 | Non | 9.0
CEAG Crouse-Hinds | 50418 | EC002892 | EF016261 | EV004175 | 9.0
CEAG Crouse-Hinds | 50418 | EC002892 | EF016262 | EV004175 | 9.0
CEAG Crouse-Hinds | 50418 | EC002892 | EF016263 | EV004175 | 9.0
CEAG Crouse-Hinds | 50418 | EC002892 | EF016286 | Oui | 9.0
CEAG Crouse-Hinds | 50418 | EC002892 | EF016431 | Non | 9.0
CEAG Crouse-Hinds | 50418 | EC002892 | EF016835 | EV005787 | 9.0
CEAG Crouse-Hinds | 50418 | EC002892 | EF021180 | oui | 9.0
CEAG Crouse-Hinds | 50418 | EC002892 | EF024150 | EV006034 | 9.0
CEAG Crouse-Hinds | 50418 | EC002892 | EF025740 | 0.9 | 9.0
CEAG Crouse-Hinds | 50419 | EC002892 | EF000004 | EV000582 | 9.0
CEAG Crouse-Hinds | 50419 | EC002892 | EF000008 | 188 | 9.0
CEAG Crouse-Hinds | 50419 | EC002892 | EF000048 | EV000659 | 9.0
CEAG Crouse-Hinds | 50419 | EC002892 | EF000085 | 6 | 9.0
CEAG Crouse-Hinds | 50419 | EC002892 | EF000124 | EV001008 | 9.0
CEAG Crouse-Hinds | 50419 | EC002892 | EF000136 | EV000270 | 9.0
CEAG Crouse-Hinds | 50419 | EC002892 | EF000187 | EV000460 | 9.0
CEAG Crouse-Hinds | 50419 | EC002892 | EF000197 | non | 9.0
CEAG Crouse-Hinds | 50419 | EC002892 | EF000282 | EV000494 | 9.0
CEAG Crouse-Hinds | 50419 | EC002892 | EF000381 | EV005787 | 9.0
CEAG Crouse-Hinds | 50419 | EC002892 | EF000442 | EV003581 | 9.0
CEAG Crouse-Hinds | 50419 | EC002892 | EF000664 | Oui | 9.0
CEAG Crouse-Hinds | 50419 | EC002892 | EF001203 | non | 9.0
CEAG Crouse-Hinds | 50419 | EC002892 | EF001265 | oui | 9.0
CEAG Crouse-Hinds | 50419 | EC002892 | EF001391 | 6 | 9.0
CEAG Crouse-Hinds | 50419 | EC002892 | EF001438 | 1660 | 9.0
CEAG Crouse-Hinds | 50419 | EC002892 | EF001456 | 130 | 9.0
CEAG Crouse-Hinds | 50419 | EC002892 | EF001596 | EV000139 | 9.0
CEAG Crouse-Hinds | 50419 | EC002892 | EF002423 | EV011514 | 9.0
CEAG Crouse-Hinds | 50419 | EC002892 | EF004274 | oui | 9.0
CEAG Crouse-Hinds | 50419 | EC002892 | EF004275 | non | 9.0
CEAG Crouse-Hinds | 50419 | EC002892 | EF004282 | EV000090 | 9.0
CEAG Crouse-Hinds | 50419 | EC002892 | EF004283 | EV000181 | 9.0
CEAG Crouse-Hinds | 50419 | EC002892 | EF004284 | EV006823 | 9.0
CEAG Crouse-Hinds | 50419 | EC002892 | EF004293 | EV008784 | 9.0
CEAG Crouse-Hinds | 50419 | EC002892 | EF005127 | 220 - 240 | 9.0
CEAG Crouse-Hinds | 50419 | EC002892 | EF005138 | Non | 9.0
CEAG Crouse-Hinds | 50419 | EC002892 | EF005474 | EV006422 | 9.0
CEAG Crouse-Hinds | 50419 | EC002892 | EF005905 | non | 9.0
CEAG Crouse-Hinds | 50419 | EC002892 | EF006420 | non | 9.0
CEAG Crouse-Hinds | 50419 | EC002892 | EF006423 | non | 9.0
CEAG Crouse-Hinds | 50419 | EC002892 | EF006436 | 2 | 9.0
CEAG Crouse-Hinds | 50419 | EC002892 | EF006760 | non | 9.0
CEAG Crouse-Hinds | 50419 | EC002892 | EF007556 | non | 9.0
CEAG Crouse-Hinds | 50419 | EC002892 | EF007694 | non | 9.0
CEAG Crouse-Hinds | 50419 | EC002892 | EF007793 | oui | 9.0
CEAG Crouse-Hinds | 50419 | EC002892 | EF008157 | EV011534 | 9.0
CEAG Crouse-Hinds | 50419 | EC002892 | EF009345 | 250 | 9.0
CEAG Crouse-Hinds | 50419 | EC002892 | EF009346 | 3000 - 5000 | 9.0
CEAG Crouse-Hinds | 50419 | EC002892 | EF009350 | EV000202 | 9.0
CEAG Crouse-Hinds | 50419 | EC002892 | EF009372 | non | 9.0
CEAG Crouse-Hinds | 50419 | EC002892 | EF009482 | Non | 9.0
CEAG Crouse-Hinds | 50419 | EC002892 | EF011072 | Non | 9.0
CEAG Crouse-Hinds | 50419 | EC002892 | EF011868 | EV015019 | 9.0
CEAG Crouse-Hinds | 50419 | EC002892 | EF011948 | EV014021 | 9.0
CEAG Crouse-Hinds | 50419 | EC002892 | EF011959 | EV000154 | 9.0
CEAG Crouse-Hinds | 50419 | EC002892 | EF012090 | -20 - 40 | 9.0
CEAG Crouse-Hinds | 50419 | EC002892 | EF012091 | EV000494 | 9.0
CEAG Crouse-Hinds | 50419 | EC002892 | EF012152 | Non | 9.0
CEAG Crouse-Hinds | 50419 | EC002892 | EF012153 | Non | 9.0
CEAG Crouse-Hinds | 50419 | EC002892 | EF012154 | Non | 9.0
CEAG Crouse-Hinds | 50419 | EC002892 | EF012155 | Non | 9.0
CEAG Crouse-Hinds | 50419 | EC002892 | EF012156 | Non | 9.0
CEAG Crouse-Hinds | 50419 | EC002892 | EF012158 | Non | 9.0
CEAG Crouse-Hinds | 50419 | EC002892 | EF012159 | Non | 9.0
CEAG Crouse-Hinds | 50419 | EC002892 | EF012160 | Non | 9.0
CEAG Crouse-Hinds | 50419 | EC002892 | EF012161 | Non | 9.0
CEAG Crouse-Hinds | 50419 | EC002892 | EF012162 | Non | 9.0
CEAG Crouse-Hinds | 50419 | EC002892 | EF012163 | Non | 9.0
CEAG Crouse-Hinds | 50419 | EC002892 | EF012164 | Non | 9.0
CEAG Crouse-Hinds | 50419 | EC002892 | EF012165 | Non | 9.0
CEAG Crouse-Hinds | 50419 | EC002892 | EF012166 | Non | 9.0
CEAG Crouse-Hinds | 50419 | EC002892 | EF012167 | Non | 9.0
CEAG Crouse-Hinds | 50419 | EC002892 | EF012168 | Non | 9.0
CEAG Crouse-Hinds | 50419 | EC002892 | EF012169 | Oui | 9.0
CEAG Crouse-Hinds | 50419 | EC002892 | EF012170 | EV000154 | 9.0
CEAG Crouse-Hinds | 50419 | EC002892 | EF012188 | Non | 9.0
CEAG Crouse-Hinds | 50419 | EC002892 | EF013759 | Non | 9.0
CEAG Crouse-Hinds | 50419 | EC002892 | EF014925 | Non | 9.0
CEAG Crouse-Hinds | 50419 | EC002892 | EF014926 | Non | 9.0
CEAG Crouse-Hinds | 50419 | EC002892 | EF014927 | Non | 9.0
CEAG Crouse-Hinds | 50419 | EC002892 | EF015824 | Non | 9.0
CEAG Crouse-Hinds | 50419 | EC002892 | EF016261 | EV004175 | 9.0
CEAG Crouse-Hinds | 50419 | EC002892 | EF016262 | EV004175 | 9.0
CEAG Crouse-Hinds | 50419 | EC002892 | EF016263 | EV004175 | 9.0
CEAG Crouse-Hinds | 50419 | EC002892 | EF016286 | Oui | 9.0
CEAG Crouse-Hinds | 50419 | EC002892 | EF016431 | Non | 9.0
CEAG Crouse-Hinds | 50419 | EC002892 | EF016835 | EV005787 | 9.0
CEAG Crouse-Hinds | 50419 | EC002892 | EF021180 | oui | 9.0
CEAG Crouse-Hinds | 50419 | EC002892 | EF024150 | EV006034 | 9.0
CEAG Crouse-Hinds | 50419 | EC002892 | EF025740 | 0.9 | 9.0
CEAG Crouse-Hinds | 50458 | EC002313 | EF000001 | 10 | 9.0
CEAG Crouse-Hinds | 50458 | EC002313 | EF005474 | EV006421 | 9.0
CEAG Crouse-Hinds | 50458 | EC002313 | EF008875 | 21 - 21 | 9.0
CEAG Crouse-Hinds | 50497 | EC001028 | EF000079 | 31,5 | 9.0
CEAG Crouse-Hinds | 50497 | EC001028 | EF000190 | EV000233 | 9.0
CEAG Crouse-Hinds | 50497 | EC001028 | EF001142 | non | 9.0
CEAG Crouse-Hinds | 50497 | EC001028 | EF001372 | 1 | 9.0
CEAG Crouse-Hinds | 50497 | EC001028 | EF001407 | non | 9.0
CEAG Crouse-Hinds | 50497 | EC001028 | EF001546 | EV000880 | 9.0
CEAG Crouse-Hinds | 50497 | EC001028 | EF002429 | EV000206 | 9.0
CEAG Crouse-Hinds | 50497 | EC001028 | EF003961 | EV000415 | 9.0
CEAG Crouse-Hinds | 50497 | EC001028 | EF004565 | 32,7 | 9.0
CEAG Crouse-Hinds | 50497 | EC001028 | EF004778 | 32,7 | 9.0
CEAG Crouse-Hinds | 50497 | EC001028 | EF005474 | EV006407 | 9.0
CEAG Crouse-Hinds | 50497 | EC001028 | EF005972 | EV000139 | 9.0
CEAG Crouse-Hinds | 50497 | EC001028 | EF006014 | oui | 9.0
CEAG Crouse-Hinds | 50497 | EC001028 | EF006253 | EV000167 | 9.0
CEAG Crouse-Hinds | 50497 | EC001028 | EF007447 | non | 9.0
CEAG Crouse-Hinds | 50497 | EC001028 | EF008256 | 2 | 9.0
CEAG Crouse-Hinds | 50497 | EC001028 | EF011959 | EV000154 | 9.0
CEAG Crouse-Hinds | 50500 | EC002713 | EF000003 | EV000384 | 9.0
CEAG Crouse-Hinds | 50500 | EC002713 | EF000007 | EV000206 | 9.0
CEAG Crouse-Hinds | 50500 | EC002713 | EF000008 | 100 | 9.0
CEAG Crouse-Hinds | 50500 | EC002713 | EF000025 | oui | 9.0
CEAG Crouse-Hinds | 50500 | EC002713 | EF000049 | 61 | 9.0
CEAG Crouse-Hinds | 50500 | EC002713 | EF000139 | EV006034 | 9.0
CEAG Crouse-Hinds | 50500 | EC002713 | EF001088 | non | 9.0
CEAG Crouse-Hinds | 50500 | EC002713 | EF001094 | non | 9.0
CEAG Crouse-Hinds | 50500 | EC002713 | EF001187 | oui | 9.0
CEAG Crouse-Hinds | 50500 | EC002713 | EF001231 | 6 | 9.0
CEAG Crouse-Hinds | 50500 | EC002713 | EF001366 | 690 | 9.0
CEAG Crouse-Hinds | 50500 | EC002713 | EF001438 | 81,5 | 9.0
CEAG Crouse-Hinds | 50500 | EC002713 | EF001454 | non | 9.0
CEAG Crouse-Hinds | 50500 | EC002713 | EF001455 | EV004016 | 9.0
CEAG Crouse-Hinds | 50500 | EC002713 | EF001613 | EV000494 | 9.0
CEAG Crouse-Hinds | 50500 | EC002713 | EF001742 | -20 | 9.0
CEAG Crouse-Hinds | 50500 | EC002713 | EF001742 | 40 | 9.0
CEAG Crouse-Hinds | 50500 | EC002713 | EF002169 | EV000139 | 9.0
CEAG Crouse-Hinds | 50500 | EC002713 | EF003593 | 2 | 9.0
CEAG Crouse-Hinds | 50500 | EC002713 | EF004191 | oui | 9.0
CEAG Crouse-Hinds | 50500 | EC002713 | EF004293 | EV006814 | 9.0
CEAG Crouse-Hinds | 50500 | EC002713 | EF004586 | EV000115 | 9.0
CEAG Crouse-Hinds | 50500 | EC002713 | EF004969 | 2,5 | 9.0
CEAG Crouse-Hinds | 50500 | EC002713 | EF005474 | EV006422 | 9.0
CEAG Crouse-Hinds | 50500 | EC002713 | EF005728 | EV009071 | 9.0
CEAG Crouse-Hinds | 50500 | EC002713 | EF008404 | EV010598 | 9.0
CEAG Crouse-Hinds | 50500 | EC002713 | EF009170 | 3 | 9.0
CEAG Crouse-Hinds | 50500 | EC002713 | EF011959 | EV000154 | 9.0
CEAG Crouse-Hinds | 50509 | EC002713 | EF000003 | EV000384 | 9.0
CEAG Crouse-Hinds | 50509 | EC002713 | EF000007 | EV000154 | 9.0
CEAG Crouse-Hinds | 50509 | EC002713 | EF000008 | 108 | 9.0
CEAG Crouse-Hinds | 50509 | EC002713 | EF000025 | oui | 9.0
CEAG Crouse-Hinds | 50509 | EC002713 | EF000049 | 90 | 9.0
CEAG Crouse-Hinds | 50509 | EC002713 | EF000139 | EV006034 | 9.0
CEAG Crouse-Hinds | 50509 | EC002713 | EF001088 | non | 9.0
CEAG Crouse-Hinds | 50509 | EC002713 | EF001094 | non | 9.0
CEAG Crouse-Hinds | 50509 | EC002713 | EF001187 | oui | 9.0
CEAG Crouse-Hinds | 50509 | EC002713 | EF001366 | 660 | 9.0
CEAG Crouse-Hinds | 50509 | EC002713 | EF001438 | 108 | 9.0
CEAG Crouse-Hinds | 50509 | EC002713 | EF001454 | non | 9.0
CEAG Crouse-Hinds | 50509 | EC002713 | EF001455 | EV000154 | 9.0
CEAG Crouse-Hinds | 50509 | EC002713 | EF001613 | EV000494 | 9.0
CEAG Crouse-Hinds | 50509 | EC002713 | EF001742 | -20 | 9.0
CEAG Crouse-Hinds | 50509 | EC002713 | EF001742 | 55 | 9.0
CEAG Crouse-Hinds | 50509 | EC002713 | EF002169 | EV000072 | 9.0
CEAG Crouse-Hinds | 50509 | EC002713 | EF003593 | 3 | 9.0
CEAG Crouse-Hinds | 50509 | EC002713 | EF004191 | oui | 9.0
CEAG Crouse-Hinds | 50509 | EC002713 | EF004586 | EV000115 | 9.0
CEAG Crouse-Hinds | 50509 | EC002713 | EF004969 | 6 | 9.0
CEAG Crouse-Hinds | 50509 | EC002713 | EF005474 | EV006422 | 9.0
CEAG Crouse-Hinds | 50509 | EC002713 | EF005728 | EV009071 | 9.0
CEAG Crouse-Hinds | 50509 | EC002713 | EF008404 | EV010598 | 9.0
CEAG Crouse-Hinds | 50510 | EC002328 | EF000215 | EV000154 | 9.0
CEAG Crouse-Hinds | 50510 | EC002328 | EF005776 | oui | 9.0
CEAG Crouse-Hinds | 50510 | EC002328 | EF005802 | oui | 9.0
CEAG Crouse-Hinds | 50510 | EC002328 | EF013236 | Oui | 9.0
CEAG Crouse-Hinds | 50510 | EC002328 | EF013237 | Oui | 9.0
CEAG Crouse-Hinds | 50522 | EC001952 | EF000003 | EV010173 | 9.0
CEAG Crouse-Hinds | 50522 | EC001952 | EF000004 | EV000582 | 9.0
CEAG Crouse-Hinds | 50522 | EC001952 | EF000008 | 140 | 9.0
CEAG Crouse-Hinds | 50522 | EC001952 | EF000048 | EV000659 | 9.0
CEAG Crouse-Hinds | 50522 | EC001952 | EF000085 | 2,5 | 9.0
CEAG Crouse-Hinds | 50522 | EC001952 | EF000124 | EV001008 | 9.0
CEAG Crouse-Hinds | 50522 | EC001952 | EF000187 | EV000460 | 9.0
CEAG Crouse-Hinds | 50522 | EC001952 | EF000280 | 50 - 50 | 9.0
CEAG Crouse-Hinds | 50522 | EC001952 | EF000381 | EV005787 | 9.0
CEAG Crouse-Hinds | 50522 | EC001952 | EF000441 | Non | 9.0
CEAG Crouse-Hinds | 50522 | EC001952 | EF001391 | 3 | 9.0
CEAG Crouse-Hinds | 50522 | EC001952 | EF001438 | 707 | 9.0
CEAG Crouse-Hinds | 50522 | EC001952 | EF001456 | 144 | 9.0
CEAG Crouse-Hinds | 50522 | EC001952 | EF001596 | EV000072 | 9.0
CEAG Crouse-Hinds | 50522 | EC001952 | EF002423 | EV011514 | 9.0
CEAG Crouse-Hinds | 50522 | EC001952 | EF004284 | EV006800 | 9.0
CEAG Crouse-Hinds | 50522 | EC001952 | EF005127 | 230 - 230 | 9.0
CEAG Crouse-Hinds | 50522 | EC001952 | EF005474 | EV006423 | 9.0
CEAG Crouse-Hinds | 50522 | EC001952 | EF005728 | EV009071 | 9.0
CEAG Crouse-Hinds | 50522 | EC001952 | EF005905 | non | 9.0
CEAG Crouse-Hinds | 50522 | EC001952 | EF006436 | 2 | 9.0
CEAG Crouse-Hinds | 50522 | EC001952 | EF007556 | non | 9.0
CEAG Crouse-Hinds | 50522 | EC001952 | EF008157 | EV011534 | 9.0
CEAG Crouse-Hinds | 50522 | EC001952 | EF008404 | EV010598 | 9.0
CEAG Crouse-Hinds | 50522 | EC001952 | EF009346 | 4000 - 4000 | 9.0
CEAG Crouse-Hinds | 50522 | EC001952 | EF009349 | 2070 | 9.0
CEAG Crouse-Hinds | 50522 | EC001952 | EF009350 | EV000202 | 9.0
CEAG Crouse-Hinds | 50522 | EC001952 | EF009482 | Non | 9.0
CEAG Crouse-Hinds | 50522 | EC001952 | EF011868 | EV015019 | 9.0
CEAG Crouse-Hinds | 50522 | EC001952 | EF011870 | 60000 | 9.0
CEAG Crouse-Hinds | 50522 | EC001952 | EF011959 | EV000154 | 9.0
CEAG Crouse-Hinds | 50522 | EC001952 | EF012090 | -20 - 40 | 9.0
CEAG Crouse-Hinds | 50522 | EC001952 | EF012170 | EV000494 | 9.0
CEAG Crouse-Hinds | 50522 | EC001952 | EF012172 | 154 | 9.0
CEAG Crouse-Hinds | 50522 | EC001952 | EF016286 | Oui | 9.0
CEAG Crouse-Hinds | 50522 | EC001952 | EF016835 | EV005787 | 9.0
CEAG Crouse-Hinds | 50522 | EC001952 | EF025740 | 0,9 | 9.0
CEAG Crouse-Hinds | 50523 | EC001952 | EF000003 | EV010173 | 9.0
CEAG Crouse-Hinds | 50523 | EC001952 | EF000004 | EV000582 | 9.0
CEAG Crouse-Hinds | 50523 | EC001952 | EF000008 | 140 | 9.0
CEAG Crouse-Hinds | 50523 | EC001952 | EF000048 | EV000659 | 9.0
CEAG Crouse-Hinds | 50523 | EC001952 | EF000085 | 2,5 | 9.0
CEAG Crouse-Hinds | 50523 | EC001952 | EF000124 | EV001008 | 9.0
CEAG Crouse-Hinds | 50523 | EC001952 | EF000187 | EV000460 | 9.0
CEAG Crouse-Hinds | 50523 | EC001952 | EF000280 | 50 - 50 | 9.0
CEAG Crouse-Hinds | 50523 | EC001952 | EF000381 | EV005787 | 9.0
CEAG Crouse-Hinds | 50523 | EC001952 | EF000441 | Non | 9.0
CEAG Crouse-Hinds | 50523 | EC001952 | EF001391 | 3 | 9.0
CEAG Crouse-Hinds | 50523 | EC001952 | EF001438 | 1 | 9.0
CEAG Crouse-Hinds | 50523 | EC001952 | EF001456 | 1320 | 9.0
CEAG Crouse-Hinds | 50523 | EC001952 | EF001596 | EV000072 | 9.0
CEAG Crouse-Hinds | 50523 | EC001952 | EF002423 | EV011514 | 9.0
CEAG Crouse-Hinds | 50523 | EC001952 | EF004284 | EV006800 | 9.0
CEAG Crouse-Hinds | 50523 | EC001952 | EF005127 | 230 - 230 | 9.0
CEAG Crouse-Hinds | 50523 | EC001952 | EF005474 | EV006423 | 9.0
CEAG Crouse-Hinds | 50523 | EC001952 | EF005728 | EV009071 | 9.0
CEAG Crouse-Hinds | 50523 | EC001952 | EF005905 | non | 9.0
CEAG Crouse-Hinds | 50523 | EC001952 | EF006436 | 2 | 9.0
CEAG Crouse-Hinds | 50523 | EC001952 | EF007556 | non | 9.0
CEAG Crouse-Hinds | 50523 | EC001952 | EF008157 | EV011534 | 9.0
CEAG Crouse-Hinds | 50523 | EC001952 | EF008404 | EV010598 | 9.0
CEAG Crouse-Hinds | 50523 | EC001952 | EF009346 | 4000 - 4000 | 9.0
CEAG Crouse-Hinds | 50523 | EC001952 | EF009349 | 4680 | 9.0
CEAG Crouse-Hinds | 50523 | EC001952 | EF009350 | EV000202 | 9.0
CEAG Crouse-Hinds | 50523 | EC001952 | EF009482 | Non | 9.0
CEAG Crouse-Hinds | 50523 | EC001952 | EF011868 | EV015019 | 9.0
CEAG Crouse-Hinds | 50523 | EC001952 | EF011870 | 60000 | 9.0
CEAG Crouse-Hinds | 50523 | EC001952 | EF011959 | EV000154 | 9.0
CEAG Crouse-Hinds | 50523 | EC001952 | EF012090 | -20 - 40 | 9.0
CEAG Crouse-Hinds | 50523 | EC001952 | EF012170 | EV000494 | 9.0
CEAG Crouse-Hinds | 50523 | EC001952 | EF012172 | 153 | 9.0
CEAG Crouse-Hinds | 50523 | EC001952 | EF016286 | Oui | 9.0
CEAG Crouse-Hinds | 50523 | EC001952 | EF016835 | EV005787 | 9.0
CEAG Crouse-Hinds | 50523 | EC001952 | EF025740 | 0,9 | 9.0
CEAG Crouse-Hinds | 50524 | EC001952 | EF000003 | EV010173 | 9.0
CEAG Crouse-Hinds | 50524 | EC001952 | EF000004 | EV000582 | 9.0
CEAG Crouse-Hinds | 50524 | EC001952 | EF000008 | 140 | 9.0
CEAG Crouse-Hinds | 50524 | EC001952 | EF000048 | EV000659 | 9.0
CEAG Crouse-Hinds | 50524 | EC001952 | EF000085 | 2,5 | 9.0
CEAG Crouse-Hinds | 50524 | EC001952 | EF000124 | EV001008 | 9.0
CEAG Crouse-Hinds | 50524 | EC001952 | EF000187 | EV000460 | 9.0
CEAG Crouse-Hinds | 50524 | EC001952 | EF000280 | 50 - 50 | 9.0
CEAG Crouse-Hinds | 50524 | EC001952 | EF000381 | EV005787 | 9.0
CEAG Crouse-Hinds | 50524 | EC001952 | EF000441 | Non | 9.0
CEAG Crouse-Hinds | 50524 | EC001952 | EF001391 | 3 | 9.0
CEAG Crouse-Hinds | 50524 | EC001952 | EF001438 | 1 | 9.0
CEAG Crouse-Hinds | 50524 | EC001952 | EF001456 | 1620 | 9.0
CEAG Crouse-Hinds | 50524 | EC001952 | EF001596 | EV000072 | 9.0
CEAG Crouse-Hinds | 50524 | EC001952 | EF002423 | EV011514 | 9.0
CEAG Crouse-Hinds | 50524 | EC001952 | EF004284 | EV006800 | 9.0
CEAG Crouse-Hinds | 50524 | EC001952 | EF005127 | 230 - 230 | 9.0
CEAG Crouse-Hinds | 50524 | EC001952 | EF005474 | EV006423 | 9.0
CEAG Crouse-Hinds | 50524 | EC001952 | EF005728 | EV009071 | 9.0
CEAG Crouse-Hinds | 50524 | EC001952 | EF005905 | non | 9.0
CEAG Crouse-Hinds | 50524 | EC001952 | EF006436 | 2 | 9.0
CEAG Crouse-Hinds | 50524 | EC001952 | EF007556 | non | 9.0
CEAG Crouse-Hinds | 50524 | EC001952 | EF008157 | EV011534 | 9.0
CEAG Crouse-Hinds | 50524 | EC001952 | EF008404 | EV010598 | 9.0
CEAG Crouse-Hinds | 50524 | EC001952 | EF009346 | 4000 - 4000 | 9.0
CEAG Crouse-Hinds | 50524 | EC001952 | EF009349 | 5760 | 9.0
CEAG Crouse-Hinds | 50524 | EC001952 | EF009350 | EV000202 | 9.0
CEAG Crouse-Hinds | 50524 | EC001952 | EF009482 | Non | 9.0
CEAG Crouse-Hinds | 50524 | EC001952 | EF011868 | EV015019 | 9.0
CEAG Crouse-Hinds | 50524 | EC001952 | EF011870 | 60000 | 9.0
CEAG Crouse-Hinds | 50524 | EC001952 | EF011959 | EV000154 | 9.0
CEAG Crouse-Hinds | 50524 | EC001952 | EF012090 | -20 - 40 | 9.0
CEAG Crouse-Hinds | 50524 | EC001952 | EF012170 | EV000494 | 9.0
CEAG Crouse-Hinds | 50524 | EC001952 | EF012172 | 153 | 9.0
CEAG Crouse-Hinds | 50524 | EC001952 | EF016286 | Oui | 9.0
CEAG Crouse-Hinds | 50524 | EC001952 | EF016835 | EV005787 | 9.0
CEAG Crouse-Hinds | 50524 | EC001952 | EF025740 | 0,9 | 9.0
CEAG Crouse-Hinds | 50526 | EC001028 | EF000079 | 31,5 | 9.0
CEAG Crouse-Hinds | 50526 | EC001028 | EF000190 | EV000233 | 9.0
CEAG Crouse-Hinds | 50526 | EC001028 | EF001142 | non | 9.0
CEAG Crouse-Hinds | 50526 | EC001028 | EF001372 | 1 | 9.0
CEAG Crouse-Hinds | 50526 | EC001028 | EF001407 | non | 9.0
CEAG Crouse-Hinds | 50526 | EC001028 | EF001546 | EV000880 | 9.0
CEAG Crouse-Hinds | 50526 | EC001028 | EF002429 | EV000206 | 9.0
CEAG Crouse-Hinds | 50526 | EC001028 | EF003961 | EV000415 | 9.0
CEAG Crouse-Hinds | 50526 | EC001028 | EF004565 | 32,7 | 9.0
CEAG Crouse-Hinds | 50526 | EC001028 | EF004778 | 32,7 | 9.0
CEAG Crouse-Hinds | 50526 | EC001028 | EF005474 | EV006407 | 9.0
CEAG Crouse-Hinds | 50526 | EC001028 | EF005972 | EV000139 | 9.0
CEAG Crouse-Hinds | 50526 | EC001028 | EF006014 | oui | 9.0
CEAG Crouse-Hinds | 50526 | EC001028 | EF006253 | EV000167 | 9.0
CEAG Crouse-Hinds | 50526 | EC001028 | EF007447 | non | 9.0
CEAG Crouse-Hinds | 50526 | EC001028 | EF008255 | 1 | 9.0
CEAG Crouse-Hinds | 50526 | EC001028 | EF008256 | 2 | 9.0
CEAG Crouse-Hinds | 50526 | EC001028 | EF011959 | EV000154 | 9.0
CEAG Crouse-Hinds | 50532 | EC002620 | EF000007 | EV000154 | 9.0
CEAG Crouse-Hinds | 50532 | EC002620 | EF000010 | EV000154 | 9.0
CEAG Crouse-Hinds | 50532 | EC002620 | EF002169 | EV000154 | 9.0
CEAG Crouse-Hinds | 50533 | EC002023 | EF000007 | EV000206 | 9.0
CEAG Crouse-Hinds | 50533 | EC002023 | EF000079 | 30,3 | 9.0
CEAG Crouse-Hinds | 50533 | EC002023 | EF002169 | EV000139 | 9.0
CEAG Crouse-Hinds | 50533 | EC002023 | EF004565 | 38 | 9.0
CEAG Crouse-Hinds | 50533 | EC002023 | EF004778 | 38 | 9.0
CEAG Crouse-Hinds | 50533 | EC002023 | EF006253 | EV000167 | 9.0
CEAG Crouse-Hinds | 50548 | EC002713 | EF000003 | EV000384 | 9.0
CEAG Crouse-Hinds | 50548 | EC002713 | EF000007 | EV000206 | 9.0
CEAG Crouse-Hinds | 50548 | EC002713 | EF000008 | 100 | 9.0
CEAG Crouse-Hinds | 50548 | EC002713 | EF000025 | oui | 9.0
CEAG Crouse-Hinds | 50548 | EC002713 | EF000049 | 61 | 9.0
CEAG Crouse-Hinds | 50548 | EC002713 | EF000139 | EV006034 | 9.0
CEAG Crouse-Hinds | 50548 | EC002713 | EF001088 | non | 9.0
CEAG Crouse-Hinds | 50548 | EC002713 | EF001094 | non | 9.0
CEAG Crouse-Hinds | 50548 | EC002713 | EF001187 | oui | 9.0
CEAG Crouse-Hinds | 50548 | EC002713 | EF001231 | 6 | 9.0
CEAG Crouse-Hinds | 50548 | EC002713 | EF001366 | 690 | 9.0
CEAG Crouse-Hinds | 50548 | EC002713 | EF001438 | 81,5 | 9.0
CEAG Crouse-Hinds | 50548 | EC002713 | EF001454 | non | 9.0
CEAG Crouse-Hinds | 50548 | EC002713 | EF001455 | EV004016 | 9.0
CEAG Crouse-Hinds | 50548 | EC002713 | EF001613 | EV000494 | 9.0
CEAG Crouse-Hinds | 50548 | EC002713 | EF001742 | -20 | 9.0
CEAG Crouse-Hinds | 50548 | EC002713 | EF001742 | 40 | 9.0
CEAG Crouse-Hinds | 50548 | EC002713 | EF002169 | EV000139 | 9.0
CEAG Crouse-Hinds | 50548 | EC002713 | EF003593 | 3 | 9.0
CEAG Crouse-Hinds | 50548 | EC002713 | EF004191 | oui | 9.0
CEAG Crouse-Hinds | 50548 | EC002713 | EF004293 | EV006814 | 9.0
CEAG Crouse-Hinds | 50548 | EC002713 | EF004586 | EV000115 | 9.0
CEAG Crouse-Hinds | 50548 | EC002713 | EF004969 | 2,5 | 9.0
CEAG Crouse-Hinds | 50548 | EC002713 | EF005474 | EV006422 | 9.0
CEAG Crouse-Hinds | 50548 | EC002713 | EF005728 | EV009071 | 9.0
CEAG Crouse-Hinds | 50548 | EC002713 | EF008404 | EV010598 | 9.0
CEAG Crouse-Hinds | 50548 | EC002713 | EF009170 | 3 | 9.0
CEAG Crouse-Hinds | 50548 | EC002713 | EF011959 | EV000154 | 9.0
CEAG Crouse-Hinds | 50556 | EC002713 | EF000003 | EV000384 | 9.0
CEAG Crouse-Hinds | 50556 | EC002713 | EF000007 | EV000206 | 9.0
CEAG Crouse-Hinds | 50556 | EC002713 | EF000008 | 100 | 9.0
CEAG Crouse-Hinds | 50556 | EC002713 | EF000025 | oui | 9.0
CEAG Crouse-Hinds | 50556 | EC002713 | EF000049 | 61 | 9.0
CEAG Crouse-Hinds | 50556 | EC002713 | EF000139 | EV006034 | 9.0
CEAG Crouse-Hinds | 50556 | EC002713 | EF001088 | non | 9.0
CEAG Crouse-Hinds | 50556 | EC002713 | EF001094 | non | 9.0
CEAG Crouse-Hinds | 50556 | EC002713 | EF001187 | oui | 9.0
CEAG Crouse-Hinds | 50556 | EC002713 | EF001231 | 4 | 9.0
CEAG Crouse-Hinds | 50556 | EC002713 | EF001366 | 690 | 9.0
CEAG Crouse-Hinds | 50556 | EC002713 | EF001438 | 81,5 | 9.0
CEAG Crouse-Hinds | 50556 | EC002713 | EF001454 | non | 9.0
CEAG Crouse-Hinds | 50556 | EC002713 | EF001455 | EV004016 | 9.0
CEAG Crouse-Hinds | 50556 | EC002713 | EF001613 | EV000494 | 9.0
CEAG Crouse-Hinds | 50556 | EC002713 | EF001742 | -20 | 9.0
CEAG Crouse-Hinds | 50556 | EC002713 | EF001742 | 40 | 9.0
CEAG Crouse-Hinds | 50556 | EC002713 | EF002169 | EV000139 | 9.0
CEAG Crouse-Hinds | 50556 | EC002713 | EF003593 | 2 | 9.0
CEAG Crouse-Hinds | 50556 | EC002713 | EF004191 | oui | 9.0
CEAG Crouse-Hinds | 50556 | EC002713 | EF004293 | EV006814 | 9.0
CEAG Crouse-Hinds | 50556 | EC002713 | EF004586 | EV000115 | 9.0
CEAG Crouse-Hinds | 50556 | EC002713 | EF004969 | 4 | 9.0
CEAG Crouse-Hinds | 50556 | EC002713 | EF005474 | EV006422 | 9.0
CEAG Crouse-Hinds | 50556 | EC002713 | EF005728 | EV009071 | 9.0
CEAG Crouse-Hinds | 50556 | EC002713 | EF008404 | EV010598 | 9.0
CEAG Crouse-Hinds | 50556 | EC002713 | EF009170 | 3 | 9.0
CEAG Crouse-Hinds | 50556 | EC002713 | EF011959 | EV000154 | 9.0
CEAG Crouse-Hinds | 50557 | EC002713 | EF000003 | EV000384 | 9.0
CEAG Crouse-Hinds | 50557 | EC002713 | EF000007 | EV000206 | 9.0
CEAG Crouse-Hinds | 50557 | EC002713 | EF000008 | 271 | 9.0
CEAG Crouse-Hinds | 50557 | EC002713 | EF000025 | oui | 9.0
CEAG Crouse-Hinds | 50557 | EC002713 | EF000049 | 136 | 9.0
CEAG Crouse-Hinds | 50557 | EC002713 | EF000139 | EV006034 | 9.0
CEAG Crouse-Hinds | 50557 | EC002713 | EF001088 | non | 9.0
CEAG Crouse-Hinds | 50557 | EC002713 | EF001094 | non | 9.0
CEAG Crouse-Hinds | 50557 | EC002713 | EF001187 | oui | 9.0
CEAG Crouse-Hinds | 50557 | EC002713 | EF001231 | 4 | 9.0
CEAG Crouse-Hinds | 50557 | EC002713 | EF001366 | 690 | 9.0
CEAG Crouse-Hinds | 50557 | EC002713 | EF001438 | 271 | 9.0
CEAG Crouse-Hinds | 50557 | EC002713 | EF001454 | non | 9.0
CEAG Crouse-Hinds | 50557 | EC002713 | EF001455 | EV004016 | 9.0
CEAG Crouse-Hinds | 50557 | EC002713 | EF001613 | EV000494 | 9.0
CEAG Crouse-Hinds | 50557 | EC002713 | EF001742 | -20 | 9.0
CEAG Crouse-Hinds | 50557 | EC002713 | EF001742 | 40 | 9.0
CEAG Crouse-Hinds | 50557 | EC002713 | EF002169 | EV000139 | 9.0
CEAG Crouse-Hinds | 50557 | EC002713 | EF003593 | 2 | 9.0
CEAG Crouse-Hinds | 50557 | EC002713 | EF004191 | oui | 9.0
CEAG Crouse-Hinds | 50557 | EC002713 | EF004293 | EV006814 | 9.0
CEAG Crouse-Hinds | 50557 | EC002713 | EF004586 | EV000115 | 9.0
CEAG Crouse-Hinds | 50557 | EC002713 | EF004969 | 95 | 9.0
CEAG Crouse-Hinds | 50557 | EC002713 | EF005474 | EV006422 | 9.0
CEAG Crouse-Hinds | 50557 | EC002713 | EF005728 | EV009071 | 9.0
CEAG Crouse-Hinds | 50557 | EC002713 | EF008404 | EV010598 | 9.0
CEAG Crouse-Hinds | 50557 | EC002713 | EF009170 | 3 | 9.0
CEAG Crouse-Hinds | 50557 | EC002713 | EF011959 | EV000154 | 9.0
CEAG Crouse-Hinds | 50572 | EC001028 | EF000079 | 31,5 | 9.0
CEAG Crouse-Hinds | 50572 | EC001028 | EF000190 | EV000202 | 9.0
CEAG Crouse-Hinds | 50572 | EC001028 | EF001142 | non | 9.0
CEAG Crouse-Hinds | 50572 | EC001028 | EF001372 | 1 | 9.0
CEAG Crouse-Hinds | 50572 | EC001028 | EF001407 | non | 9.0
CEAG Crouse-Hinds | 50572 | EC001028 | EF001546 | EV000880 | 9.0
CEAG Crouse-Hinds | 50572 | EC001028 | EF002429 | EV000206 | 9.0
CEAG Crouse-Hinds | 50572 | EC001028 | EF003961 | EV000415 | 9.0
CEAG Crouse-Hinds | 50572 | EC001028 | EF004565 | 32,7 | 9.0
CEAG Crouse-Hinds | 50572 | EC001028 | EF004778 | 32,7 | 9.0
CEAG Crouse-Hinds | 50572 | EC001028 | EF005474 | EV006407 | 9.0
CEAG Crouse-Hinds | 50572 | EC001028 | EF005972 | EV000139 | 9.0
CEAG Crouse-Hinds | 50572 | EC001028 | EF006014 | oui | 9.0
CEAG Crouse-Hinds | 50572 | EC001028 | EF006253 | EV000167 | 9.0
CEAG Crouse-Hinds | 50572 | EC001028 | EF007447 | non | 9.0
CEAG Crouse-Hinds | 50572 | EC001028 | EF008255 | 2 | 9.0
CEAG Crouse-Hinds | 50572 | EC001028 | EF011959 | EV000154 | 9.0
CEAG Crouse-Hinds | 50580 | EC002302 | EF000003 | EV000945 | 9.0
CEAG Crouse-Hinds | 50580 | EC002302 | EF004913 | EV008074 | 9.0
CEAG Crouse-Hinds | 50580 | EC002302 | EF005658 | 72 | 9.0
CEAG Crouse-Hinds | 50580 | EC002302 | EF005896 | 72 | 9.0
CEAG Crouse-Hinds | 50580 | EC002302 | EF005992 | 90 | 9.0
CEAG Crouse-Hinds | 50580 | EC002302 | EF006072 | 150 | 9.0
CEAG Crouse-Hinds | 50580 | EC002302 | EF006101 | oui | 9.0
CEAG Crouse-Hinds | 50585 | EC000216 | EF001364 | 8 | 9.0
CEAG Crouse-Hinds | 50585 | EC000216 | EF001376 | 1 | 9.0
CEAG Crouse-Hinds | 50585 | EC000216 | EF001377 | 1 | 9.0
CEAG Crouse-Hinds | 50585 | EC000216 | EF001389 | 20 | 9.0
CEAG Crouse-Hinds | 50585 | EC000216 | EF001391 | 4 | 9.0
CEAG Crouse-Hinds | 50585 | EC000216 | EF001435 | 110 | 9.0
CEAG Crouse-Hinds | 50585 | EC000216 | EF001435 | 690 | 9.0
CEAG Crouse-Hinds | 50585 | EC000216 | EF001444 | 35 | 9.0
CEAG Crouse-Hinds | 50585 | EC000216 | EF003118 | EV006422 | 9.0
CEAG Crouse-Hinds | 50585 | EC000216 | EF006281 | oui | 9.0
CEAG Crouse-Hinds | 50585 | EC000216 | EF006697 | non | 9.0
CEAG Crouse-Hinds | 50585 | EC000216 | EF006819 | EV000415 | 9.0
CEAG Crouse-Hinds | 50585 | EC000216 | EF006959 | non | 9.0
CEAG Crouse-Hinds | 50585 | EC000216 | EF006976 | EV000092 | 9.0
CEAG Crouse-Hinds | 50585 | EC000216 | EF006981 | oui | 9.0
CEAG Crouse-Hinds | 50585 | EC000216 | EF006985 | oui | 9.0
CEAG Crouse-Hinds | 50585 | EC000216 | EF006986 | oui | 9.0
CEAG Crouse-Hinds | 50585 | EC000216 | EF007027 | 8 | 9.0
CEAG Crouse-Hinds | 50585 | EC000216 | EF007050 | 1,7 | 9.0
CEAG Crouse-Hinds | 50585 | EC000216 | EF007167 | EV000206 | 9.0
CEAG Crouse-Hinds | 50585 | EC000216 | EF007243 | non | 9.0
CEAG Crouse-Hinds | 50585 | EC000216 | EF007247 | non | 9.0
CEAG Crouse-Hinds | 50585 | EC000216 | EF007248 | non | 9.0
CEAG Crouse-Hinds | 50585 | EC000216 | EF007262 | non | 9.0
CEAG Crouse-Hinds | 50585 | EC000216 | EF007264 | non | 9.0
CEAG Crouse-Hinds | 50585 | EC000216 | EF007355 | 690 | 9.0
CEAG Crouse-Hinds | 50585 | EC000216 | EF007386 | non | 9.0
CEAG Crouse-Hinds | 50585 | EC000216 | EF007491 | non | 9.0
CEAG Crouse-Hinds | 50585 | EC000216 | EF008240 | EV009311 | 9.0
CEAG Crouse-Hinds | 50585 | EC000216 | EF009165 | 20 | 9.0
CEAG Crouse-Hinds | 50585 | EC000216 | EF009166 | 8 | 9.0
CEAG Crouse-Hinds | 50585 | EC000216 | EF009408 | non | 9.0
CEAG Crouse-Hinds | 50597 | EC002713 | EF000003 | EV000384 | 9.0
CEAG Crouse-Hinds | 50597 | EC002713 | EF000007 | EV000154 | 9.0
CEAG Crouse-Hinds | 50597 | EC002713 | EF000008 | 108 | 9.0
CEAG Crouse-Hinds | 50597 | EC002713 | EF000025 | oui | 9.0
CEAG Crouse-Hinds | 50597 | EC002713 | EF000049 | 90 | 9.0
CEAG Crouse-Hinds | 50597 | EC002713 | EF000139 | EV006034 | 9.0
CEAG Crouse-Hinds | 50597 | EC002713 | EF001088 | non | 9.0
CEAG Crouse-Hinds | 50597 | EC002713 | EF001094 | non | 9.0
CEAG Crouse-Hinds | 50597 | EC002713 | EF001187 | oui | 9.0
CEAG Crouse-Hinds | 50597 | EC002713 | EF001366 | 660 | 9.0
CEAG Crouse-Hinds | 50597 | EC002713 | EF001438 | 108 | 9.0
CEAG Crouse-Hinds | 50597 | EC002713 | EF001454 | non | 9.0
CEAG Crouse-Hinds | 50597 | EC002713 | EF001455 | EV000154 | 9.0
CEAG Crouse-Hinds | 50597 | EC002713 | EF001613 | EV000494 | 9.0
CEAG Crouse-Hinds | 50597 | EC002713 | EF001742 | -20 | 9.0
CEAG Crouse-Hinds | 50597 | EC002713 | EF001742 | 55 | 9.0
CEAG Crouse-Hinds | 50597 | EC002713 | EF002169 | EV000072 | 9.0
CEAG Crouse-Hinds | 50597 | EC002713 | EF003593 | 4 | 9.0
CEAG Crouse-Hinds | 50597 | EC002713 | EF004191 | oui | 9.0
CEAG Crouse-Hinds | 50597 | EC002713 | EF004586 | EV000115 | 9.0
CEAG Crouse-Hinds | 50597 | EC002713 | EF004969 | 6 | 9.0
CEAG Crouse-Hinds | 50597 | EC002713 | EF005474 | EV006422 | 9.0
CEAG Crouse-Hinds | 50597 | EC002713 | EF005728 | EV009071 | 9.0
CEAG Crouse-Hinds | 50597 | EC002713 | EF008404 | EV010598 | 9.0
CEAG Crouse-Hinds | 50616 | EC000225 | EF001372 | 1 | 9.0
CEAG Crouse-Hinds | 50616 | EC000225 | EF001373 | EV000206 | 9.0
CEAG Crouse-Hinds | 50616 | EC000225 | EF001433 | oui | 9.0
CEAG Crouse-Hinds | 50616 | EC000225 | EF001596 | EV000139 | 9.0
CEAG Crouse-Hinds | 50616 | EC000225 | EF003978 | 12 | 9.0
CEAG Crouse-Hinds | 50616 | EC000225 | EF003978 | 690 | 9.0
CEAG Crouse-Hinds | 50616 | EC000225 | EF003979 | 12 | 9.0
CEAG Crouse-Hinds | 50616 | EC000225 | EF003979 | 690 | 9.0
CEAG Crouse-Hinds | 50616 | EC000225 | EF005474 | EV006422 | 9.0
CEAG Crouse-Hinds | 50616 | EC000225 | EF005567 | 1 | 9.0
CEAG Crouse-Hinds | 50616 | EC000225 | EF008257 | 1 | 9.0
CEAG Crouse-Hinds | 50616 | EC000225 | EF011959 | EV000154 | 9.0
CEAG Crouse-Hinds | 50618 | EC000225 | EF001372 | 1 | 9.0
CEAG Crouse-Hinds | 50618 | EC000225 | EF001373 | EV000206 | 9.0
CEAG Crouse-Hinds | 50618 | EC000225 | EF001433 | oui | 9.0
CEAG Crouse-Hinds | 50618 | EC000225 | EF001596 | EV000139 | 9.0
CEAG Crouse-Hinds | 50618 | EC000225 | EF003978 | 12 | 9.0
CEAG Crouse-Hinds | 50618 | EC000225 | EF003978 | 690 | 9.0
CEAG Crouse-Hinds | 50618 | EC000225 | EF003979 | 12 | 9.0
CEAG Crouse-Hinds | 50618 | EC000225 | EF003979 | 690 | 9.0
CEAG Crouse-Hinds | 50618 | EC000225 | EF005474 | EV006422 | 9.0
CEAG Crouse-Hinds | 50618 | EC000225 | EF005567 | 1 | 9.0
CEAG Crouse-Hinds | 50618 | EC000225 | EF008257 | 1 | 9.0
CEAG Crouse-Hinds | 50618 | EC000225 | EF011959 | EV000154 | 9.0
CEAG Crouse-Hinds | 50620 | EC000225 | EF001372 | 1 | 9.0
CEAG Crouse-Hinds | 50620 | EC000225 | EF001373 | EV000206 | 9.0
CEAG Crouse-Hinds | 50620 | EC000225 | EF001433 | oui | 9.0
CEAG Crouse-Hinds | 50620 | EC000225 | EF001596 | EV000139 | 9.0
CEAG Crouse-Hinds | 50620 | EC000225 | EF003978 | 12 | 9.0
CEAG Crouse-Hinds | 50620 | EC000225 | EF003978 | 690 | 9.0
CEAG Crouse-Hinds | 50620 | EC000225 | EF003979 | 12 | 9.0
CEAG Crouse-Hinds | 50620 | EC000225 | EF003979 | 690 | 9.0
CEAG Crouse-Hinds | 50620 | EC000225 | EF005474 | EV006422 | 9.0
CEAG Crouse-Hinds | 50620 | EC000225 | EF005567 | 1 | 9.0
CEAG Crouse-Hinds | 50620 | EC000225 | EF008255 | 1 | 9.0
CEAG Crouse-Hinds | 50620 | EC000225 | EF008256 | 1 | 9.0
CEAG Crouse-Hinds | 50620 | EC000225 | EF008257 | 1 | 9.0
CEAG Crouse-Hinds | 50620 | EC000225 | EF011959 | EV000154 | 9.0
CEAG Crouse-Hinds | 50622 | EC000225 | EF001372 | 1 | 9.0
CEAG Crouse-Hinds | 50622 | EC000225 | EF001373 | EV000206 | 9.0
CEAG Crouse-Hinds | 50622 | EC000225 | EF001433 | oui | 9.0
CEAG Crouse-Hinds | 50622 | EC000225 | EF001596 | EV000139 | 9.0
CEAG Crouse-Hinds | 50622 | EC000225 | EF003978 | 12 | 9.0
CEAG Crouse-Hinds | 50622 | EC000225 | EF003978 | 690 | 9.0
CEAG Crouse-Hinds | 50622 | EC000225 | EF003979 | 12 | 9.0
CEAG Crouse-Hinds | 50622 | EC000225 | EF003979 | 690 | 9.0
CEAG Crouse-Hinds | 50622 | EC000225 | EF005474 | EV006422 | 9.0
CEAG Crouse-Hinds | 50622 | EC000225 | EF005567 | 1 | 9.0
CEAG Crouse-Hinds | 50622 | EC000225 | EF008255 | 1 | 9.0
CEAG Crouse-Hinds | 50622 | EC000225 | EF008256 | 1 | 9.0
CEAG Crouse-Hinds | 50622 | EC000225 | EF008257 | 1 | 9.0
CEAG Crouse-Hinds | 50622 | EC000225 | EF011959 | EV000154 | 9.0
CEAG Crouse-Hinds | 50624 | EC000225 | EF001372 | 2 | 9.0
CEAG Crouse-Hinds | 50624 | EC000225 | EF001373 | EV000206 | 9.0
CEAG Crouse-Hinds | 50624 | EC000225 | EF001433 | non | 9.0
CEAG Crouse-Hinds | 50624 | EC000225 | EF001596 | EV000139 | 9.0
CEAG Crouse-Hinds | 50624 | EC000225 | EF003978 | 12 | 9.0
CEAG Crouse-Hinds | 50624 | EC000225 | EF003978 | 690 | 9.0
CEAG Crouse-Hinds | 50624 | EC000225 | EF003979 | 12 | 9.0
CEAG Crouse-Hinds | 50624 | EC000225 | EF003979 | 690 | 9.0
CEAG Crouse-Hinds | 50624 | EC000225 | EF005474 | EV006422 | 9.0
CEAG Crouse-Hinds | 50624 | EC000225 | EF005558 | 2 | 9.0
CEAG Crouse-Hinds | 50624 | EC000225 | EF008255 | 1 | 9.0
CEAG Crouse-Hinds | 50624 | EC000225 | EF008256 | 1 | 9.0
CEAG Crouse-Hinds | 50624 | EC000225 | EF011959 | EV000154 | 9.0
CEAG Crouse-Hinds | 50626 | EC000225 | EF001372 | 2 | 9.0
CEAG Crouse-Hinds | 50626 | EC000225 | EF001373 | EV000206 | 9.0
CEAG Crouse-Hinds | 50626 | EC000225 | EF001433 | non | 9.0
CEAG Crouse-Hinds | 50626 | EC000225 | EF001596 | EV000139 | 9.0
CEAG Crouse-Hinds | 50626 | EC000225 | EF001965 | 1 | 9.0
CEAG Crouse-Hinds | 50626 | EC000225 | EF003978 | 20 | 9.0
CEAG Crouse-Hinds | 50626 | EC000225 | EF003978 | 250 | 9.0
CEAG Crouse-Hinds | 50626 | EC000225 | EF003979 | 20 | 9.0
CEAG Crouse-Hinds | 50626 | EC000225 | EF003979 | 250 | 9.0
CEAG Crouse-Hinds | 50626 | EC000225 | EF005474 | EV006422 | 9.0
CEAG Crouse-Hinds | 50626 | EC000225 | EF005558 | 1 | 9.0
CEAG Crouse-Hinds | 50626 | EC000225 | EF005567 | 1 | 9.0
CEAG Crouse-Hinds | 50626 | EC000225 | EF008255 | 1 | 9.0
CEAG Crouse-Hinds | 50626 | EC000225 | EF008256 | 1 | 9.0
CEAG Crouse-Hinds | 50626 | EC000225 | EF011959 | EV000154 | 9.0
CEAG Crouse-Hinds | 50628 | EC000225 | EF001372 | 2 | 9.0
CEAG Crouse-Hinds | 50628 | EC000225 | EF001373 | EV000206 | 9.0
CEAG Crouse-Hinds | 50628 | EC000225 | EF001433 | oui | 9.0
CEAG Crouse-Hinds | 50628 | EC000225 | EF001596 | EV000139 | 9.0
CEAG Crouse-Hinds | 50628 | EC000225 | EF003978 | 12 | 9.0
CEAG Crouse-Hinds | 50628 | EC000225 | EF003978 | 690 | 9.0
CEAG Crouse-Hinds | 50628 | EC000225 | EF003979 | 12 | 9.0
CEAG Crouse-Hinds | 50628 | EC000225 | EF003979 | 690 | 9.0
CEAG Crouse-Hinds | 50628 | EC000225 | EF005474 | EV006422 | 9.0
CEAG Crouse-Hinds | 50628 | EC000225 | EF005558 | 1 | 9.0
CEAG Crouse-Hinds | 50628 | EC000225 | EF006670 | 1 | 9.0
CEAG Crouse-Hinds | 50628 | EC000225 | EF008255 | 1 | 9.0
CEAG Crouse-Hinds | 50628 | EC000225 | EF008256 | 1 | 9.0
CEAG Crouse-Hinds | 50628 | EC000225 | EF011959 | EV000154 | 9.0
CEAG Crouse-Hinds | 50642 | EC000225 | EF001372 | 4 | 9.0
CEAG Crouse-Hinds | 50642 | EC000225 | EF001373 | EV000206 | 9.0
CEAG Crouse-Hinds | 50642 | EC000225 | EF001433 | oui | 9.0
CEAG Crouse-Hinds | 50642 | EC000225 | EF001596 | EV000139 | 9.0
CEAG Crouse-Hinds | 50642 | EC000225 | EF001965 | 1 | 9.0
CEAG Crouse-Hinds | 50642 | EC000225 | EF003978 | 20 | 9.0
CEAG Crouse-Hinds | 50642 | EC000225 | EF003978 | 250 | 9.0
CEAG Crouse-Hinds | 50642 | EC000225 | EF003979 | 20 | 9.0
CEAG Crouse-Hinds | 50642 | EC000225 | EF003979 | 250 | 9.0
CEAG Crouse-Hinds | 50642 | EC000225 | EF005474 | EV006422 | 9.0
CEAG Crouse-Hinds | 50642 | EC000225 | EF005558 | 2 | 9.0
CEAG Crouse-Hinds | 50642 | EC000225 | EF006670 | 1 | 9.0
CEAG Crouse-Hinds | 50642 | EC000225 | EF008255 | 3 | 9.0
CEAG Crouse-Hinds | 50642 | EC000225 | EF008256 | 3 | 9.0
CEAG Crouse-Hinds | 50642 | EC000225 | EF011959 | EV000154 | 9.0
CEAG Crouse-Hinds | 50644 | EC000225 | EF001372 | 4 | 9.0
CEAG Crouse-Hinds | 50644 | EC000225 | EF001373 | EV000206 | 9.0
CEAG Crouse-Hinds | 50644 | EC000225 | EF001433 | non | 9.0
CEAG Crouse-Hinds | 50644 | EC000225 | EF001596 | EV000139 | 9.0
CEAG Crouse-Hinds | 50644 | EC000225 | EF001965 | 2 | 9.0
CEAG Crouse-Hinds | 50644 | EC000225 | EF003978 | 20 | 9.0
CEAG Crouse-Hinds | 50644 | EC000225 | EF003978 | 250 | 9.0
CEAG Crouse-Hinds | 50644 | EC000225 | EF003979 | 20 | 9.0
CEAG Crouse-Hinds | 50644 | EC000225 | EF003979 | 250 | 9.0
CEAG Crouse-Hinds | 50644 | EC000225 | EF005474 | EV006422 | 9.0
CEAG Crouse-Hinds | 50644 | EC000225 | EF005558 | 4 | 9.0
CEAG Crouse-Hinds | 50644 | EC000225 | EF008255 | 1 | 9.0
CEAG Crouse-Hinds | 50644 | EC000225 | EF008256 | 1 | 9.0
CEAG Crouse-Hinds | 50644 | EC000225 | EF011959 | EV000154 | 9.0
CEAG Crouse-Hinds | 50650 | EC002713 | EF000003 | EV000384 | 9.0
CEAG Crouse-Hinds | 50650 | EC002713 | EF000007 | EV000154 | 9.0
CEAG Crouse-Hinds | 50650 | EC002713 | EF000008 | 108 | 9.0
CEAG Crouse-Hinds | 50650 | EC002713 | EF000025 | oui | 9.0
CEAG Crouse-Hinds | 50650 | EC002713 | EF000049 | 90 | 9.0
CEAG Crouse-Hinds | 50650 | EC002713 | EF000139 | EV006034 | 9.0
CEAG Crouse-Hinds | 50650 | EC002713 | EF001088 | non | 9.0
CEAG Crouse-Hinds | 50650 | EC002713 | EF001094 | non | 9.0
CEAG Crouse-Hinds | 50650 | EC002713 | EF001187 | oui | 9.0
CEAG Crouse-Hinds | 50650 | EC002713 | EF001366 | 660 | 9.0
CEAG Crouse-Hinds | 50650 | EC002713 | EF001438 | 108 | 9.0
CEAG Crouse-Hinds | 50650 | EC002713 | EF001454 | non | 9.0
CEAG Crouse-Hinds | 50650 | EC002713 | EF001455 | EV000154 | 9.0
CEAG Crouse-Hinds | 50650 | EC002713 | EF001613 | EV000494 | 9.0
CEAG Crouse-Hinds | 50650 | EC002713 | EF001742 | -20 | 9.0
CEAG Crouse-Hinds | 50650 | EC002713 | EF001742 | 55 | 9.0
CEAG Crouse-Hinds | 50650 | EC002713 | EF002169 | EV000072 | 9.0
CEAG Crouse-Hinds | 50650 | EC002713 | EF003593 | 3 | 9.0
CEAG Crouse-Hinds | 50650 | EC002713 | EF004191 | oui | 9.0
CEAG Crouse-Hinds | 50650 | EC002713 | EF004586 | EV000115 | 9.0
CEAG Crouse-Hinds | 50650 | EC002713 | EF004969 | 6 | 9.0
CEAG Crouse-Hinds | 50650 | EC002713 | EF005474 | EV006422 | 9.0
CEAG Crouse-Hinds | 50650 | EC002713 | EF005728 | EV009071 | 9.0
CEAG Crouse-Hinds | 50650 | EC002713 | EF008404 | EV010598 | 9.0
CEAG Crouse-Hinds | 50651 | EC000216 | EF001364 | 8 | 9.0
CEAG Crouse-Hinds | 50651 | EC000216 | EF001376 | 1 | 9.0
CEAG Crouse-Hinds | 50651 | EC000216 | EF001377 | 1 | 9.0
CEAG Crouse-Hinds | 50651 | EC000216 | EF001389 | 20 | 9.0
CEAG Crouse-Hinds | 50651 | EC000216 | EF001391 | 6 | 9.0
CEAG Crouse-Hinds | 50651 | EC000216 | EF001435 | 110 | 9.0
CEAG Crouse-Hinds | 50651 | EC000216 | EF001435 | 690 | 9.0
CEAG Crouse-Hinds | 50651 | EC000216 | EF001444 | 35 | 9.0
CEAG Crouse-Hinds | 50651 | EC000216 | EF003118 | EV006422 | 9.0
CEAG Crouse-Hinds | 50651 | EC000216 | EF006281 | oui | 9.0
CEAG Crouse-Hinds | 50651 | EC000216 | EF006697 | non | 9.0
CEAG Crouse-Hinds | 50651 | EC000216 | EF006819 | EV000415 | 9.0
CEAG Crouse-Hinds | 50651 | EC000216 | EF006959 | non | 9.0
CEAG Crouse-Hinds | 50651 | EC000216 | EF006976 | EV000092 | 9.0
CEAG Crouse-Hinds | 50651 | EC000216 | EF006981 | oui | 9.0
CEAG Crouse-Hinds | 50651 | EC000216 | EF006985 | oui | 9.0
CEAG Crouse-Hinds | 50651 | EC000216 | EF006986 | oui | 9.0
CEAG Crouse-Hinds | 50651 | EC000216 | EF007027 | 8 | 9.0
CEAG Crouse-Hinds | 50651 | EC000216 | EF007050 | 1,7 | 9.0
CEAG Crouse-Hinds | 50651 | EC000216 | EF007167 | EV000206 | 9.0
CEAG Crouse-Hinds | 50651 | EC000216 | EF007243 | non | 9.0
CEAG Crouse-Hinds | 50651 | EC000216 | EF007247 | non | 9.0
CEAG Crouse-Hinds | 50651 | EC000216 | EF007248 | non | 9.0
CEAG Crouse-Hinds | 50651 | EC000216 | EF007262 | non | 9.0
CEAG Crouse-Hinds | 50651 | EC000216 | EF007264 | non | 9.0
CEAG Crouse-Hinds | 50651 | EC000216 | EF007355 | 690 | 9.0
CEAG Crouse-Hinds | 50651 | EC000216 | EF007386 | non | 9.0
CEAG Crouse-Hinds | 50651 | EC000216 | EF007491 | non | 9.0
CEAG Crouse-Hinds | 50651 | EC000216 | EF008240 | EV009311 | 9.0
CEAG Crouse-Hinds | 50651 | EC000216 | EF009165 | 20 | 9.0
CEAG Crouse-Hinds | 50651 | EC000216 | EF009166 | 8 | 9.0
CEAG Crouse-Hinds | 50651 | EC000216 | EF009408 | non | 9.0
CEAG Crouse-Hinds | 50666 | EC002713 | EF000003 | EV000384 | 9.0
CEAG Crouse-Hinds | 50666 | EC002713 | EF000007 | EV000206 | 9.0
CEAG Crouse-Hinds | 50666 | EC002713 | EF000008 | 100 | 9.0
CEAG Crouse-Hinds | 50666 | EC002713 | EF000025 | oui | 9.0
CEAG Crouse-Hinds | 50666 | EC002713 | EF000049 | 61 | 9.0
CEAG Crouse-Hinds | 50666 | EC002713 | EF000139 | EV006034 | 9.0
CEAG Crouse-Hinds | 50666 | EC002713 | EF001088 | non | 9.0
CEAG Crouse-Hinds | 50666 | EC002713 | EF001094 | non | 9.0
CEAG Crouse-Hinds | 50666 | EC002713 | EF001187 | oui | 9.0
CEAG Crouse-Hinds | 50666 | EC002713 | EF001231 | 6 | 9.0
CEAG Crouse-Hinds | 50666 | EC002713 | EF001366 | 690 | 9.0
CEAG Crouse-Hinds | 50666 | EC002713 | EF001438 | 81,5 | 9.0
CEAG Crouse-Hinds | 50666 | EC002713 | EF001454 | non | 9.0
CEAG Crouse-Hinds | 50666 | EC002713 | EF001455 | EV004016 | 9.0
CEAG Crouse-Hinds | 50666 | EC002713 | EF001613 | EV000494 | 9.0
CEAG Crouse-Hinds | 50666 | EC002713 | EF001742 | -20 | 9.0
CEAG Crouse-Hinds | 50666 | EC002713 | EF001742 | 40 | 9.0
CEAG Crouse-Hinds | 50666 | EC002713 | EF002169 | EV000139 | 9.0
CEAG Crouse-Hinds | 50666 | EC002713 | EF003593 | 3 | 9.0
CEAG Crouse-Hinds | 50666 | EC002713 | EF004191 | oui | 9.0
CEAG Crouse-Hinds | 50666 | EC002713 | EF004293 | EV006814 | 9.0
CEAG Crouse-Hinds | 50666 | EC002713 | EF004586 | EV000115 | 9.0
CEAG Crouse-Hinds | 50666 | EC002713 | EF004969 | 2,5 | 9.0
CEAG Crouse-Hinds | 50666 | EC002713 | EF005474 | EV006422 | 9.0
CEAG Crouse-Hinds | 50666 | EC002713 | EF005728 | EV009071 | 9.0
CEAG Crouse-Hinds | 50666 | EC002713 | EF008404 | EV010598 | 9.0
CEAG Crouse-Hinds | 50666 | EC002713 | EF009170 | 3 | 9.0
CEAG Crouse-Hinds | 50666 | EC002713 | EF011959 | EV000154 | 9.0
CEAG Crouse-Hinds | 50667 | EC002527 | EF001076 | Non | 9.0
CEAG Crouse-Hinds | 50667 | EC002527 | EF005474 | EV000154 | 9.0
CEAG Crouse-Hinds | 50667 | EC002527 | EF011959 | EV000154 | 9.0
CEAG Crouse-Hinds | 50667 | EC002527 | EF020578 | EV000154 | 9.0
CEAG Crouse-Hinds | 50668 | EC002527 | EF001076 | Non | 9.0
CEAG Crouse-Hinds | 50668 | EC002527 | EF005474 | EV000154 | 9.0
CEAG Crouse-Hinds | 50668 | EC002527 | EF011959 | EV000154 | 9.0
CEAG Crouse-Hinds | 50668 | EC002527 | EF020578 | EV000154 | 9.0
CEAG Crouse-Hinds | 50678 | EC002713 | EF000007 | EV000206 | 9.0
CEAG Crouse-Hinds | 50678 | EC002713 | EF000008 | 100 | 9.0
CEAG Crouse-Hinds | 50678 | EC002713 | EF000025 | Oui | 9.0
CEAG Crouse-Hinds | 50678 | EC002713 | EF000049 | 61 | 9.0
CEAG Crouse-Hinds | 50678 | EC002713 | EF000139 | EV006034 | 9.0
CEAG Crouse-Hinds | 50678 | EC002713 | EF001088 | Non | 9.0
CEAG Crouse-Hinds | 50678 | EC002713 | EF001094 | Non | 9.0
CEAG Crouse-Hinds | 50678 | EC002713 | EF001231 | 6 | 9.0
CEAG Crouse-Hinds | 50678 | EC002713 | EF001366 | 690 | 9.0
CEAG Crouse-Hinds | 50678 | EC002713 | EF001438 | 81.5 | 9.0
CEAG Crouse-Hinds | 50678 | EC002713 | EF001454 | Non | 9.0
CEAG Crouse-Hinds | 50678 | EC002713 | EF001455 | EV000154 | 9.0
CEAG Crouse-Hinds | 50678 | EC002713 | EF001613 | EV000494 | 9.0
CEAG Crouse-Hinds | 50678 | EC002713 | EF001742 | -20 - 40 | 9.0
CEAG Crouse-Hinds | 50678 | EC002713 | EF002169 | EV000139 | 9.0
CEAG Crouse-Hinds | 50678 | EC002713 | EF003593 | 3 | 9.0
CEAG Crouse-Hinds | 50678 | EC002713 | EF004191 | Oui | 9.0
CEAG Crouse-Hinds | 50678 | EC002713 | EF004293 | EV006814 | 9.0
CEAG Crouse-Hinds | 50678 | EC002713 | EF004586 | EV000115 | 9.0
CEAG Crouse-Hinds | 50678 | EC002713 | EF004969 | 2.5 | 9.0
CEAG Crouse-Hinds | 50678 | EC002713 | EF005474 | EV006422 | 9.0
CEAG Crouse-Hinds | 50678 | EC002713 | EF005728 | EV009071 | 9.0
CEAG Crouse-Hinds | 50678 | EC002713 | EF008404 | EV010598 | 9.0
CEAG Crouse-Hinds | 50678 | EC002713 | EF009170 | 3 | 9.0
CEAG Crouse-Hinds | 50678 | EC002713 | EF011959 | EV000154 | 9.0
CEAG Crouse-Hinds | 50687 | EC002713 | EF000003 | EV000384 | 9.0
CEAG Crouse-Hinds | 50687 | EC002713 | EF000007 | EV000206 | 9.0
CEAG Crouse-Hinds | 50687 | EC002713 | EF000008 | 100 | 9.0
CEAG Crouse-Hinds | 50687 | EC002713 | EF000025 | oui | 9.0
CEAG Crouse-Hinds | 50687 | EC002713 | EF000049 | 61 | 9.0
CEAG Crouse-Hinds | 50687 | EC002713 | EF000139 | EV006034 | 9.0
CEAG Crouse-Hinds | 50687 | EC002713 | EF001088 | non | 9.0
CEAG Crouse-Hinds | 50687 | EC002713 | EF001094 | non | 9.0
CEAG Crouse-Hinds | 50687 | EC002713 | EF001187 | oui | 9.0
CEAG Crouse-Hinds | 50687 | EC002713 | EF001231 | 6 | 9.0
CEAG Crouse-Hinds | 50687 | EC002713 | EF001366 | 690 | 9.0
CEAG Crouse-Hinds | 50687 | EC002713 | EF001438 | 81,5 | 9.0
CEAG Crouse-Hinds | 50687 | EC002713 | EF001454 | non | 9.0
CEAG Crouse-Hinds | 50687 | EC002713 | EF001455 | EV004016 | 9.0
CEAG Crouse-Hinds | 50687 | EC002713 | EF001613 | EV000494 | 9.0
CEAG Crouse-Hinds | 50687 | EC002713 | EF001742 | -20 | 9.0
CEAG Crouse-Hinds | 50687 | EC002713 | EF001742 | 40 | 9.0
CEAG Crouse-Hinds | 50687 | EC002713 | EF002169 | EV000139 | 9.0
CEAG Crouse-Hinds | 50687 | EC002713 | EF003593 | 2 | 9.0
CEAG Crouse-Hinds | 50687 | EC002713 | EF004191 | oui | 9.0
CEAG Crouse-Hinds | 50687 | EC002713 | EF004293 | EV006814 | 9.0
CEAG Crouse-Hinds | 50687 | EC002713 | EF004586 | EV000115 | 9.0
CEAG Crouse-Hinds | 50687 | EC002713 | EF004969 | 2,5 | 9.0
CEAG Crouse-Hinds | 50687 | EC002713 | EF005474 | EV006422 | 9.0
CEAG Crouse-Hinds | 50687 | EC002713 | EF005728 | EV009071 | 9.0
CEAG Crouse-Hinds | 50687 | EC002713 | EF008404 | EV010598 | 9.0
CEAG Crouse-Hinds | 50687 | EC002713 | EF009170 | 3 | 9.0
CEAG Crouse-Hinds | 50687 | EC002713 | EF011959 | EV000154 | 9.0
CEAG Crouse-Hinds | 50688 | EC002713 | EF000003 | EV000384 | 9.0
CEAG Crouse-Hinds | 50688 | EC002713 | EF000007 | EV000206 | 9.0
CEAG Crouse-Hinds | 50688 | EC002713 | EF000008 | 113,5 | 9.0
CEAG Crouse-Hinds | 50688 | EC002713 | EF000025 | oui | 9.0
CEAG Crouse-Hinds | 50688 | EC002713 | EF000049 | 73,5 | 9.0
CEAG Crouse-Hinds | 50688 | EC002713 | EF000139 | EV006034 | 9.0
CEAG Crouse-Hinds | 50688 | EC002713 | EF001088 | non | 9.0
CEAG Crouse-Hinds | 50688 | EC002713 | EF001094 | non | 9.0
CEAG Crouse-Hinds | 50688 | EC002713 | EF001187 | oui | 9.0
CEAG Crouse-Hinds | 50688 | EC002713 | EF001231 | 12 | 9.0
CEAG Crouse-Hinds | 50688 | EC002713 | EF001366 | 690 | 9.0
CEAG Crouse-Hinds | 50688 | EC002713 | EF001438 | 117,5 | 9.0
CEAG Crouse-Hinds | 50688 | EC002713 | EF001454 | non | 9.0
CEAG Crouse-Hinds | 50688 | EC002713 | EF001455 | EV004016 | 9.0
CEAG Crouse-Hinds | 50688 | EC002713 | EF001613 | EV000494 | 9.0
CEAG Crouse-Hinds | 50688 | EC002713 | EF001742 | -20 | 9.0
CEAG Crouse-Hinds | 50688 | EC002713 | EF001742 | 40 | 9.0
CEAG Crouse-Hinds | 50688 | EC002713 | EF002169 | EV000139 | 9.0
CEAG Crouse-Hinds | 50688 | EC002713 | EF003593 | 2 | 9.0
CEAG Crouse-Hinds | 50688 | EC002713 | EF004191 | oui | 9.0
CEAG Crouse-Hinds | 50688 | EC002713 | EF004293 | EV006814 | 9.0
CEAG Crouse-Hinds | 50688 | EC002713 | EF004586 | EV000115 | 9.0
CEAG Crouse-Hinds | 50688 | EC002713 | EF004969 | 2,5 | 9.0
CEAG Crouse-Hinds | 50688 | EC002713 | EF005474 | EV006422 | 9.0
CEAG Crouse-Hinds | 50688 | EC002713 | EF005728 | EV009071 | 9.0
CEAG Crouse-Hinds | 50688 | EC002713 | EF008404 | EV010598 | 9.0
CEAG Crouse-Hinds | 50688 | EC002713 | EF009170 | 3 | 9.0
CEAG Crouse-Hinds | 50688 | EC002713 | EF011959 | EV000154 | 9.0
CEAG Crouse-Hinds | 50689 | EC002713 | EF000003 | EV000384 | 9.0
CEAG Crouse-Hinds | 50689 | EC002713 | EF000007 | EV000206 | 9.0
CEAG Crouse-Hinds | 50689 | EC002713 | EF000008 | 113,5 | 9.0
CEAG Crouse-Hinds | 50689 | EC002713 | EF000025 | oui | 9.0
CEAG Crouse-Hinds | 50689 | EC002713 | EF000049 | 73,5 | 9.0
CEAG Crouse-Hinds | 50689 | EC002713 | EF000139 | EV006034 | 9.0
CEAG Crouse-Hinds | 50689 | EC002713 | EF001088 | non | 9.0
CEAG Crouse-Hinds | 50689 | EC002713 | EF001094 | non | 9.0
CEAG Crouse-Hinds | 50689 | EC002713 | EF001187 | oui | 9.0
CEAG Crouse-Hinds | 50689 | EC002713 | EF001231 | 12 | 9.0
CEAG Crouse-Hinds | 50689 | EC002713 | EF001366 | 690 | 9.0
CEAG Crouse-Hinds | 50689 | EC002713 | EF001438 | 117,5 | 9.0
CEAG Crouse-Hinds | 50689 | EC002713 | EF001454 | non | 9.0
CEAG Crouse-Hinds | 50689 | EC002713 | EF001455 | EV004016 | 9.0
CEAG Crouse-Hinds | 50689 | EC002713 | EF001613 | EV000494 | 9.0
CEAG Crouse-Hinds | 50689 | EC002713 | EF001742 | -20 | 9.0
CEAG Crouse-Hinds | 50689 | EC002713 | EF001742 | 40 | 9.0
CEAG Crouse-Hinds | 50689 | EC002713 | EF002169 | EV000139 | 9.0
CEAG Crouse-Hinds | 50689 | EC002713 | EF003593 | 2 | 9.0
CEAG Crouse-Hinds | 50689 | EC002713 | EF004191 | oui | 9.0
CEAG Crouse-Hinds | 50689 | EC002713 | EF004293 | EV006814 | 9.0
CEAG Crouse-Hinds | 50689 | EC002713 | EF004586 | EV000115 | 9.0
CEAG Crouse-Hinds | 50689 | EC002713 | EF004969 | 2,5 | 9.0
CEAG Crouse-Hinds | 50689 | EC002713 | EF005474 | EV006422 | 9.0
CEAG Crouse-Hinds | 50689 | EC002713 | EF005728 | EV009071 | 9.0
CEAG Crouse-Hinds | 50689 | EC002713 | EF008404 | EV010598 | 9.0
CEAG Crouse-Hinds | 50689 | EC002713 | EF009170 | 3 | 9.0
CEAG Crouse-Hinds | 50689 | EC002713 | EF011959 | EV000154 | 9.0
CEAG Crouse-Hinds | 50690 | EC000216 | EF001364 | 16 | 9.0
CEAG Crouse-Hinds | 50690 | EC000216 | EF001376 | 1 | 9.0
CEAG Crouse-Hinds | 50690 | EC000216 | EF001377 | 1 | 9.0
CEAG Crouse-Hinds | 50690 | EC000216 | EF001389 | 40 | 9.0
CEAG Crouse-Hinds | 50690 | EC000216 | EF001391 | 6 | 9.0
CEAG Crouse-Hinds | 50690 | EC000216 | EF001435 | 110 | 9.0
CEAG Crouse-Hinds | 50690 | EC000216 | EF001435 | 690 | 9.0
CEAG Crouse-Hinds | 50690 | EC000216 | EF001444 | 35 | 9.0
CEAG Crouse-Hinds | 50690 | EC000216 | EF003118 | EV006422 | 9.0
CEAG Crouse-Hinds | 50690 | EC000216 | EF006281 | oui | 9.0
CEAG Crouse-Hinds | 50690 | EC000216 | EF006697 | non | 9.0
CEAG Crouse-Hinds | 50690 | EC000216 | EF006819 | EV000415 | 9.0
CEAG Crouse-Hinds | 50690 | EC000216 | EF006959 | non | 9.0
CEAG Crouse-Hinds | 50690 | EC000216 | EF006976 | EV000092 | 9.0
CEAG Crouse-Hinds | 50690 | EC000216 | EF006981 | oui | 9.0
CEAG Crouse-Hinds | 50690 | EC000216 | EF006985 | oui | 9.0
CEAG Crouse-Hinds | 50690 | EC000216 | EF006986 | oui | 9.0
CEAG Crouse-Hinds | 50690 | EC000216 | EF007027 | 16 | 9.0
CEAG Crouse-Hinds | 50690 | EC000216 | EF007050 | 1,7 | 9.0
CEAG Crouse-Hinds | 50690 | EC000216 | EF007167 | EV000206 | 9.0
CEAG Crouse-Hinds | 50690 | EC000216 | EF007243 | non | 9.0
CEAG Crouse-Hinds | 50690 | EC000216 | EF007247 | non | 9.0
CEAG Crouse-Hinds | 50690 | EC000216 | EF007248 | non | 9.0
CEAG Crouse-Hinds | 50690 | EC000216 | EF007262 | non | 9.0
CEAG Crouse-Hinds | 50690 | EC000216 | EF007264 | non | 9.0
CEAG Crouse-Hinds | 50690 | EC000216 | EF007355 | 690 | 9.0
CEAG Crouse-Hinds | 50690 | EC000216 | EF007386 | non | 9.0
CEAG Crouse-Hinds | 50690 | EC000216 | EF007491 | non | 9.0
CEAG Crouse-Hinds | 50690 | EC000216 | EF008240 | EV009311 | 9.0
CEAG Crouse-Hinds | 50690 | EC000216 | EF009165 | 40 | 9.0
CEAG Crouse-Hinds | 50690 | EC000216 | EF009166 | 16 | 9.0
CEAG Crouse-Hinds | 50690 | EC000216 | EF009408 | non | 9.0
CEAG Crouse-Hinds | 50691 | EC000216 | EF001364 | 50 | 9.0
CEAG Crouse-Hinds | 50691 | EC000216 | EF001376 | 1 | 9.0
CEAG Crouse-Hinds | 50691 | EC000216 | EF001377 | 1 | 9.0
CEAG Crouse-Hinds | 50691 | EC000216 | EF001389 | 125 | 9.0
CEAG Crouse-Hinds | 50691 | EC000216 | EF001391 | 4 | 9.0
CEAG Crouse-Hinds | 50691 | EC000216 | EF001435 | 110 | 9.0
CEAG Crouse-Hinds | 50691 | EC000216 | EF001435 | 690 | 9.0
CEAG Crouse-Hinds | 50691 | EC000216 | EF001444 | 6 | 9.0
CEAG Crouse-Hinds | 50691 | EC000216 | EF003118 | EV006422 | 9.0
CEAG Crouse-Hinds | 50691 | EC000216 | EF006281 | oui | 9.0
CEAG Crouse-Hinds | 50691 | EC000216 | EF006697 | non | 9.0
CEAG Crouse-Hinds | 50691 | EC000216 | EF006819 | EV000415 | 9.0
CEAG Crouse-Hinds | 50691 | EC000216 | EF006959 | non | 9.0
CEAG Crouse-Hinds | 50691 | EC000216 | EF006976 | EV000092 | 9.0
CEAG Crouse-Hinds | 50691 | EC000216 | EF006981 | oui | 9.0
CEAG Crouse-Hinds | 50691 | EC000216 | EF006985 | oui | 9.0
CEAG Crouse-Hinds | 50691 | EC000216 | EF006986 | oui | 9.0
CEAG Crouse-Hinds | 50691 | EC000216 | EF007027 | 50 | 9.0
CEAG Crouse-Hinds | 50691 | EC000216 | EF007050 | 6 | 9.0
CEAG Crouse-Hinds | 50691 | EC000216 | EF007167 | EV000206 | 9.0
CEAG Crouse-Hinds | 50691 | EC000216 | EF007243 | non | 9.0
CEAG Crouse-Hinds | 50691 | EC000216 | EF007247 | non | 9.0
CEAG Crouse-Hinds | 50691 | EC000216 | EF007248 | non | 9.0
CEAG Crouse-Hinds | 50691 | EC000216 | EF007262 | non | 9.0
CEAG Crouse-Hinds | 50691 | EC000216 | EF007264 | non | 9.0
CEAG Crouse-Hinds | 50691 | EC000216 | EF007355 | 690 | 9.0
CEAG Crouse-Hinds | 50691 | EC000216 | EF007386 | non | 9.0
CEAG Crouse-Hinds | 50691 | EC000216 | EF007491 | non | 9.0
CEAG Crouse-Hinds | 50691 | EC000216 | EF008240 | EV009311 | 9.0
CEAG Crouse-Hinds | 50691 | EC000216 | EF009165 | 125 | 9.0
CEAG Crouse-Hinds | 50691 | EC000216 | EF009166 | 50 | 9.0
CEAG Crouse-Hinds | 50691 | EC000216 | EF009408 | non | 9.0
CEAG Crouse-Hinds | 50692 | EC000216 | EF001364 | 4 | 9.0
CEAG Crouse-Hinds | 50692 | EC000216 | EF001376 | 1 | 9.0
CEAG Crouse-Hinds | 50692 | EC000216 | EF001389 | 10 | 9.0
CEAG Crouse-Hinds | 50692 | EC000216 | EF001391 | 3 | 9.0
CEAG Crouse-Hinds | 50692 | EC000216 | EF001435 | 110 | 9.0
CEAG Crouse-Hinds | 50692 | EC000216 | EF001435 | 500 | 9.0
CEAG Crouse-Hinds | 50692 | EC000216 | EF001444 | 10 | 9.0
CEAG Crouse-Hinds | 50692 | EC000216 | EF003118 | EV006422 | 9.0
CEAG Crouse-Hinds | 50692 | EC000216 | EF006281 | oui | 9.0
CEAG Crouse-Hinds | 50692 | EC000216 | EF006697 | non | 9.0
CEAG Crouse-Hinds | 50692 | EC000216 | EF006819 | EV000415 | 9.0
CEAG Crouse-Hinds | 50692 | EC000216 | EF006959 | non | 9.0
CEAG Crouse-Hinds | 50692 | EC000216 | EF006976 | EV000092 | 9.0
CEAG Crouse-Hinds | 50692 | EC000216 | EF006981 | oui | 9.0
CEAG Crouse-Hinds | 50692 | EC000216 | EF006985 | oui | 9.0
CEAG Crouse-Hinds | 50692 | EC000216 | EF006986 | oui | 9.0
CEAG Crouse-Hinds | 50692 | EC000216 | EF007027 | 4 | 9.0
CEAG Crouse-Hinds | 50692 | EC000216 | EF007050 | 10 | 9.0
CEAG Crouse-Hinds | 50692 | EC000216 | EF007167 | EV000206 | 9.0
CEAG Crouse-Hinds | 50692 | EC000216 | EF007243 | non | 9.0
CEAG Crouse-Hinds | 50692 | EC000216 | EF007247 | non | 9.0
CEAG Crouse-Hinds | 50692 | EC000216 | EF007248 | non | 9.0
CEAG Crouse-Hinds | 50692 | EC000216 | EF007262 | non | 9.0
CEAG Crouse-Hinds | 50692 | EC000216 | EF007264 | non | 9.0
CEAG Crouse-Hinds | 50692 | EC000216 | EF007355 | 500 | 9.0
CEAG Crouse-Hinds | 50692 | EC000216 | EF007386 | non | 9.0
CEAG Crouse-Hinds | 50692 | EC000216 | EF007491 | non | 9.0
CEAG Crouse-Hinds | 50692 | EC000216 | EF008240 | EV009311 | 9.0
CEAG Crouse-Hinds | 50692 | EC000216 | EF009165 | 10 | 9.0
CEAG Crouse-Hinds | 50692 | EC000216 | EF009166 | 10 | 9.0
CEAG Crouse-Hinds | 50692 | EC000216 | EF009408 | non | 9.0
CEAG Crouse-Hinds | 50693 | EC000216 | EF001364 | 8 | 9.0
CEAG Crouse-Hinds | 50693 | EC000216 | EF001376 | 1 | 9.0
CEAG Crouse-Hinds | 50693 | EC000216 | EF001377 | 1 | 9.0
CEAG Crouse-Hinds | 50693 | EC000216 | EF001389 | 20 | 9.0
CEAG Crouse-Hinds | 50693 | EC000216 | EF001391 | 4 | 9.0
CEAG Crouse-Hinds | 50693 | EC000216 | EF001435 | 110 | 9.0
CEAG Crouse-Hinds | 50693 | EC000216 | EF001435 | 690 | 9.0
CEAG Crouse-Hinds | 50693 | EC000216 | EF003118 | EV006422 | 9.0
CEAG Crouse-Hinds | 50693 | EC000216 | EF006281 | oui | 9.0
CEAG Crouse-Hinds | 50693 | EC000216 | EF006697 | non | 9.0
CEAG Crouse-Hinds | 50693 | EC000216 | EF006819 | EV000415 | 9.0
CEAG Crouse-Hinds | 50693 | EC000216 | EF006959 | non | 9.0
CEAG Crouse-Hinds | 50693 | EC000216 | EF006976 | EV000092 | 9.0
CEAG Crouse-Hinds | 50693 | EC000216 | EF006981 | oui | 9.0
CEAG Crouse-Hinds | 50693 | EC000216 | EF006985 | oui | 9.0
CEAG Crouse-Hinds | 50693 | EC000216 | EF006986 | oui | 9.0
CEAG Crouse-Hinds | 50693 | EC000216 | EF007243 | non | 9.0
CEAG Crouse-Hinds | 50693 | EC000216 | EF007247 | non | 9.0
CEAG Crouse-Hinds | 50693 | EC000216 | EF007248 | non | 9.0
CEAG Crouse-Hinds | 50693 | EC000216 | EF007262 | non | 9.0
CEAG Crouse-Hinds | 50693 | EC000216 | EF007264 | non | 9.0
CEAG Crouse-Hinds | 50693 | EC000216 | EF007355 | 690 | 9.0
CEAG Crouse-Hinds | 50693 | EC000216 | EF007386 | non | 9.0
CEAG Crouse-Hinds | 50693 | EC000216 | EF007491 | non | 9.0
CEAG Crouse-Hinds | 50693 | EC000216 | EF008240 | EV009311 | 9.0
CEAG Crouse-Hinds | 50693 | EC000216 | EF009165 | 20 | 9.0
CEAG Crouse-Hinds | 50693 | EC000216 | EF009408 | non | 9.0
CEAG Crouse-Hinds | 50698 | EC002556 | EF000007 | EV000206 | 9.0
CEAG Crouse-Hinds | 50698 | EC002556 | EF000215 | EV000154 | 9.0
CEAG Crouse-Hinds | 50714 | EC002557 | EF000007 | EV000154 | 9.0
CEAG Crouse-Hinds | 50714 | EC002557 | EF000215 | EV000154 | 9.0
CEAG Crouse-Hinds | 50714 | EC002557 | EF002169 | EV000154 | 9.0
CEAG Crouse-Hinds | 50714 | EC002557 | EF006243 | Non | 9.0
CEAG Crouse-Hinds | 50714 | EC002557 | EF013236 | Oui | 9.0
CEAG Crouse-Hinds | 50714 | EC002557 | EF013237 | Oui | 9.0
CEAG Crouse-Hinds | 50739 | EC002024 | EF005722 | EV000154 | 9.0
CEAG Crouse-Hinds | 50739 | EC002024 | EF005994 | EV008539 | 9.0
CEAG Crouse-Hinds | 50759 | EC002713 | EF000003 | EV000384 | 9.0
CEAG Crouse-Hinds | 50759 | EC002713 | EF000007 | EV000206 | 9.0
CEAG Crouse-Hinds | 50759 | EC002713 | EF000008 | 120 | 9.0
CEAG Crouse-Hinds | 50759 | EC002713 | EF000025 | oui | 9.0
CEAG Crouse-Hinds | 50759 | EC002713 | EF000049 | 95 | 9.0
CEAG Crouse-Hinds | 50759 | EC002713 | EF000139 | EV006034 | 9.0
CEAG Crouse-Hinds | 50759 | EC002713 | EF001088 | non | 9.0
CEAG Crouse-Hinds | 50759 | EC002713 | EF001094 | non | 9.0
CEAG Crouse-Hinds | 50759 | EC002713 | EF001187 | oui | 9.0
CEAG Crouse-Hinds | 50759 | EC002713 | EF001231 | 5 | 9.0
CEAG Crouse-Hinds | 50759 | EC002713 | EF001366 | 690 | 9.0
CEAG Crouse-Hinds | 50759 | EC002713 | EF001438 | 140 | 9.0
CEAG Crouse-Hinds | 50759 | EC002713 | EF001454 | non | 9.0
CEAG Crouse-Hinds | 50759 | EC002713 | EF001455 | EV004016 | 9.0
CEAG Crouse-Hinds | 50759 | EC002713 | EF001613 | EV000494 | 9.0
CEAG Crouse-Hinds | 50759 | EC002713 | EF001742 | -20 | 9.0
CEAG Crouse-Hinds | 50759 | EC002713 | EF001742 | 40 | 9.0
CEAG Crouse-Hinds | 50759 | EC002713 | EF002169 | EV000139 | 9.0
CEAG Crouse-Hinds | 50759 | EC002713 | EF003593 | 2 | 9.0
CEAG Crouse-Hinds | 50759 | EC002713 | EF004191 | oui | 9.0
CEAG Crouse-Hinds | 50759 | EC002713 | EF004293 | EV006814 | 9.0
CEAG Crouse-Hinds | 50759 | EC002713 | EF004586 | EV000115 | 9.0
CEAG Crouse-Hinds | 50759 | EC002713 | EF004969 | 10 | 9.0
CEAG Crouse-Hinds | 50759 | EC002713 | EF005474 | EV006422 | 9.0
CEAG Crouse-Hinds | 50759 | EC002713 | EF005728 | EV009071 | 9.0
CEAG Crouse-Hinds | 50759 | EC002713 | EF008404 | EV010598 | 9.0
CEAG Crouse-Hinds | 50759 | EC002713 | EF009170 | 3 | 9.0
CEAG Crouse-Hinds | 50759 | EC002713 | EF011959 | EV000154 | 9.0
CEAG Crouse-Hinds | 50765 | EC000017 | EF000001 | 20 | 9.0
CEAG Crouse-Hinds | 50765 | EC000017 | EF000010 | EV000217 | 9.0
CEAG Crouse-Hinds | 50765 | EC000017 | EF000105 | 250 | 9.0
CEAG Crouse-Hinds | 50765 | EC000017 | EF000537 | EV000164 | 9.0
CEAG Crouse-Hinds | 50765 | EC000017 | EF000854 | EV001026 | 9.0
CEAG Crouse-Hinds | 50765 | EC000017 | EF001033 | oui | 9.0
CEAG Crouse-Hinds | 50765 | EC000017 | EF001391 | 7 | 9.0
CEAG Crouse-Hinds | 50765 | EC000017 | EF001596 | EV000139 | 9.0
CEAG Crouse-Hinds | 50765 | EC000017 | EF002558 | EV006034 | 9.0
CEAG Crouse-Hinds | 50765 | EC000017 | EF004019 | EV000154 | 9.0
CEAG Crouse-Hinds | 50765 | EC000017 | EF005728 | EV009071 | 9.0
CEAG Crouse-Hinds | 50765 | EC000017 | EF006584 | 7 | 9.0
CEAG Crouse-Hinds | 50765 | EC000017 | EF006725 | EV000233 | 9.0
CEAG Crouse-Hinds | 50765 | EC000017 | EF006726 | EV000154 | 9.0
CEAG Crouse-Hinds | 50765 | EC000017 | EF008404 | EV000494 | 9.0
CEAG Crouse-Hinds | 50794 | EC002713 | EF000003 | EV000384 | 9.0
CEAG Crouse-Hinds | 50794 | EC002713 | EF000007 | EV000206 | 9.0
CEAG Crouse-Hinds | 50794 | EC002713 | EF000008 | 113,5 | 9.0
CEAG Crouse-Hinds | 50794 | EC002713 | EF000025 | oui | 9.0
CEAG Crouse-Hinds | 50794 | EC002713 | EF000049 | 73,5 | 9.0
CEAG Crouse-Hinds | 50794 | EC002713 | EF000139 | EV006034 | 9.0
CEAG Crouse-Hinds | 50794 | EC002713 | EF001088 | non | 9.0
CEAG Crouse-Hinds | 50794 | EC002713 | EF001094 | non | 9.0
CEAG Crouse-Hinds | 50794 | EC002713 | EF001187 | oui | 9.0
CEAG Crouse-Hinds | 50794 | EC002713 | EF001231 | 4 | 9.0
CEAG Crouse-Hinds | 50794 | EC002713 | EF001366 | 690 | 9.0
CEAG Crouse-Hinds | 50794 | EC002713 | EF001438 | 117,5 | 9.0
CEAG Crouse-Hinds | 50794 | EC002713 | EF001454 | non | 9.0
CEAG Crouse-Hinds | 50794 | EC002713 | EF001455 | EV004016 | 9.0
CEAG Crouse-Hinds | 50794 | EC002713 | EF001613 | EV000494 | 9.0
CEAG Crouse-Hinds | 50794 | EC002713 | EF001742 | -20 | 9.0
CEAG Crouse-Hinds | 50794 | EC002713 | EF001742 | 40 | 9.0
CEAG Crouse-Hinds | 50794 | EC002713 | EF002169 | EV000139 | 9.0
CEAG Crouse-Hinds | 50794 | EC002713 | EF003593 | 2 | 9.0
CEAG Crouse-Hinds | 50794 | EC002713 | EF004191 | oui | 9.0
CEAG Crouse-Hinds | 50794 | EC002713 | EF004293 | EV006814 | 9.0
CEAG Crouse-Hinds | 50794 | EC002713 | EF004586 | EV000115 | 9.0
CEAG Crouse-Hinds | 50794 | EC002713 | EF004969 | 4 | 9.0
CEAG Crouse-Hinds | 50794 | EC002713 | EF005474 | EV006422 | 9.0
CEAG Crouse-Hinds | 50794 | EC002713 | EF005728 | EV009071 | 9.0
CEAG Crouse-Hinds | 50794 | EC002713 | EF008404 | EV010598 | 9.0
CEAG Crouse-Hinds | 50794 | EC002713 | EF009170 | 3 | 9.0
CEAG Crouse-Hinds | 50794 | EC002713 | EF011959 | EV000154 | 9.0
CEAG Crouse-Hinds | 50797 | EC002713 | EF000003 | EV000384 | 9.0
CEAG Crouse-Hinds | 50797 | EC002713 | EF000007 | EV000206 | 9.0
CEAG Crouse-Hinds | 50797 | EC002713 | EF000008 | 120 | 9.0
CEAG Crouse-Hinds | 50797 | EC002713 | EF000025 | oui | 9.0
CEAG Crouse-Hinds | 50797 | EC002713 | EF000049 | 95 | 9.0
CEAG Crouse-Hinds | 50797 | EC002713 | EF000139 | EV006034 | 9.0
CEAG Crouse-Hinds | 50797 | EC002713 | EF001088 | non | 9.0
CEAG Crouse-Hinds | 50797 | EC002713 | EF001094 | non | 9.0
CEAG Crouse-Hinds | 50797 | EC002713 | EF001187 | oui | 9.0
CEAG Crouse-Hinds | 50797 | EC002713 | EF001231 | 24 | 9.0
CEAG Crouse-Hinds | 50797 | EC002713 | EF001366 | 690 | 9.0
CEAG Crouse-Hinds | 50797 | EC002713 | EF001438 | 140 | 9.0
CEAG Crouse-Hinds | 50797 | EC002713 | EF001454 | non | 9.0
CEAG Crouse-Hinds | 50797 | EC002713 | EF001455 | EV004016 | 9.0
CEAG Crouse-Hinds | 50797 | EC002713 | EF001613 | EV000494 | 9.0
CEAG Crouse-Hinds | 50797 | EC002713 | EF001742 | -20 | 9.0
CEAG Crouse-Hinds | 50797 | EC002713 | EF001742 | 40 | 9.0
CEAG Crouse-Hinds | 50797 | EC002713 | EF002169 | EV000139 | 9.0
CEAG Crouse-Hinds | 50797 | EC002713 | EF003593 | 4 | 9.0
CEAG Crouse-Hinds | 50797 | EC002713 | EF004191 | oui | 9.0
CEAG Crouse-Hinds | 50797 | EC002713 | EF004293 | EV006814 | 9.0
CEAG Crouse-Hinds | 50797 | EC002713 | EF004586 | EV000115 | 9.0
CEAG Crouse-Hinds | 50797 | EC002713 | EF004969 | 2,5 | 9.0
CEAG Crouse-Hinds | 50797 | EC002713 | EF005474 | EV006422 | 9.0
CEAG Crouse-Hinds | 50797 | EC002713 | EF005728 | EV009071 | 9.0
CEAG Crouse-Hinds | 50797 | EC002713 | EF008404 | EV010598 | 9.0
CEAG Crouse-Hinds | 50797 | EC002713 | EF009170 | 3 | 9.0
CEAG Crouse-Hinds | 50797 | EC002713 | EF011959 | EV000154 | 9.0
CEAG Crouse-Hinds | 50845 | EC002556 | EF000007 | EV000154 | 9.0
CEAG Crouse-Hinds | 50845 | EC002556 | EF000215 | EV000154 | 9.0
CEAG Crouse-Hinds | 50949 | EC002713 | EF000003 | EV000384 | 9.0
CEAG Crouse-Hinds | 50949 | EC002713 | EF000007 | EV000154 | 9.0
CEAG Crouse-Hinds | 50949 | EC002713 | EF000008 | 150 | 9.0
CEAG Crouse-Hinds | 50949 | EC002713 | EF000025 | oui | 9.0
CEAG Crouse-Hinds | 50949 | EC002713 | EF000049 | 104 | 9.0
CEAG Crouse-Hinds | 50949 | EC002713 | EF000139 | EV006034 | 9.0
CEAG Crouse-Hinds | 50949 | EC002713 | EF001088 | non | 9.0
CEAG Crouse-Hinds | 50949 | EC002713 | EF001094 | non | 9.0
CEAG Crouse-Hinds | 50949 | EC002713 | EF001187 | oui | 9.0
CEAG Crouse-Hinds | 50949 | EC002713 | EF001366 | 690 | 9.0
CEAG Crouse-Hinds | 50949 | EC002713 | EF001438 | 150 | 9.0
CEAG Crouse-Hinds | 50949 | EC002713 | EF001454 | non | 9.0
CEAG Crouse-Hinds | 50949 | EC002713 | EF001455 | EV000154 | 9.0
CEAG Crouse-Hinds | 50949 | EC002713 | EF001613 | EV000494 | 9.0
CEAG Crouse-Hinds | 50949 | EC002713 | EF001742 | -20 | 9.0
CEAG Crouse-Hinds | 50949 | EC002713 | EF001742 | 55 | 9.0
CEAG Crouse-Hinds | 50949 | EC002713 | EF002169 | EV000072 | 9.0
CEAG Crouse-Hinds | 50949 | EC002713 | EF003593 | 4 | 9.0
CEAG Crouse-Hinds | 50949 | EC002713 | EF004191 | oui | 9.0
CEAG Crouse-Hinds | 50949 | EC002713 | EF004586 | EV000115 | 9.0
CEAG Crouse-Hinds | 50949 | EC002713 | EF004969 | 10 | 9.0
CEAG Crouse-Hinds | 50949 | EC002713 | EF005474 | EV006422 | 9.0
CEAG Crouse-Hinds | 50949 | EC002713 | EF005728 | EV009071 | 9.0
CEAG Crouse-Hinds | 50949 | EC002713 | EF008404 | EV010598 | 9.0
CEAG Crouse-Hinds | 50983 | EC002557 | EF000007 | EV000154 | 9.0
CEAG Crouse-Hinds | 50983 | EC002557 | EF000215 | EV000154 | 9.0
CEAG Crouse-Hinds | 50983 | EC002557 | EF002169 | EV000154 | 9.0
CEAG Crouse-Hinds | 50983 | EC002557 | EF013236 | Oui | 9.0
CEAG Crouse-Hinds | 50983 | EC002557 | EF013237 | Oui | 9.0
CEAG Crouse-Hinds | 50988 | EC002302 | EF000003 | EV000945 | 9.0
CEAG Crouse-Hinds | 50988 | EC002302 | EF004913 | EV008074 | 9.0
CEAG Crouse-Hinds | 50988 | EC002302 | EF005658 | 72 | 9.0
CEAG Crouse-Hinds | 50988 | EC002302 | EF005896 | 72 | 9.0
CEAG Crouse-Hinds | 50988 | EC002302 | EF005992 | 90 | 9.0
CEAG Crouse-Hinds | 50988 | EC002302 | EF006072 | 30 | 9.0
CEAG Crouse-Hinds | 50988 | EC002302 | EF006101 | oui | 9.0
CEAG Crouse-Hinds | 50989 | EC002302 | EF000003 | EV000945 | 9.0
CEAG Crouse-Hinds | 50989 | EC002302 | EF004913 | EV008074 | 9.0
CEAG Crouse-Hinds | 50989 | EC002302 | EF005658 | 72 | 9.0
CEAG Crouse-Hinds | 50989 | EC002302 | EF005896 | 72 | 9.0
CEAG Crouse-Hinds | 50989 | EC002302 | EF005992 | 90 | 9.0
CEAG Crouse-Hinds | 50989 | EC002302 | EF006072 | 10 | 9.0
CEAG Crouse-Hinds | 50989 | EC002302 | EF006101 | oui | 9.0
CEAG Crouse-Hinds | 50990 | EC002302 | EF004913 | EV008074 | 9.0
CEAG Crouse-Hinds | 50990 | EC002302 | EF005658 | 72 | 9.0
CEAG Crouse-Hinds | 50990 | EC002302 | EF005896 | 72 | 9.0
CEAG Crouse-Hinds | 50990 | EC002302 | EF005992 | 90 | 9.0
CEAG Crouse-Hinds | 50990 | EC002302 | EF006072 | 20 | 9.0
CEAG Crouse-Hinds | 50990 | EC002302 | EF006101 | oui | 9.0
CEAG Crouse-Hinds | 50996 | EC001028 | EF000079 | 31,5 | 9.0
CEAG Crouse-Hinds | 50996 | EC001028 | EF000190 | EV000233 | 9.0
CEAG Crouse-Hinds | 50996 | EC001028 | EF001142 | non | 9.0
CEAG Crouse-Hinds | 50996 | EC001028 | EF001372 | 1 | 9.0
CEAG Crouse-Hinds | 50996 | EC001028 | EF001407 | non | 9.0
CEAG Crouse-Hinds | 50996 | EC001028 | EF001546 | EV000880 | 9.0
CEAG Crouse-Hinds | 50996 | EC001028 | EF002429 | EV000206 | 9.0
CEAG Crouse-Hinds | 50996 | EC001028 | EF003961 | EV000415 | 9.0
CEAG Crouse-Hinds | 50996 | EC001028 | EF004565 | 32,7 | 9.0
CEAG Crouse-Hinds | 50996 | EC001028 | EF004778 | 32,7 | 9.0
CEAG Crouse-Hinds | 50996 | EC001028 | EF005474 | EV006407 | 9.0
CEAG Crouse-Hinds | 50996 | EC001028 | EF005972 | EV000139 | 9.0
CEAG Crouse-Hinds | 50996 | EC001028 | EF006014 | oui | 9.0
CEAG Crouse-Hinds | 50996 | EC001028 | EF006253 | EV000167 | 9.0
CEAG Crouse-Hinds | 50996 | EC001028 | EF007447 | non | 9.0
CEAG Crouse-Hinds | 50996 | EC001028 | EF008255 | 2 | 9.0
CEAG Crouse-Hinds | 50996 | EC001028 | EF011959 | EV000154 | 9.0
CEAG Crouse-Hinds | 50997 | EC002302 | EF000003 | EV000945 | 9.0
CEAG Crouse-Hinds | 50997 | EC002302 | EF004913 | EV008074 | 9.0
CEAG Crouse-Hinds | 50997 | EC002302 | EF005658 | 72 | 9.0
CEAG Crouse-Hinds | 50997 | EC002302 | EF005896 | 72 | 9.0
CEAG Crouse-Hinds | 50997 | EC002302 | EF005992 | 90 | 9.0
CEAG Crouse-Hinds | 50997 | EC002302 | EF006072 | 75 | 9.0
CEAG Crouse-Hinds | 50997 | EC002302 | EF006101 | oui | 9.0
CEAG Crouse-Hinds | 51010 | EC001952 | EF000003 | EV010173 | 9.0
CEAG Crouse-Hinds | 51010 | EC001952 | EF000004 | EV000582 | 9.0
CEAG Crouse-Hinds | 51010 | EC001952 | EF000008 | 188 | 9.0
CEAG Crouse-Hinds | 51010 | EC001952 | EF000048 | EV000659 | 9.0
CEAG Crouse-Hinds | 51010 | EC001952 | EF000085 | 6 | 9.0
CEAG Crouse-Hinds | 51010 | EC001952 | EF000124 | EV001008 | 9.0
CEAG Crouse-Hinds | 51010 | EC001952 | EF000187 | EV000509 | 9.0
CEAG Crouse-Hinds | 51010 | EC001952 | EF000280 | 36 - 36 | 9.0
CEAG Crouse-Hinds | 51010 | EC001952 | EF000381 | EV014417 | 9.0
CEAG Crouse-Hinds | 51010 | EC001952 | EF000441 | Non | 9.0
CEAG Crouse-Hinds | 51010 | EC001952 | EF001391 | 6 | 9.0
CEAG Crouse-Hinds | 51010 | EC001952 | EF001438 | 1360 | 9.0
CEAG Crouse-Hinds | 51010 | EC001952 | EF001456 | 130 | 9.0
CEAG Crouse-Hinds | 51010 | EC001952 | EF002423 | EV011514 | 9.0
CEAG Crouse-Hinds | 51010 | EC001952 | EF004284 | EV006823 | 9.0
CEAG Crouse-Hinds | 51010 | EC001952 | EF004293 | EV008784 | 9.0
CEAG Crouse-Hinds | 51010 | EC001952 | EF005127 | 110 - 254 | 9.0
CEAG Crouse-Hinds | 51010 | EC001952 | EF005474 | EV006422 | 9.0
CEAG Crouse-Hinds | 51010 | EC001952 | EF005728 | EV009071 | 9.0
CEAG Crouse-Hinds | 51010 | EC001952 | EF005905 | Non | 9.0
CEAG Crouse-Hinds | 51010 | EC001952 | EF007556 | Oui | 9.0
CEAG Crouse-Hinds | 51010 | EC001952 | EF008157 | EV011534 | 9.0
CEAG Crouse-Hinds | 51010 | EC001952 | EF008404 | EV010598 | 9.0
CEAG Crouse-Hinds | 51010 | EC001952 | EF009346 | 5700 - 5700 | 9.0
CEAG Crouse-Hinds | 51010 | EC001952 | EF009349 | 3230 | 9.0
CEAG Crouse-Hinds | 51010 | EC001952 | EF009350 | EV000202 | 9.0
CEAG Crouse-Hinds | 51010 | EC001952 | EF009482 | Non | 9.0
CEAG Crouse-Hinds | 51010 | EC001952 | EF011868 | EV015020 | 9.0
CEAG Crouse-Hinds | 51010 | EC001952 | EF011959 | EV000154 | 9.0
CEAG Crouse-Hinds | 51010 | EC001952 | EF012170 | EV000278 | 9.0
CEAG Crouse-Hinds | 51010 | EC001952 | EF016286 | Non | 9.0
CEAG Crouse-Hinds | 51010 | EC001952 | EF025740 | 0.95 | 9.0
CEAG Crouse-Hinds | 51012 | EC001952 | EF000003 | EV010173 | 9.0
CEAG Crouse-Hinds | 51012 | EC001952 | EF000004 | EV000582 | 9.0
CEAG Crouse-Hinds | 51012 | EC001952 | EF000008 | 188 | 9.0
CEAG Crouse-Hinds | 51012 | EC001952 | EF000048 | EV000659 | 9.0
CEAG Crouse-Hinds | 51012 | EC001952 | EF000085 | 6 | 9.0
CEAG Crouse-Hinds | 51012 | EC001952 | EF000124 | EV001008 | 9.0
CEAG Crouse-Hinds | 51012 | EC001952 | EF000187 | EV000509 | 9.0
CEAG Crouse-Hinds | 51012 | EC001952 | EF000280 | 36 - 36 | 9.0
CEAG Crouse-Hinds | 51012 | EC001952 | EF000381 | EV014417 | 9.0
CEAG Crouse-Hinds | 51012 | EC001952 | EF000441 | Non | 9.0
CEAG Crouse-Hinds | 51012 | EC001952 | EF001391 | 6 | 9.0
CEAG Crouse-Hinds | 51012 | EC001952 | EF001438 | 1360 | 9.0
CEAG Crouse-Hinds | 51012 | EC001952 | EF001456 | 130 | 9.0
CEAG Crouse-Hinds | 51012 | EC001952 | EF002423 | EV011514 | 9.0
CEAG Crouse-Hinds | 51012 | EC001952 | EF004284 | EV006823 | 9.0
CEAG Crouse-Hinds | 51012 | EC001952 | EF004293 | EV008784 | 9.0
CEAG Crouse-Hinds | 51012 | EC001952 | EF005127 | 110 - 254 | 9.0
CEAG Crouse-Hinds | 51012 | EC001952 | EF005474 | EV006422 | 9.0
CEAG Crouse-Hinds | 51012 | EC001952 | EF005728 | EV009071 | 9.0
CEAG Crouse-Hinds | 51012 | EC001952 | EF005905 | Non | 9.0
CEAG Crouse-Hinds | 51012 | EC001952 | EF007556 | Oui | 9.0
CEAG Crouse-Hinds | 51012 | EC001952 | EF008157 | EV011534 | 9.0
CEAG Crouse-Hinds | 51012 | EC001952 | EF008404 | EV010598 | 9.0
CEAG Crouse-Hinds | 51012 | EC001952 | EF009346 | 5700 - 5700 | 9.0
CEAG Crouse-Hinds | 51012 | EC001952 | EF009349 | 3230 | 9.0
CEAG Crouse-Hinds | 51012 | EC001952 | EF009350 | EV000202 | 9.0
CEAG Crouse-Hinds | 51012 | EC001952 | EF009482 | Non | 9.0
CEAG Crouse-Hinds | 51012 | EC001952 | EF011868 | EV015020 | 9.0
CEAG Crouse-Hinds | 51012 | EC001952 | EF011959 | EV000154 | 9.0
CEAG Crouse-Hinds | 51012 | EC001952 | EF012170 | EV000278 | 9.0
CEAG Crouse-Hinds | 51012 | EC001952 | EF016286 | Non | 9.0
CEAG Crouse-Hinds | 51012 | EC001952 | EF025740 | 0.95 | 9.0
CEAG Crouse-Hinds | 51013 | EC001952 | EF000003 | EV010173 | 9.0
CEAG Crouse-Hinds | 51013 | EC001952 | EF000004 | EV000582 | 9.0
CEAG Crouse-Hinds | 51013 | EC001952 | EF000008 | 188 | 9.0
CEAG Crouse-Hinds | 51013 | EC001952 | EF000048 | EV000659 | 9.0
CEAG Crouse-Hinds | 51013 | EC001952 | EF000085 | 6 | 9.0
CEAG Crouse-Hinds | 51013 | EC001952 | EF000124 | EV001008 | 9.0
CEAG Crouse-Hinds | 51013 | EC001952 | EF000187 | EV000509 | 9.0
CEAG Crouse-Hinds | 51013 | EC001952 | EF000280 | 36 - 36 | 9.0
CEAG Crouse-Hinds | 51013 | EC001952 | EF000381 | EV014417 | 9.0
CEAG Crouse-Hinds | 51013 | EC001952 | EF000441 | Non | 9.0
CEAG Crouse-Hinds | 51013 | EC001952 | EF001391 | 6 | 9.0
CEAG Crouse-Hinds | 51013 | EC001952 | EF001438 | 1360 | 9.0
CEAG Crouse-Hinds | 51013 | EC001952 | EF001456 | 130 | 9.0
CEAG Crouse-Hinds | 51013 | EC001952 | EF002423 | EV011514 | 9.0
CEAG Crouse-Hinds | 51013 | EC001952 | EF004284 | EV006823 | 9.0
CEAG Crouse-Hinds | 51013 | EC001952 | EF004293 | EV008784 | 9.0
CEAG Crouse-Hinds | 51013 | EC001952 | EF005127 | 110 - 254 | 9.0
CEAG Crouse-Hinds | 51013 | EC001952 | EF005474 | EV006422 | 9.0
CEAG Crouse-Hinds | 51013 | EC001952 | EF005728 | EV009071 | 9.0
CEAG Crouse-Hinds | 51013 | EC001952 | EF005905 | Non | 9.0
CEAG Crouse-Hinds | 51013 | EC001952 | EF007556 | Oui | 9.0
CEAG Crouse-Hinds | 51013 | EC001952 | EF008157 | EV011534 | 9.0
CEAG Crouse-Hinds | 51013 | EC001952 | EF008404 | EV010598 | 9.0
CEAG Crouse-Hinds | 51013 | EC001952 | EF009346 | 5700 - 5700 | 9.0
CEAG Crouse-Hinds | 51013 | EC001952 | EF009349 | 6120 | 9.0
CEAG Crouse-Hinds | 51013 | EC001952 | EF009350 | EV000202 | 9.0
CEAG Crouse-Hinds | 51013 | EC001952 | EF009482 | Non | 9.0
CEAG Crouse-Hinds | 51013 | EC001952 | EF011868 | EV015020 | 9.0
CEAG Crouse-Hinds | 51013 | EC001952 | EF011959 | EV000154 | 9.0
CEAG Crouse-Hinds | 51013 | EC001952 | EF012170 | EV000278 | 9.0
CEAG Crouse-Hinds | 51013 | EC001952 | EF016286 | Non | 9.0
CEAG Crouse-Hinds | 51013 | EC001952 | EF025740 | 0.95 | 9.0
CEAG Crouse-Hinds | 51016 | EC001952 | EF000003 | EV010173 | 9.0
CEAG Crouse-Hinds | 51016 | EC001952 | EF000004 | EV000582 | 9.0
CEAG Crouse-Hinds | 51016 | EC001952 | EF000008 | 188 | 9.0
CEAG Crouse-Hinds | 51016 | EC001952 | EF000048 | EV000659 | 9.0
CEAG Crouse-Hinds | 51016 | EC001952 | EF000085 | 6 | 9.0
CEAG Crouse-Hinds | 51016 | EC001952 | EF000124 | EV001008 | 9.0
CEAG Crouse-Hinds | 51016 | EC001952 | EF000187 | EV000509 | 9.0
CEAG Crouse-Hinds | 51016 | EC001952 | EF000280 | 36 - 36 | 9.0
CEAG Crouse-Hinds | 51016 | EC001952 | EF000381 | EV014417 | 9.0
CEAG Crouse-Hinds | 51016 | EC001952 | EF000441 | Non | 9.0
CEAG Crouse-Hinds | 51016 | EC001952 | EF001391 | 6 | 9.0
CEAG Crouse-Hinds | 51016 | EC001952 | EF001438 | 1360 | 9.0
CEAG Crouse-Hinds | 51016 | EC001952 | EF001456 | 130 | 9.0
CEAG Crouse-Hinds | 51016 | EC001952 | EF002423 | EV011514 | 9.0
CEAG Crouse-Hinds | 51016 | EC001952 | EF004284 | EV006823 | 9.0
CEAG Crouse-Hinds | 51016 | EC001952 | EF004293 | EV008784 | 9.0
CEAG Crouse-Hinds | 51016 | EC001952 | EF005127 | 110 - 254 | 9.0
CEAG Crouse-Hinds | 51016 | EC001952 | EF005474 | EV006422 | 9.0
CEAG Crouse-Hinds | 51016 | EC001952 | EF005728 | EV009071 | 9.0
CEAG Crouse-Hinds | 51016 | EC001952 | EF005905 | Non | 9.0
CEAG Crouse-Hinds | 51016 | EC001952 | EF007556 | Oui | 9.0
CEAG Crouse-Hinds | 51016 | EC001952 | EF008157 | EV011534 | 9.0
CEAG Crouse-Hinds | 51016 | EC001952 | EF008404 | EV010598 | 9.0
CEAG Crouse-Hinds | 51016 | EC001952 | EF009346 | 4000 - 4000 | 9.0
CEAG Crouse-Hinds | 51016 | EC001952 | EF009349 | 3230 | 9.0
CEAG Crouse-Hinds | 51016 | EC001952 | EF009350 | EV000202 | 9.0
CEAG Crouse-Hinds | 51016 | EC001952 | EF009482 | Non | 9.0
CEAG Crouse-Hinds | 51016 | EC001952 | EF011868 | EV015020 | 9.0
CEAG Crouse-Hinds | 51016 | EC001952 | EF011959 | EV000154 | 9.0
CEAG Crouse-Hinds | 51016 | EC001952 | EF012170 | EV000278 | 9.0
CEAG Crouse-Hinds | 51016 | EC001952 | EF016286 | Non | 9.0
CEAG Crouse-Hinds | 51016 | EC001952 | EF025740 | 0.95 | 9.0
CEAG Crouse-Hinds | 51017 | EC001952 | EF000003 | EV010173 | 9.0
CEAG Crouse-Hinds | 51017 | EC001952 | EF000004 | EV000582 | 9.0
CEAG Crouse-Hinds | 51017 | EC001952 | EF000008 | 188 | 9.0
CEAG Crouse-Hinds | 51017 | EC001952 | EF000048 | EV000659 | 9.0
CEAG Crouse-Hinds | 51017 | EC001952 | EF000085 | 6 | 9.0
CEAG Crouse-Hinds | 51017 | EC001952 | EF000124 | EV001008 | 9.0
CEAG Crouse-Hinds | 51017 | EC001952 | EF000187 | EV000509 | 9.0
CEAG Crouse-Hinds | 51017 | EC001952 | EF000280 | 36 - 36 | 9.0
CEAG Crouse-Hinds | 51017 | EC001952 | EF000381 | EV014417 | 9.0
CEAG Crouse-Hinds | 51017 | EC001952 | EF000441 | Non | 9.0
CEAG Crouse-Hinds | 51017 | EC001952 | EF001391 | 6 | 9.0
CEAG Crouse-Hinds | 51017 | EC001952 | EF001438 | 1360 | 9.0
CEAG Crouse-Hinds | 51017 | EC001952 | EF001456 | 130 | 9.0
CEAG Crouse-Hinds | 51017 | EC001952 | EF002423 | EV011514 | 9.0
CEAG Crouse-Hinds | 51017 | EC001952 | EF004284 | EV006823 | 9.0
CEAG Crouse-Hinds | 51017 | EC001952 | EF004293 | EV008784 | 9.0
CEAG Crouse-Hinds | 51017 | EC001952 | EF005127 | 110 - 254 | 9.0
CEAG Crouse-Hinds | 51017 | EC001952 | EF005474 | EV006422 | 9.0
CEAG Crouse-Hinds | 51017 | EC001952 | EF005728 | EV009071 | 9.0
CEAG Crouse-Hinds | 51017 | EC001952 | EF005905 | Non | 9.0
CEAG Crouse-Hinds | 51017 | EC001952 | EF007556 | Oui | 9.0
CEAG Crouse-Hinds | 51017 | EC001952 | EF008157 | EV011534 | 9.0
CEAG Crouse-Hinds | 51017 | EC001952 | EF008404 | EV010598 | 9.0
CEAG Crouse-Hinds | 51017 | EC001952 | EF009346 | 4000 - 4000 | 9.0
CEAG Crouse-Hinds | 51017 | EC001952 | EF009349 | 6120 | 9.0
CEAG Crouse-Hinds | 51017 | EC001952 | EF009350 | EV000202 | 9.0
CEAG Crouse-Hinds | 51017 | EC001952 | EF009482 | Non | 9.0
CEAG Crouse-Hinds | 51017 | EC001952 | EF011868 | EV015020 | 9.0
CEAG Crouse-Hinds | 51017 | EC001952 | EF011959 | EV000154 | 9.0
CEAG Crouse-Hinds | 51017 | EC001952 | EF012170 | EV000278 | 9.0
CEAG Crouse-Hinds | 51017 | EC001952 | EF016286 | Non | 9.0
CEAG Crouse-Hinds | 51017 | EC001952 | EF025740 | 0.95 | 9.0
CEAG Crouse-Hinds | 51065 | EC002713 | EF000003 | EV000384 | 9.0
CEAG Crouse-Hinds | 51065 | EC002713 | EF000007 | EV000206 | 9.0
CEAG Crouse-Hinds | 51065 | EC002713 | EF000008 | 120 | 9.0
CEAG Crouse-Hinds | 51065 | EC002713 | EF000025 | oui | 9.0
CEAG Crouse-Hinds | 51065 | EC002713 | EF000049 | 95 | 9.0
CEAG Crouse-Hinds | 51065 | EC002713 | EF000139 | EV006034 | 9.0
CEAG Crouse-Hinds | 51065 | EC002713 | EF001088 | non | 9.0
CEAG Crouse-Hinds | 51065 | EC002713 | EF001094 | non | 9.0
CEAG Crouse-Hinds | 51065 | EC002713 | EF001187 | oui | 9.0
CEAG Crouse-Hinds | 51065 | EC002713 | EF001231 | 24 | 9.0
CEAG Crouse-Hinds | 51065 | EC002713 | EF001366 | 690 | 9.0
CEAG Crouse-Hinds | 51065 | EC002713 | EF001438 | 140 | 9.0
CEAG Crouse-Hinds | 51065 | EC002713 | EF001454 | non | 9.0
CEAG Crouse-Hinds | 51065 | EC002713 | EF001455 | EV004016 | 9.0
CEAG Crouse-Hinds | 51065 | EC002713 | EF001613 | EV000494 | 9.0
CEAG Crouse-Hinds | 51065 | EC002713 | EF001742 | -20 | 9.0
CEAG Crouse-Hinds | 51065 | EC002713 | EF001742 | 40 | 9.0
CEAG Crouse-Hinds | 51065 | EC002713 | EF002169 | EV000139 | 9.0
CEAG Crouse-Hinds | 51065 | EC002713 | EF003593 | 13 | 9.0
CEAG Crouse-Hinds | 51065 | EC002713 | EF004191 | oui | 9.0
CEAG Crouse-Hinds | 51065 | EC002713 | EF004293 | EV006814 | 9.0
CEAG Crouse-Hinds | 51065 | EC002713 | EF004586 | EV000115 | 9.0
CEAG Crouse-Hinds | 51065 | EC002713 | EF004969 | 2,5 | 9.0
CEAG Crouse-Hinds | 51065 | EC002713 | EF005474 | EV006422 | 9.0
CEAG Crouse-Hinds | 51065 | EC002713 | EF005728 | EV009071 | 9.0
CEAG Crouse-Hinds | 51065 | EC002713 | EF008404 | EV010598 | 9.0
CEAG Crouse-Hinds | 51065 | EC002713 | EF009170 | 3 | 9.0
CEAG Crouse-Hinds | 51065 | EC002713 | EF011959 | EV000154 | 9.0
CEAG Crouse-Hinds | 51066 | EC002713 | EF000003 | EV000384 | 9.0
CEAG Crouse-Hinds | 51066 | EC002713 | EF000007 | EV000206 | 9.0
CEAG Crouse-Hinds | 51066 | EC002713 | EF000008 | 140 | 9.0
CEAG Crouse-Hinds | 51066 | EC002713 | EF000025 | oui | 9.0
CEAG Crouse-Hinds | 51066 | EC002713 | EF000049 | 95 | 9.0
CEAG Crouse-Hinds | 51066 | EC002713 | EF000139 | EV006034 | 9.0
CEAG Crouse-Hinds | 51066 | EC002713 | EF001088 | non | 9.0
CEAG Crouse-Hinds | 51066 | EC002713 | EF001094 | non | 9.0
CEAG Crouse-Hinds | 51066 | EC002713 | EF001187 | oui | 9.0
CEAG Crouse-Hinds | 51066 | EC002713 | EF001231 | 48 | 9.0
CEAG Crouse-Hinds | 51066 | EC002713 | EF001366 | 690 | 9.0
CEAG Crouse-Hinds | 51066 | EC002713 | EF001438 | 182,5 | 9.0
CEAG Crouse-Hinds | 51066 | EC002713 | EF001454 | non | 9.0
CEAG Crouse-Hinds | 51066 | EC002713 | EF001455 | EV004016 | 9.0
CEAG Crouse-Hinds | 51066 | EC002713 | EF001613 | EV000494 | 9.0
CEAG Crouse-Hinds | 51066 | EC002713 | EF001742 | -20 | 9.0
CEAG Crouse-Hinds | 51066 | EC002713 | EF001742 | 40 | 9.0
CEAG Crouse-Hinds | 51066 | EC002713 | EF002169 | EV000139 | 9.0
CEAG Crouse-Hinds | 51066 | EC002713 | EF003593 | 4 | 9.0
CEAG Crouse-Hinds | 51066 | EC002713 | EF004191 | oui | 9.0
CEAG Crouse-Hinds | 51066 | EC002713 | EF004293 | EV011541 | 9.0
CEAG Crouse-Hinds | 51066 | EC002713 | EF004586 | EV000115 | 9.0
CEAG Crouse-Hinds | 51066 | EC002713 | EF004969 | 2,5 | 9.0
CEAG Crouse-Hinds | 51066 | EC002713 | EF005474 | EV006422 | 9.0
CEAG Crouse-Hinds | 51066 | EC002713 | EF005728 | EV009071 | 9.0
CEAG Crouse-Hinds | 51066 | EC002713 | EF008404 | EV010598 | 9.0
CEAG Crouse-Hinds | 51066 | EC002713 | EF009170 | 3 | 9.0
CEAG Crouse-Hinds | 51066 | EC002713 | EF011959 | EV000154 | 9.0
CEAG Crouse-Hinds | 51067 | EC002713 | EF000007 | EV000206 | 9.0
CEAG Crouse-Hinds | 51067 | EC002713 | EF000008 | 120 | 9.0
CEAG Crouse-Hinds | 51067 | EC002713 | EF000025 | Oui | 9.0
CEAG Crouse-Hinds | 51067 | EC002713 | EF000049 | 95 | 9.0
CEAG Crouse-Hinds | 51067 | EC002713 | EF000139 | EV006034 | 9.0
CEAG Crouse-Hinds | 51067 | EC002713 | EF001088 | Non | 9.0
CEAG Crouse-Hinds | 51067 | EC002713 | EF001094 | Non | 9.0
CEAG Crouse-Hinds | 51067 | EC002713 | EF001231 | 16 | 9.0
CEAG Crouse-Hinds | 51067 | EC002713 | EF001366 | 690 | 9.0
CEAG Crouse-Hinds | 51067 | EC002713 | EF001438 | 140 | 9.0
CEAG Crouse-Hinds | 51067 | EC002713 | EF001454 | Non | 9.0
CEAG Crouse-Hinds | 51067 | EC002713 | EF001455 | EV000154 | 9.0
CEAG Crouse-Hinds | 51067 | EC002713 | EF001613 | EV000494 | 9.0
CEAG Crouse-Hinds | 51067 | EC002713 | EF001742 | -20 - 40 | 9.0
CEAG Crouse-Hinds | 51067 | EC002713 | EF002169 | EV000139 | 9.0
CEAG Crouse-Hinds | 51067 | EC002713 | EF003593 | 4 | 9.0
CEAG Crouse-Hinds | 51067 | EC002713 | EF004191 | Oui | 9.0
CEAG Crouse-Hinds | 51067 | EC002713 | EF004293 | EV006814 | 9.0
CEAG Crouse-Hinds | 51067 | EC002713 | EF004586 | EV000115 | 9.0
CEAG Crouse-Hinds | 51067 | EC002713 | EF004969 | 2.5 | 9.0
CEAG Crouse-Hinds | 51067 | EC002713 | EF005474 | EV006422 | 9.0
CEAG Crouse-Hinds | 51067 | EC002713 | EF005728 | EV009071 | 9.0
CEAG Crouse-Hinds | 51067 | EC002713 | EF008404 | EV010598 | 9.0
CEAG Crouse-Hinds | 51067 | EC002713 | EF009170 | 3 | 9.0
CEAG Crouse-Hinds | 51067 | EC002713 | EF011959 | EV000154 | 9.0
CEAG Crouse-Hinds | 51077 | EC002713 | EF000003 | EV000384 | 9.0
CEAG Crouse-Hinds | 51077 | EC002713 | EF000007 | EV000206 | 9.0
CEAG Crouse-Hinds | 51077 | EC002713 | EF000008 | 120 | 9.0
CEAG Crouse-Hinds | 51077 | EC002713 | EF000025 | oui | 9.0
CEAG Crouse-Hinds | 51077 | EC002713 | EF000049 | 95 | 9.0
CEAG Crouse-Hinds | 51077 | EC002713 | EF000139 | EV006034 | 9.0
CEAG Crouse-Hinds | 51077 | EC002713 | EF001088 | non | 9.0
CEAG Crouse-Hinds | 51077 | EC002713 | EF001094 | non | 9.0
CEAG Crouse-Hinds | 51077 | EC002713 | EF001187 | oui | 9.0
CEAG Crouse-Hinds | 51077 | EC002713 | EF001231 | 5 | 9.0
CEAG Crouse-Hinds | 51077 | EC002713 | EF001366 | 690 | 9.0
CEAG Crouse-Hinds | 51077 | EC002713 | EF001438 | 140 | 9.0
CEAG Crouse-Hinds | 51077 | EC002713 | EF001454 | non | 9.0
CEAG Crouse-Hinds | 51077 | EC002713 | EF001455 | EV004016 | 9.0
CEAG Crouse-Hinds | 51077 | EC002713 | EF001613 | EV000494 | 9.0
CEAG Crouse-Hinds | 51077 | EC002713 | EF001742 | -20 | 9.0
CEAG Crouse-Hinds | 51077 | EC002713 | EF001742 | 40 | 9.0
CEAG Crouse-Hinds | 51077 | EC002713 | EF002169 | EV000139 | 9.0
CEAG Crouse-Hinds | 51077 | EC002713 | EF003593 | 2 | 9.0
CEAG Crouse-Hinds | 51077 | EC002713 | EF004191 | oui | 9.0
CEAG Crouse-Hinds | 51077 | EC002713 | EF004293 | EV006814 | 9.0
CEAG Crouse-Hinds | 51077 | EC002713 | EF004586 | EV000115 | 9.0
CEAG Crouse-Hinds | 51077 | EC002713 | EF004969 | 16 | 9.0
CEAG Crouse-Hinds | 51077 | EC002713 | EF005474 | EV006422 | 9.0
CEAG Crouse-Hinds | 51077 | EC002713 | EF005728 | EV009071 | 9.0
CEAG Crouse-Hinds | 51077 | EC002713 | EF008404 | EV010598 | 9.0
CEAG Crouse-Hinds | 51077 | EC002713 | EF009170 | 3 | 9.0
CEAG Crouse-Hinds | 51077 | EC002713 | EF011959 | EV000154 | 9.0
CEAG Crouse-Hinds | 51085 | EC002302 | EF000003 | EV000945 | 9.0
CEAG Crouse-Hinds | 51085 | EC002302 | EF004913 | EV008074 | 9.0
CEAG Crouse-Hinds | 51085 | EC002302 | EF005658 | 72 | 9.0
CEAG Crouse-Hinds | 51085 | EC002302 | EF005896 | 72 | 9.0
CEAG Crouse-Hinds | 51085 | EC002302 | EF005992 | 90 | 9.0
CEAG Crouse-Hinds | 51085 | EC002302 | EF006072 | 50 | 9.0
CEAG Crouse-Hinds | 51085 | EC002302 | EF006101 | oui | 9.0
CEAG Crouse-Hinds | 51091 | EC002713 | EF000003 | EV000384 | 9.0
CEAG Crouse-Hinds | 51091 | EC002713 | EF000007 | EV000206 | 9.0
CEAG Crouse-Hinds | 51091 | EC002713 | EF000008 | 113,5 | 9.0
CEAG Crouse-Hinds | 51091 | EC002713 | EF000025 | oui | 9.0
CEAG Crouse-Hinds | 51091 | EC002713 | EF000049 | 73,5 | 9.0
CEAG Crouse-Hinds | 51091 | EC002713 | EF000139 | EV006034 | 9.0
CEAG Crouse-Hinds | 51091 | EC002713 | EF001088 | non | 9.0
CEAG Crouse-Hinds | 51091 | EC002713 | EF001094 | non | 9.0
CEAG Crouse-Hinds | 51091 | EC002713 | EF001187 | oui | 9.0
CEAG Crouse-Hinds | 51091 | EC002713 | EF001231 | 12 | 9.0
CEAG Crouse-Hinds | 51091 | EC002713 | EF001366 | 690 | 9.0
CEAG Crouse-Hinds | 51091 | EC002713 | EF001438 | 117,5 | 9.0
CEAG Crouse-Hinds | 51091 | EC002713 | EF001454 | non | 9.0
CEAG Crouse-Hinds | 51091 | EC002713 | EF001455 | EV004016 | 9.0
CEAG Crouse-Hinds | 51091 | EC002713 | EF001613 | EV000494 | 9.0
CEAG Crouse-Hinds | 51091 | EC002713 | EF001742 | -20 | 9.0
CEAG Crouse-Hinds | 51091 | EC002713 | EF001742 | 40 | 9.0
CEAG Crouse-Hinds | 51091 | EC002713 | EF002169 | EV000139 | 9.0
CEAG Crouse-Hinds | 51091 | EC002713 | EF003593 | 5 | 9.0
CEAG Crouse-Hinds | 51091 | EC002713 | EF004191 | oui | 9.0
CEAG Crouse-Hinds | 51091 | EC002713 | EF004293 | EV006814 | 9.0
CEAG Crouse-Hinds | 51091 | EC002713 | EF004586 | EV000115 | 9.0
CEAG Crouse-Hinds | 51091 | EC002713 | EF004969 | 2,5 | 9.0
CEAG Crouse-Hinds | 51091 | EC002713 | EF005474 | EV006422 | 9.0
CEAG Crouse-Hinds | 51091 | EC002713 | EF005728 | EV009071 | 9.0
CEAG Crouse-Hinds | 51091 | EC002713 | EF008404 | EV010598 | 9.0
CEAG Crouse-Hinds | 51091 | EC002713 | EF009170 | 3 | 9.0
CEAG Crouse-Hinds | 51091 | EC002713 | EF011959 | EV000154 | 9.0
CEAG Crouse-Hinds | 51092 | EC002713 | EF000003 | EV000384 | 9.0
CEAG Crouse-Hinds | 51092 | EC002713 | EF000007 | EV000206 | 9.0
CEAG Crouse-Hinds | 51092 | EC002713 | EF000008 | 113,5 | 9.0
CEAG Crouse-Hinds | 51092 | EC002713 | EF000025 | oui | 9.0
CEAG Crouse-Hinds | 51092 | EC002713 | EF000049 | 73,5 | 9.0
CEAG Crouse-Hinds | 51092 | EC002713 | EF000139 | EV006034 | 9.0
CEAG Crouse-Hinds | 51092 | EC002713 | EF001088 | non | 9.0
CEAG Crouse-Hinds | 51092 | EC002713 | EF001094 | non | 9.0
CEAG Crouse-Hinds | 51092 | EC002713 | EF001187 | oui | 9.0
CEAG Crouse-Hinds | 51092 | EC002713 | EF001231 | 12 | 9.0
CEAG Crouse-Hinds | 51092 | EC002713 | EF001366 | 690 | 9.0
CEAG Crouse-Hinds | 51092 | EC002713 | EF001438 | 117,5 | 9.0
CEAG Crouse-Hinds | 51092 | EC002713 | EF001454 | non | 9.0
CEAG Crouse-Hinds | 51092 | EC002713 | EF001455 | EV004016 | 9.0
CEAG Crouse-Hinds | 51092 | EC002713 | EF001613 | EV000494 | 9.0
CEAG Crouse-Hinds | 51092 | EC002713 | EF001742 | -20 | 9.0
CEAG Crouse-Hinds | 51092 | EC002713 | EF001742 | 40 | 9.0
CEAG Crouse-Hinds | 51092 | EC002713 | EF002169 | EV000139 | 9.0
CEAG Crouse-Hinds | 51092 | EC002713 | EF003593 | 5 | 9.0
CEAG Crouse-Hinds | 51092 | EC002713 | EF004191 | oui | 9.0
CEAG Crouse-Hinds | 51092 | EC002713 | EF004293 | EV006814 | 9.0
CEAG Crouse-Hinds | 51092 | EC002713 | EF004586 | EV000115 | 9.0
CEAG Crouse-Hinds | 51092 | EC002713 | EF004969 | 2,5 | 9.0
CEAG Crouse-Hinds | 51092 | EC002713 | EF005474 | EV006422 | 9.0
CEAG Crouse-Hinds | 51092 | EC002713 | EF005728 | EV009071 | 9.0
CEAG Crouse-Hinds | 51092 | EC002713 | EF008404 | EV010598 | 9.0
CEAG Crouse-Hinds | 51092 | EC002713 | EF009170 | 3 | 9.0
CEAG Crouse-Hinds | 51092 | EC002713 | EF011959 | EV000154 | 9.0
CEAG Crouse-Hinds | 51093 | EC002713 | EF000003 | EV000384 | 9.0
CEAG Crouse-Hinds | 51093 | EC002713 | EF000007 | EV000206 | 9.0
CEAG Crouse-Hinds | 51093 | EC002713 | EF000008 | 120 | 9.0
CEAG Crouse-Hinds | 51093 | EC002713 | EF000025 | oui | 9.0
CEAG Crouse-Hinds | 51093 | EC002713 | EF000049 | 95 | 9.0
CEAG Crouse-Hinds | 51093 | EC002713 | EF000139 | EV006034 | 9.0
CEAG Crouse-Hinds | 51093 | EC002713 | EF001088 | non | 9.0
CEAG Crouse-Hinds | 51093 | EC002713 | EF001094 | non | 9.0
CEAG Crouse-Hinds | 51093 | EC002713 | EF001187 | oui | 9.0
CEAG Crouse-Hinds | 51093 | EC002713 | EF001231 | 24 | 9.0
CEAG Crouse-Hinds | 51093 | EC002713 | EF001366 | 690 | 9.0
CEAG Crouse-Hinds | 51093 | EC002713 | EF001438 | 140 | 9.0
CEAG Crouse-Hinds | 51093 | EC002713 | EF001454 | non | 9.0
CEAG Crouse-Hinds | 51093 | EC002713 | EF001455 | EV004016 | 9.0
CEAG Crouse-Hinds | 51093 | EC002713 | EF001613 | EV000494 | 9.0
CEAG Crouse-Hinds | 51093 | EC002713 | EF001742 | -20 | 9.0
CEAG Crouse-Hinds | 51093 | EC002713 | EF001742 | 40 | 9.0
CEAG Crouse-Hinds | 51093 | EC002713 | EF002169 | EV000139 | 9.0
CEAG Crouse-Hinds | 51093 | EC002713 | EF003593 | 13 | 9.0
CEAG Crouse-Hinds | 51093 | EC002713 | EF004191 | oui | 9.0
CEAG Crouse-Hinds | 51093 | EC002713 | EF004293 | EV011541 | 9.0
CEAG Crouse-Hinds | 51093 | EC002713 | EF004586 | EV000115 | 9.0
CEAG Crouse-Hinds | 51093 | EC002713 | EF004969 | 2,5 | 9.0
CEAG Crouse-Hinds | 51093 | EC002713 | EF005474 | EV006422 | 9.0
CEAG Crouse-Hinds | 51093 | EC002713 | EF005728 | EV009071 | 9.0
CEAG Crouse-Hinds | 51093 | EC002713 | EF008404 | EV010598 | 9.0
CEAG Crouse-Hinds | 51093 | EC002713 | EF009170 | 3 | 9.0
CEAG Crouse-Hinds | 51093 | EC002713 | EF011959 | EV000154 | 9.0
CEAG Crouse-Hinds | 51094 | EC002713 | EF000003 | EV000384 | 9.0
CEAG Crouse-Hinds | 51094 | EC002713 | EF000007 | EV000206 | 9.0
CEAG Crouse-Hinds | 51094 | EC002713 | EF000008 | 140 | 9.0
CEAG Crouse-Hinds | 51094 | EC002713 | EF000025 | oui | 9.0
CEAG Crouse-Hinds | 51094 | EC002713 | EF000049 | 95 | 9.0
CEAG Crouse-Hinds | 51094 | EC002713 | EF000139 | EV006034 | 9.0
CEAG Crouse-Hinds | 51094 | EC002713 | EF001088 | non | 9.0
CEAG Crouse-Hinds | 51094 | EC002713 | EF001094 | non | 9.0
CEAG Crouse-Hinds | 51094 | EC002713 | EF001187 | oui | 9.0
CEAG Crouse-Hinds | 51094 | EC002713 | EF001231 | 48 | 9.0
CEAG Crouse-Hinds | 51094 | EC002713 | EF001366 | 690 | 9.0
CEAG Crouse-Hinds | 51094 | EC002713 | EF001438 | 182,5 | 9.0
CEAG Crouse-Hinds | 51094 | EC002713 | EF001454 | non | 9.0
CEAG Crouse-Hinds | 51094 | EC002713 | EF001455 | EV004016 | 9.0
CEAG Crouse-Hinds | 51094 | EC002713 | EF001613 | EV000494 | 9.0
CEAG Crouse-Hinds | 51094 | EC002713 | EF001742 | -20 | 9.0
CEAG Crouse-Hinds | 51094 | EC002713 | EF001742 | 40 | 9.0
CEAG Crouse-Hinds | 51094 | EC002713 | EF002169 | EV000139 | 9.0
CEAG Crouse-Hinds | 51094 | EC002713 | EF003593 | 7 | 9.0
CEAG Crouse-Hinds | 51094 | EC002713 | EF004191 | oui | 9.0
CEAG Crouse-Hinds | 51094 | EC002713 | EF004293 | EV006814 | 9.0
CEAG Crouse-Hinds | 51094 | EC002713 | EF004586 | EV000115 | 9.0
CEAG Crouse-Hinds | 51094 | EC002713 | EF004969 | 2,5 | 9.0
CEAG Crouse-Hinds | 51094 | EC002713 | EF005474 | EV006422 | 9.0
CEAG Crouse-Hinds | 51094 | EC002713 | EF005728 | EV009071 | 9.0
CEAG Crouse-Hinds | 51094 | EC002713 | EF008404 | EV010598 | 9.0
CEAG Crouse-Hinds | 51094 | EC002713 | EF009170 | 3 | 9.0
CEAG Crouse-Hinds | 51094 | EC002713 | EF011959 | EV000154 | 9.0
CEAG Crouse-Hinds | 51095 | EC002713 | EF000003 | EV000384 | 9.0
CEAG Crouse-Hinds | 51095 | EC002713 | EF000007 | EV000206 | 9.0
CEAG Crouse-Hinds | 51095 | EC002713 | EF000008 | 140 | 9.0
CEAG Crouse-Hinds | 51095 | EC002713 | EF000025 | oui | 9.0
CEAG Crouse-Hinds | 51095 | EC002713 | EF000049 | 95 | 9.0
CEAG Crouse-Hinds | 51095 | EC002713 | EF000139 | EV006034 | 9.0
CEAG Crouse-Hinds | 51095 | EC002713 | EF001088 | non | 9.0
CEAG Crouse-Hinds | 51095 | EC002713 | EF001094 | non | 9.0
CEAG Crouse-Hinds | 51095 | EC002713 | EF001187 | oui | 9.0
CEAG Crouse-Hinds | 51095 | EC002713 | EF001231 | 48 | 9.0
CEAG Crouse-Hinds | 51095 | EC002713 | EF001366 | 690 | 9.0
CEAG Crouse-Hinds | 51095 | EC002713 | EF001438 | 182,5 | 9.0
CEAG Crouse-Hinds | 51095 | EC002713 | EF001454 | non | 9.0
CEAG Crouse-Hinds | 51095 | EC002713 | EF001455 | EV004016 | 9.0
CEAG Crouse-Hinds | 51095 | EC002713 | EF001613 | EV000494 | 9.0
CEAG Crouse-Hinds | 51095 | EC002713 | EF001742 | -20 | 9.0
CEAG Crouse-Hinds | 51095 | EC002713 | EF001742 | 40 | 9.0
CEAG Crouse-Hinds | 51095 | EC002713 | EF002169 | EV000139 | 9.0
CEAG Crouse-Hinds | 51095 | EC002713 | EF003593 | 25 | 9.0
CEAG Crouse-Hinds | 51095 | EC002713 | EF004191 | oui | 9.0
CEAG Crouse-Hinds | 51095 | EC002713 | EF004293 | EV006814 | 9.0
CEAG Crouse-Hinds | 51095 | EC002713 | EF004586 | EV000115 | 9.0
CEAG Crouse-Hinds | 51095 | EC002713 | EF004969 | 2,5 | 9.0
CEAG Crouse-Hinds | 51095 | EC002713 | EF005474 | EV006422 | 9.0
CEAG Crouse-Hinds | 51095 | EC002713 | EF005728 | EV009071 | 9.0
CEAG Crouse-Hinds | 51095 | EC002713 | EF008404 | EV010598 | 9.0
CEAG Crouse-Hinds | 51095 | EC002713 | EF009170 | 3 | 9.0
CEAG Crouse-Hinds | 51095 | EC002713 | EF011959 | EV000154 | 9.0
CEAG Crouse-Hinds | 51096 | EC002713 | EF000003 | EV000384 | 9.0
CEAG Crouse-Hinds | 51096 | EC002713 | EF000007 | EV000206 | 9.0
CEAG Crouse-Hinds | 51096 | EC002713 | EF000008 | 271 | 9.0
CEAG Crouse-Hinds | 51096 | EC002713 | EF000025 | oui | 9.0
CEAG Crouse-Hinds | 51096 | EC002713 | EF000049 | 136 | 9.0
CEAG Crouse-Hinds | 51096 | EC002713 | EF000139 | EV006034 | 9.0
CEAG Crouse-Hinds | 51096 | EC002713 | EF001088 | non | 9.0
CEAG Crouse-Hinds | 51096 | EC002713 | EF001094 | non | 9.0
CEAG Crouse-Hinds | 51096 | EC002713 | EF001187 | oui | 9.0
CEAG Crouse-Hinds | 51096 | EC002713 | EF001231 | 4 | 9.0
CEAG Crouse-Hinds | 51096 | EC002713 | EF001366 | 690 | 9.0
CEAG Crouse-Hinds | 51096 | EC002713 | EF001438 | 271 | 9.0
CEAG Crouse-Hinds | 51096 | EC002713 | EF001454 | non | 9.0
CEAG Crouse-Hinds | 51096 | EC002713 | EF001455 | EV004016 | 9.0
CEAG Crouse-Hinds | 51096 | EC002713 | EF001613 | EV000494 | 9.0
CEAG Crouse-Hinds | 51096 | EC002713 | EF001742 | -20 | 9.0
CEAG Crouse-Hinds | 51096 | EC002713 | EF001742 | 40 | 9.0
CEAG Crouse-Hinds | 51096 | EC002713 | EF002169 | EV000139 | 9.0
CEAG Crouse-Hinds | 51096 | EC002713 | EF003593 | 2 | 9.0
CEAG Crouse-Hinds | 51096 | EC002713 | EF004191 | oui | 9.0
CEAG Crouse-Hinds | 51096 | EC002713 | EF004293 | EV006814 | 9.0
CEAG Crouse-Hinds | 51096 | EC002713 | EF004586 | EV000115 | 9.0
CEAG Crouse-Hinds | 51096 | EC002713 | EF004969 | 35 | 9.0
CEAG Crouse-Hinds | 51096 | EC002713 | EF005474 | EV006422 | 9.0
CEAG Crouse-Hinds | 51096 | EC002713 | EF005728 | EV009071 | 9.0
CEAG Crouse-Hinds | 51096 | EC002713 | EF008404 | EV010598 | 9.0
CEAG Crouse-Hinds | 51096 | EC002713 | EF009170 | 3 | 9.0
CEAG Crouse-Hinds | 51096 | EC002713 | EF011959 | EV000154 | 9.0
CEAG Crouse-Hinds | 51098 | EC000016 | EF000001 | 16 | 9.0
CEAG Crouse-Hinds | 51098 | EC000016 | EF000010 | EV003157 | 9.0
CEAG Crouse-Hinds | 51098 | EC000016 | EF000033 | EV000551 | 9.0
CEAG Crouse-Hinds | 51098 | EC000016 | EF000854 | EV001026 | 9.0
CEAG Crouse-Hinds | 51098 | EC000016 | EF001391 | 3 | 9.0
CEAG Crouse-Hinds | 51098 | EC000016 | EF001596 | EV000139 | 9.0
CEAG Crouse-Hinds | 51098 | EC000016 | EF003824 | EV004849 | 9.0
CEAG Crouse-Hinds | 51098 | EC000016 | EF005728 | EV009071 | 9.0
CEAG Crouse-Hinds | 51098 | EC000016 | EF006584 | 12 | 9.0
CEAG Crouse-Hinds | 51098 | EC000016 | EF006726 | EV009019 | 9.0
CEAG Crouse-Hinds | 51098 | EC000016 | EF008404 | EV000494 | 9.0
CEAG Crouse-Hinds | 51126 | EC002713 | EF000003 | EV000384 | 9.0
CEAG Crouse-Hinds | 51126 | EC002713 | EF000007 | EV000154 | 9.0
CEAG Crouse-Hinds | 51126 | EC002713 | EF000008 | 108 | 9.0
CEAG Crouse-Hinds | 51126 | EC002713 | EF000025 | oui | 9.0
CEAG Crouse-Hinds | 51126 | EC002713 | EF000049 | 90 | 9.0
CEAG Crouse-Hinds | 51126 | EC002713 | EF000139 | EV006034 | 9.0
CEAG Crouse-Hinds | 51126 | EC002713 | EF001088 | non | 9.0
CEAG Crouse-Hinds | 51126 | EC002713 | EF001094 | non | 9.0
CEAG Crouse-Hinds | 51126 | EC002713 | EF001187 | oui | 9.0
CEAG Crouse-Hinds | 51126 | EC002713 | EF001366 | 660 | 9.0
CEAG Crouse-Hinds | 51126 | EC002713 | EF001438 | 108 | 9.0
CEAG Crouse-Hinds | 51126 | EC002713 | EF001454 | non | 9.0
CEAG Crouse-Hinds | 51126 | EC002713 | EF001455 | EV000154 | 9.0
CEAG Crouse-Hinds | 51126 | EC002713 | EF001613 | EV000494 | 9.0
CEAG Crouse-Hinds | 51126 | EC002713 | EF001742 | -20 | 9.0
CEAG Crouse-Hinds | 51126 | EC002713 | EF001742 | 55 | 9.0
CEAG Crouse-Hinds | 51126 | EC002713 | EF002169 | EV000072 | 9.0
CEAG Crouse-Hinds | 51126 | EC002713 | EF003593 | 4 | 9.0
CEAG Crouse-Hinds | 51126 | EC002713 | EF004191 | oui | 9.0
CEAG Crouse-Hinds | 51126 | EC002713 | EF004586 | EV000115 | 9.0
CEAG Crouse-Hinds | 51126 | EC002713 | EF004969 | 6 | 9.0
CEAG Crouse-Hinds | 51126 | EC002713 | EF005474 | EV006422 | 9.0
CEAG Crouse-Hinds | 51126 | EC002713 | EF005728 | EV009071 | 9.0
CEAG Crouse-Hinds | 51126 | EC002713 | EF008404 | EV010598 | 9.0
CEAG Crouse-Hinds | 51127 | EC002713 | EF000003 | EV000384 | 9.0
CEAG Crouse-Hinds | 51127 | EC002713 | EF000007 | EV000154 | 9.0
CEAG Crouse-Hinds | 51127 | EC002713 | EF000008 | 150 | 9.0
CEAG Crouse-Hinds | 51127 | EC002713 | EF000025 | oui | 9.0
CEAG Crouse-Hinds | 51127 | EC002713 | EF000049 | 104 | 9.0
CEAG Crouse-Hinds | 51127 | EC002713 | EF000139 | EV006034 | 9.0
CEAG Crouse-Hinds | 51127 | EC002713 | EF001088 | non | 9.0
CEAG Crouse-Hinds | 51127 | EC002713 | EF001094 | non | 9.0
CEAG Crouse-Hinds | 51127 | EC002713 | EF001187 | oui | 9.0
CEAG Crouse-Hinds | 51127 | EC002713 | EF001366 | 690 | 9.0
CEAG Crouse-Hinds | 51127 | EC002713 | EF001438 | 150 | 9.0
CEAG Crouse-Hinds | 51127 | EC002713 | EF001454 | non | 9.0
CEAG Crouse-Hinds | 51127 | EC002713 | EF001455 | EV000154 | 9.0
CEAG Crouse-Hinds | 51127 | EC002713 | EF001613 | EV000494 | 9.0
CEAG Crouse-Hinds | 51127 | EC002713 | EF001742 | -20 | 9.0
CEAG Crouse-Hinds | 51127 | EC002713 | EF001742 | 55 | 9.0
CEAG Crouse-Hinds | 51127 | EC002713 | EF002169 | EV000072 | 9.0
CEAG Crouse-Hinds | 51127 | EC002713 | EF003593 | 3 | 9.0
CEAG Crouse-Hinds | 51127 | EC002713 | EF004191 | oui | 9.0
CEAG Crouse-Hinds | 51127 | EC002713 | EF004586 | EV000115 | 9.0
CEAG Crouse-Hinds | 51127 | EC002713 | EF004969 | 10 | 9.0
CEAG Crouse-Hinds | 51127 | EC002713 | EF005474 | EV006422 | 9.0
CEAG Crouse-Hinds | 51127 | EC002713 | EF005728 | EV009071 | 9.0
CEAG Crouse-Hinds | 51127 | EC002713 | EF008404 | EV010598 | 9.0
CEAG Crouse-Hinds | 51128 | EC002713 | EF000003 | EV000384 | 9.0
CEAG Crouse-Hinds | 51128 | EC002713 | EF000007 | EV000154 | 9.0
CEAG Crouse-Hinds | 51128 | EC002713 | EF000008 | 150 | 9.0
CEAG Crouse-Hinds | 51128 | EC002713 | EF000025 | oui | 9.0
CEAG Crouse-Hinds | 51128 | EC002713 | EF000049 | 104 | 9.0
CEAG Crouse-Hinds | 51128 | EC002713 | EF000139 | EV006034 | 9.0
CEAG Crouse-Hinds | 51128 | EC002713 | EF001088 | non | 9.0
CEAG Crouse-Hinds | 51128 | EC002713 | EF001094 | non | 9.0
CEAG Crouse-Hinds | 51128 | EC002713 | EF001187 | oui | 9.0
CEAG Crouse-Hinds | 51128 | EC002713 | EF001366 | 690 | 9.0
CEAG Crouse-Hinds | 51128 | EC002713 | EF001438 | 150 | 9.0
CEAG Crouse-Hinds | 51128 | EC002713 | EF001454 | non | 9.0
CEAG Crouse-Hinds | 51128 | EC002713 | EF001455 | EV000154 | 9.0
CEAG Crouse-Hinds | 51128 | EC002713 | EF001613 | EV000494 | 9.0
CEAG Crouse-Hinds | 51128 | EC002713 | EF001742 | -20 | 9.0
CEAG Crouse-Hinds | 51128 | EC002713 | EF001742 | 55 | 9.0
CEAG Crouse-Hinds | 51128 | EC002713 | EF002169 | EV000072 | 9.0
CEAG Crouse-Hinds | 51128 | EC002713 | EF003593 | 3 | 9.0
CEAG Crouse-Hinds | 51128 | EC002713 | EF004191 | oui | 9.0
CEAG Crouse-Hinds | 51128 | EC002713 | EF004586 | EV000115 | 9.0
CEAG Crouse-Hinds | 51128 | EC002713 | EF004969 | 10 | 9.0
CEAG Crouse-Hinds | 51128 | EC002713 | EF005474 | EV006422 | 9.0
CEAG Crouse-Hinds | 51128 | EC002713 | EF005728 | EV009071 | 9.0
CEAG Crouse-Hinds | 51128 | EC002713 | EF008404 | EV010598 | 9.0
CEAG Crouse-Hinds | 51131 | EC002713 | EF000003 | EV000384 | 9.0
CEAG Crouse-Hinds | 51131 | EC002713 | EF000007 | EV000154 | 9.0
CEAG Crouse-Hinds | 51131 | EC002713 | EF000008 | 150 | 9.0
CEAG Crouse-Hinds | 51131 | EC002713 | EF000025 | oui | 9.0
CEAG Crouse-Hinds | 51131 | EC002713 | EF000049 | 104 | 9.0
CEAG Crouse-Hinds | 51131 | EC002713 | EF000139 | EV006034 | 9.0
CEAG Crouse-Hinds | 51131 | EC002713 | EF001088 | non | 9.0
CEAG Crouse-Hinds | 51131 | EC002713 | EF001094 | non | 9.0
CEAG Crouse-Hinds | 51131 | EC002713 | EF001187 | oui | 9.0
CEAG Crouse-Hinds | 51131 | EC002713 | EF001366 | 690 | 9.0
CEAG Crouse-Hinds | 51131 | EC002713 | EF001438 | 150 | 9.0
CEAG Crouse-Hinds | 51131 | EC002713 | EF001454 | non | 9.0
CEAG Crouse-Hinds | 51131 | EC002713 | EF001455 | EV000154 | 9.0
CEAG Crouse-Hinds | 51131 | EC002713 | EF001613 | EV000494 | 9.0
CEAG Crouse-Hinds | 51131 | EC002713 | EF001742 | -20 | 9.0
CEAG Crouse-Hinds | 51131 | EC002713 | EF001742 | 55 | 9.0
CEAG Crouse-Hinds | 51131 | EC002713 | EF002169 | EV000072 | 9.0
CEAG Crouse-Hinds | 51131 | EC002713 | EF003593 | 4 | 9.0
CEAG Crouse-Hinds | 51131 | EC002713 | EF004191 | oui | 9.0
CEAG Crouse-Hinds | 51131 | EC002713 | EF004586 | EV000115 | 9.0
CEAG Crouse-Hinds | 51131 | EC002713 | EF004969 | 10 | 9.0
CEAG Crouse-Hinds | 51131 | EC002713 | EF005474 | EV006422 | 9.0
CEAG Crouse-Hinds | 51131 | EC002713 | EF005728 | EV009071 | 9.0
CEAG Crouse-Hinds | 51131 | EC002713 | EF008404 | EV010598 | 9.0
CEAG Crouse-Hinds | 51133 | EC002328 | EF000215 | EV000154 | 9.0
CEAG Crouse-Hinds | 51133 | EC002328 | EF005776 | oui | 9.0
CEAG Crouse-Hinds | 51133 | EC002328 | EF005802 | oui | 9.0
CEAG Crouse-Hinds | 51133 | EC002328 | EF013236 | Oui | 9.0
CEAG Crouse-Hinds | 51133 | EC002328 | EF013237 | Oui | 9.0
CEAG Crouse-Hinds | 51148 | EC000996 | EF000083 | Non | 9.0
CEAG Crouse-Hinds | 51148 | EC000996 | EF002361 | Non | 9.0
CEAG Crouse-Hinds | 51148 | EC000996 | EF002362 | Non | 9.0
CEAG Crouse-Hinds | 51148 | EC000996 | EF002363 | Non | 9.0
CEAG Crouse-Hinds | 51148 | EC000996 | EF002635 | Non | 9.0
CEAG Crouse-Hinds | 51148 | EC000996 | EF008786 | Oui | 9.0
CEAG Crouse-Hinds | 51148 | EC000996 | EF009630 | Oui | 9.0
CEAG Crouse-Hinds | 51148 | EC000996 | EF011072 | Non | 9.0
CEAG Crouse-Hinds | 51148 | EC000996 | EF011948 | EV000154 | 9.0
CEAG Crouse-Hinds | 51148 | EC000996 | EF014925 | Non | 9.0
CEAG Crouse-Hinds | 51148 | EC000996 | EF014926 | Non | 9.0
CEAG Crouse-Hinds | 51148 | EC000996 | EF014927 | Non | 9.0
CEAG Crouse-Hinds | 51149 | EC000996 | EF000083 | Non | 9.0
CEAG Crouse-Hinds | 51149 | EC000996 | EF002361 | Non | 9.0
CEAG Crouse-Hinds | 51149 | EC000996 | EF002362 | Non | 9.0
CEAG Crouse-Hinds | 51149 | EC000996 | EF002363 | Non | 9.0
CEAG Crouse-Hinds | 51149 | EC000996 | EF002635 | Non | 9.0
CEAG Crouse-Hinds | 51149 | EC000996 | EF008786 | Oui | 9.0
CEAG Crouse-Hinds | 51149 | EC000996 | EF009630 | Oui | 9.0
CEAG Crouse-Hinds | 51149 | EC000996 | EF011072 | Non | 9.0
CEAG Crouse-Hinds | 51149 | EC000996 | EF011948 | EV000154 | 9.0
CEAG Crouse-Hinds | 51149 | EC000996 | EF014925 | Non | 9.0
CEAG Crouse-Hinds | 51149 | EC000996 | EF014926 | Non | 9.0
CEAG Crouse-Hinds | 51149 | EC000996 | EF014927 | Non | 9.0
CEAG Crouse-Hinds | 51210 | EC000213 | EF000008 | 134,5 | 9.0
CEAG Crouse-Hinds | 51210 | EC000213 | EF000040 | 118,5 | 9.0
CEAG Crouse-Hinds | 51210 | EC000213 | EF000115 | oui | 9.0
CEAG Crouse-Hinds | 51210 | EC000213 | EF000139 | EV006034 | 9.0
CEAG Crouse-Hinds | 51210 | EC000213 | EF002169 | EV000139 | 9.0
CEAG Crouse-Hinds | 51211 | EC000213 | EF000008 | 134,5 | 9.0
CEAG Crouse-Hinds | 51211 | EC000213 | EF000040 | 118,5 | 9.0
CEAG Crouse-Hinds | 51211 | EC000213 | EF000115 | oui | 9.0
CEAG Crouse-Hinds | 51211 | EC000213 | EF000139 | EV006034 | 9.0
CEAG Crouse-Hinds | 51211 | EC000213 | EF002169 | EV000139 | 9.0
CEAG Crouse-Hinds | 51212 | EC000213 | EF000008 | 134,5 | 9.0
CEAG Crouse-Hinds | 51212 | EC000213 | EF000040 | 118,5 | 9.0
CEAG Crouse-Hinds | 51212 | EC000213 | EF000115 | oui | 9.0
CEAG Crouse-Hinds | 51212 | EC000213 | EF000139 | EV006034 | 9.0
CEAG Crouse-Hinds | 51212 | EC000213 | EF002169 | EV000139 | 9.0
CEAG Crouse-Hinds | 51220 | EC000213 | EF000008 | 134 | 9.0
CEAG Crouse-Hinds | 51220 | EC000213 | EF000040 | 186 | 9.0
CEAG Crouse-Hinds | 51220 | EC000213 | EF000115 | oui | 9.0
CEAG Crouse-Hinds | 51220 | EC000213 | EF000139 | EV006034 | 9.0
CEAG Crouse-Hinds | 51220 | EC000213 | EF002169 | EV000139 | 9.0
CEAG Crouse-Hinds | 51221 | EC000213 | EF000008 | 134 | 9.0
CEAG Crouse-Hinds | 51221 | EC000213 | EF000040 | 186 | 9.0
CEAG Crouse-Hinds | 51221 | EC000213 | EF000115 | oui | 9.0
CEAG Crouse-Hinds | 51221 | EC000213 | EF000139 | EV006034 | 9.0
CEAG Crouse-Hinds | 51221 | EC000213 | EF002169 | EV000139 | 9.0
CEAG Crouse-Hinds | 51222 | EC000213 | EF000008 | 134 | 9.0
CEAG Crouse-Hinds | 51222 | EC000213 | EF000040 | 186 | 9.0
CEAG Crouse-Hinds | 51222 | EC000213 | EF000115 | oui | 9.0
CEAG Crouse-Hinds | 51222 | EC000213 | EF000139 | EV006034 | 9.0
CEAG Crouse-Hinds | 51222 | EC000213 | EF002169 | EV000139 | 9.0
CEAG Crouse-Hinds | 51223 | EC000213 | EF000008 | 189 | 9.0
CEAG Crouse-Hinds | 51223 | EC000213 | EF000040 | 186 | 9.0
CEAG Crouse-Hinds | 51223 | EC000213 | EF000115 | oui | 9.0
CEAG Crouse-Hinds | 51223 | EC000213 | EF000139 | EV006034 | 9.0
CEAG Crouse-Hinds | 51223 | EC000213 | EF002169 | EV000139 | 9.0
CEAG Crouse-Hinds | 51224 | EC000213 | EF000008 | 189 | 9.0
CEAG Crouse-Hinds | 51224 | EC000213 | EF000040 | 186 | 9.0
CEAG Crouse-Hinds | 51224 | EC000213 | EF000115 | oui | 9.0
CEAG Crouse-Hinds | 51224 | EC000213 | EF000139 | EV006034 | 9.0
CEAG Crouse-Hinds | 51224 | EC000213 | EF002169 | EV000139 | 9.0
CEAG Crouse-Hinds | 51225 | EC000213 | EF000008 | 189 | 9.0
CEAG Crouse-Hinds | 51225 | EC000213 | EF000040 | 186 | 9.0
CEAG Crouse-Hinds | 51225 | EC000213 | EF000115 | oui | 9.0
CEAG Crouse-Hinds | 51225 | EC000213 | EF000139 | EV006034 | 9.0
CEAG Crouse-Hinds | 51225 | EC000213 | EF002169 | EV000139 | 9.0
CEAG Crouse-Hinds | 51230 | EC000213 | EF000008 | 180 | 9.0
CEAG Crouse-Hinds | 51230 | EC000213 | EF000040 | 305 | 9.0
CEAG Crouse-Hinds | 51230 | EC000213 | EF000115 | oui | 9.0
CEAG Crouse-Hinds | 51230 | EC000213 | EF000139 | EV006034 | 9.0
CEAG Crouse-Hinds | 51230 | EC000213 | EF002169 | EV000139 | 9.0
CEAG Crouse-Hinds | 51231 | EC000213 | EF000008 | 180 | 9.0
CEAG Crouse-Hinds | 51231 | EC000213 | EF000040 | 305 | 9.0
CEAG Crouse-Hinds | 51231 | EC000213 | EF000115 | oui | 9.0
CEAG Crouse-Hinds | 51231 | EC000213 | EF000139 | EV006034 | 9.0
CEAG Crouse-Hinds | 51231 | EC000213 | EF002169 | EV000139 | 9.0
CEAG Crouse-Hinds | 51240 | EC000213 | EF000008 | 134,5 | 9.0
CEAG Crouse-Hinds | 51240 | EC000213 | EF000040 | 237 | 9.0
CEAG Crouse-Hinds | 51240 | EC000213 | EF000115 | oui | 9.0
CEAG Crouse-Hinds | 51240 | EC000213 | EF000139 | EV006034 | 9.0
CEAG Crouse-Hinds | 51240 | EC000213 | EF002169 | EV000139 | 9.0
CEAG Crouse-Hinds | 51241 | EC000213 | EF000008 | 134,5 | 9.0
CEAG Crouse-Hinds | 51241 | EC000213 | EF000040 | 237 | 9.0
CEAG Crouse-Hinds | 51241 | EC000213 | EF000115 | oui | 9.0
CEAG Crouse-Hinds | 51241 | EC000213 | EF000139 | EV006034 | 9.0
CEAG Crouse-Hinds | 51241 | EC000213 | EF002169 | EV000139 | 9.0
CEAG Crouse-Hinds | 51250 | EC000213 | EF000008 | 180 | 9.0
CEAG Crouse-Hinds | 51250 | EC000213 | EF000040 | 265 | 9.0
CEAG Crouse-Hinds | 51250 | EC000213 | EF000115 | oui | 9.0
CEAG Crouse-Hinds | 51250 | EC000213 | EF000139 | EV006034 | 9.0
CEAG Crouse-Hinds | 51250 | EC000213 | EF002169 | EV000139 | 9.0
CEAG Crouse-Hinds | 51251 | EC000213 | EF000008 | 180 | 9.0
CEAG Crouse-Hinds | 51251 | EC000213 | EF000040 | 265 | 9.0
CEAG Crouse-Hinds | 51251 | EC000213 | EF000115 | oui | 9.0
CEAG Crouse-Hinds | 51251 | EC000213 | EF000139 | EV006034 | 9.0
CEAG Crouse-Hinds | 51251 | EC000213 | EF002169 | EV000139 | 9.0
CEAG Crouse-Hinds | 51260 | EC002287 | EF000215 | EV000154 | 9.0
CEAG Crouse-Hinds | 51260 | EC002287 | EF013236 | Oui | 9.0
CEAG Crouse-Hinds | 51260 | EC002287 | EF013237 | Oui | 9.0
CEAG Crouse-Hinds | 51261 | EC002287 | EF000215 | EV000154 | 9.0
CEAG Crouse-Hinds | 51261 | EC002287 | EF013236 | Oui | 9.0
CEAG Crouse-Hinds | 51261 | EC002287 | EF013237 | Oui | 9.0
CEAG Crouse-Hinds | 51262 | EC000213 | EF000008 | 13 | 9.0
CEAG Crouse-Hinds | 51262 | EC000213 | EF000040 | 13 | 9.0
CEAG Crouse-Hinds | 51262 | EC000213 | EF000115 | oui | 9.0
CEAG Crouse-Hinds | 51262 | EC000213 | EF000139 | EV006034 | 9.0
CEAG Crouse-Hinds | 51262 | EC000213 | EF002169 | EV000139 | 9.0
CEAG Crouse-Hinds | 51263 | EC002287 | EF000215 | EV000154 | 9.0
CEAG Crouse-Hinds | 51263 | EC002287 | EF013236 | Oui | 9.0
CEAG Crouse-Hinds | 51263 | EC002287 | EF013237 | Oui | 9.0
CEAG Crouse-Hinds | 51264 | EC002287 | EF000215 | EV000154 | 9.0
CEAG Crouse-Hinds | 51264 | EC002287 | EF013236 | Oui | 9.0
CEAG Crouse-Hinds | 51264 | EC002287 | EF013237 | Oui | 9.0
CEAG Crouse-Hinds | 51271 | EC002558 | EF000007 | EV000205 | 9.0
CEAG Crouse-Hinds | 51271 | EC002558 | EF000008 | 144 | 9.0
CEAG Crouse-Hinds | 51271 | EC002558 | EF000215 | EV000278 | 9.0
CEAG Crouse-Hinds | 51271 | EC002558 | EF000551 | 140 | 9.0
CEAG Crouse-Hinds | 51271 | EC002558 | EF001438 | 460 | 9.0
CEAG Crouse-Hinds | 51271 | EC002558 | EF001456 | 144 | 9.0
CEAG Crouse-Hinds | 51271 | EC002558 | EF002169 | EV000179 | 9.0
CEAG Crouse-Hinds | 51271 | EC002558 | EF004282 | EV000090 | 9.0
CEAG Crouse-Hinds | 51271 | EC002558 | EF004283 | EV000181 | 9.0
CEAG Crouse-Hinds | 51271 | EC002558 | EF008829 | Non | 9.0
CEAG Crouse-Hinds | 51271 | EC002558 | EF008831 | non | 9.0
CEAG Crouse-Hinds | 51271 | EC002558 | EF008885 | EV000146 | 9.0
CEAG Crouse-Hinds | 51271 | EC002558 | EF012170 | EV000154 | 9.0
CEAG Crouse-Hinds | 51272 | EC002558 | EF000007 | EV000205 | 9.0
CEAG Crouse-Hinds | 51272 | EC002558 | EF000008 | 144 | 9.0
CEAG Crouse-Hinds | 51272 | EC002558 | EF000215 | EV000278 | 9.0
CEAG Crouse-Hinds | 51272 | EC002558 | EF000551 | 140 | 9.0
CEAG Crouse-Hinds | 51272 | EC002558 | EF001438 | 460 | 9.0
CEAG Crouse-Hinds | 51272 | EC002558 | EF001456 | 144 | 9.0
CEAG Crouse-Hinds | 51272 | EC002558 | EF002169 | EV000179 | 9.0
CEAG Crouse-Hinds | 51272 | EC002558 | EF004282 | EV000090 | 9.0
CEAG Crouse-Hinds | 51272 | EC002558 | EF004283 | EV000181 | 9.0
CEAG Crouse-Hinds | 51272 | EC002558 | EF008829 | Non | 9.0
CEAG Crouse-Hinds | 51272 | EC002558 | EF008831 | non | 9.0
CEAG Crouse-Hinds | 51272 | EC002558 | EF008885 | EV000146 | 9.0
CEAG Crouse-Hinds | 51272 | EC002558 | EF012170 | EV000154 | 9.0
CEAG Crouse-Hinds | 51273 | EC002558 | EF000007 | EV000205 | 9.0
CEAG Crouse-Hinds | 51273 | EC002558 | EF000008 | 144 | 9.0
CEAG Crouse-Hinds | 51273 | EC002558 | EF000215 | EV000278 | 9.0
CEAG Crouse-Hinds | 51273 | EC002558 | EF000551 | 140 | 9.0
CEAG Crouse-Hinds | 51273 | EC002558 | EF001438 | 460 | 9.0
CEAG Crouse-Hinds | 51273 | EC002558 | EF001456 | 144 | 9.0
CEAG Crouse-Hinds | 51273 | EC002558 | EF002169 | EV000179 | 9.0
CEAG Crouse-Hinds | 51273 | EC002558 | EF004282 | EV000090 | 9.0
CEAG Crouse-Hinds | 51273 | EC002558 | EF004283 | EV000181 | 9.0
CEAG Crouse-Hinds | 51273 | EC002558 | EF008829 | Non | 9.0
CEAG Crouse-Hinds | 51273 | EC002558 | EF008831 | non | 9.0
CEAG Crouse-Hinds | 51273 | EC002558 | EF008885 | EV000146 | 9.0
CEAG Crouse-Hinds | 51273 | EC002558 | EF012170 | EV000154 | 9.0
CEAG Crouse-Hinds | 51326 | EC002316 | EF005865 | EV003712 | 7.0
CEAG Crouse-Hinds | 51326 | EC002316 | EF007807 | EV000154 | 7.0
CEAG Crouse-Hinds | 51326 | EC002316 | EF007808 | 12 | 7.0
CEAG Crouse-Hinds | 51327 | EC002316 | EF005865 | EV003712 | 7.0
CEAG Crouse-Hinds | 51327 | EC002316 | EF007807 | EV000154 | 7.0
CEAG Crouse-Hinds | 51327 | EC002316 | EF007808 | 16 | 7.0
CEAG Crouse-Hinds | 51328 | EC002316 | EF005865 | EV003712 | 7.0
CEAG Crouse-Hinds | 51328 | EC002316 | EF007807 | EV000154 | 7.0
CEAG Crouse-Hinds | 51328 | EC002316 | EF007808 | 20 | 7.0
CEAG Crouse-Hinds | 51329 | EC002316 | EF005865 | EV003712 | 7.0
CEAG Crouse-Hinds | 51329 | EC002316 | EF007807 | EV000154 | 7.0
CEAG Crouse-Hinds | 51329 | EC002316 | EF007808 | 25 | 7.0
CEAG Crouse-Hinds | 51330 | EC002316 | EF005865 | EV003712 | 7.0
CEAG Crouse-Hinds | 51330 | EC002316 | EF007807 | EV000154 | 7.0
CEAG Crouse-Hinds | 51330 | EC002316 | EF007808 | 32 | 7.0
CEAG Crouse-Hinds | 51331 | EC002316 | EF005865 | EV003712 | 7.0
CEAG Crouse-Hinds | 51331 | EC002316 | EF007807 | EV000154 | 7.0
CEAG Crouse-Hinds | 51331 | EC002316 | EF007808 | 40 | 7.0
CEAG Crouse-Hinds | 51332 | EC002316 | EF005865 | EV003712 | 7.0
CEAG Crouse-Hinds | 51332 | EC002316 | EF007807 | EV000154 | 7.0
CEAG Crouse-Hinds | 51332 | EC002316 | EF007808 | 50 | 7.0
CEAG Crouse-Hinds | 51333 | EC002316 | EF005865 | EV003712 | 7.0
CEAG Crouse-Hinds | 51333 | EC002316 | EF007807 | EV000154 | 7.0
CEAG Crouse-Hinds | 51333 | EC002316 | EF007808 | 63 | 7.0
CEAG Crouse-Hinds | 51334 | EC000032 | EF000007 | EV000206 | 9.0
CEAG Crouse-Hinds | 51334 | EC000032 | EF000025 | oui | 9.0
CEAG Crouse-Hinds | 51334 | EC000032 | EF000084 | oui | 9.0
CEAG Crouse-Hinds | 51334 | EC000032 | EF000116 | 9005 | 9.0
CEAG Crouse-Hinds | 51334 | EC000032 | EF000139 | EV006034 | 9.0
CEAG Crouse-Hinds | 51334 | EC000032 | EF001210 | non | 9.0
CEAG Crouse-Hinds | 51334 | EC000032 | EF001257 | EV000402 | 9.0
CEAG Crouse-Hinds | 51334 | EC000032 | EF001742 | -55 - 95 | 9.0
CEAG Crouse-Hinds | 51334 | EC000032 | EF001758 | EV003712 | 9.0
CEAG Crouse-Hinds | 51334 | EC000032 | EF002169 | EV000139 | 9.0
CEAG Crouse-Hinds | 51334 | EC000032 | EF003712 | 1,5 | 9.0
CEAG Crouse-Hinds | 51334 | EC000032 | EF004191 | oui | 9.0
CEAG Crouse-Hinds | 51334 | EC000032 | EF005728 | EV009071 | 9.0
CEAG Crouse-Hinds | 51334 | EC000032 | EF007838 | EV000154 | 9.0
CEAG Crouse-Hinds | 51334 | EC000032 | EF007839 | 16 | 9.0
CEAG Crouse-Hinds | 51334 | EC000032 | EF008404 | EV010598 | 9.0
CEAG Crouse-Hinds | 51335 | EC000032 | EF000007 | EV000206 | 9.0
CEAG Crouse-Hinds | 51335 | EC000032 | EF000025 | oui | 9.0
CEAG Crouse-Hinds | 51335 | EC000032 | EF000084 | oui | 9.0
CEAG Crouse-Hinds | 51335 | EC000032 | EF000116 | 9005 | 9.0
CEAG Crouse-Hinds | 51335 | EC000032 | EF000139 | EV006034 | 9.0
CEAG Crouse-Hinds | 51335 | EC000032 | EF001210 | non | 9.0
CEAG Crouse-Hinds | 51335 | EC000032 | EF001257 | EV000402 | 9.0
CEAG Crouse-Hinds | 51335 | EC000032 | EF001742 | -55 - 95 | 9.0
CEAG Crouse-Hinds | 51335 | EC000032 | EF001758 | EV003712 | 9.0
CEAG Crouse-Hinds | 51335 | EC000032 | EF002169 | EV000139 | 9.0
CEAG Crouse-Hinds | 51335 | EC000032 | EF003712 | 1,5 | 9.0
CEAG Crouse-Hinds | 51335 | EC000032 | EF004191 | oui | 9.0
CEAG Crouse-Hinds | 51335 | EC000032 | EF005728 | EV009071 | 9.0
CEAG Crouse-Hinds | 51335 | EC000032 | EF007838 | EV000154 | 9.0
CEAG Crouse-Hinds | 51335 | EC000032 | EF007839 | 20 | 9.0
CEAG Crouse-Hinds | 51335 | EC000032 | EF008404 | EV010598 | 9.0
CEAG Crouse-Hinds | 51336 | EC000032 | EF000007 | EV000206 | 9.0
CEAG Crouse-Hinds | 51336 | EC000032 | EF000025 | oui | 9.0
CEAG Crouse-Hinds | 51336 | EC000032 | EF000084 | oui | 9.0
CEAG Crouse-Hinds | 51336 | EC000032 | EF000116 | 9005 | 9.0
CEAG Crouse-Hinds | 51336 | EC000032 | EF000139 | EV006034 | 9.0
CEAG Crouse-Hinds | 51336 | EC000032 | EF001210 | non | 9.0
CEAG Crouse-Hinds | 51336 | EC000032 | EF001257 | EV000402 | 9.0
CEAG Crouse-Hinds | 51336 | EC000032 | EF001742 | -55 - 95 | 9.0
CEAG Crouse-Hinds | 51336 | EC000032 | EF001758 | EV003712 | 9.0
CEAG Crouse-Hinds | 51336 | EC000032 | EF002169 | EV000139 | 9.0
CEAG Crouse-Hinds | 51336 | EC000032 | EF003712 | 1,5 | 9.0
CEAG Crouse-Hinds | 51336 | EC000032 | EF004191 | oui | 9.0
CEAG Crouse-Hinds | 51336 | EC000032 | EF005728 | EV009071 | 9.0
CEAG Crouse-Hinds | 51336 | EC000032 | EF007838 | EV000154 | 9.0
CEAG Crouse-Hinds | 51336 | EC000032 | EF007839 | 25 | 9.0
CEAG Crouse-Hinds | 51336 | EC000032 | EF008404 | EV010598 | 9.0
CEAG Crouse-Hinds | 51337 | EC000032 | EF000007 | EV000206 | 9.0
CEAG Crouse-Hinds | 51337 | EC000032 | EF000025 | oui | 9.0
CEAG Crouse-Hinds | 51337 | EC000032 | EF000084 | oui | 9.0
CEAG Crouse-Hinds | 51337 | EC000032 | EF000116 | 9005 | 9.0
CEAG Crouse-Hinds | 51337 | EC000032 | EF000139 | EV006034 | 9.0
CEAG Crouse-Hinds | 51337 | EC000032 | EF001210 | non | 9.0
CEAG Crouse-Hinds | 51337 | EC000032 | EF001257 | EV000402 | 9.0
CEAG Crouse-Hinds | 51337 | EC000032 | EF001742 | -55 - 95 | 9.0
CEAG Crouse-Hinds | 51337 | EC000032 | EF001758 | EV003712 | 9.0
CEAG Crouse-Hinds | 51337 | EC000032 | EF002169 | EV000139 | 9.0
CEAG Crouse-Hinds | 51337 | EC000032 | EF003712 | 1,5 | 9.0
CEAG Crouse-Hinds | 51337 | EC000032 | EF004191 | oui | 9.0
CEAG Crouse-Hinds | 51337 | EC000032 | EF005728 | EV009071 | 9.0
CEAG Crouse-Hinds | 51337 | EC000032 | EF007838 | EV000154 | 9.0
CEAG Crouse-Hinds | 51337 | EC000032 | EF007839 | 32 | 9.0
CEAG Crouse-Hinds | 51337 | EC000032 | EF008404 | EV010598 | 9.0
CEAG Crouse-Hinds | 51338 | EC000032 | EF000007 | EV000206 | 9.0
CEAG Crouse-Hinds | 51338 | EC000032 | EF000025 | oui | 9.0
CEAG Crouse-Hinds | 51338 | EC000032 | EF000084 | oui | 9.0
CEAG Crouse-Hinds | 51338 | EC000032 | EF000116 | 9005 | 9.0
CEAG Crouse-Hinds | 51338 | EC000032 | EF000139 | EV006034 | 9.0
CEAG Crouse-Hinds | 51338 | EC000032 | EF001210 | non | 9.0
CEAG Crouse-Hinds | 51338 | EC000032 | EF001257 | EV000402 | 9.0
CEAG Crouse-Hinds | 51338 | EC000032 | EF001742 | -55 - 95 | 9.0
CEAG Crouse-Hinds | 51338 | EC000032 | EF001758 | EV003712 | 9.0
CEAG Crouse-Hinds | 51338 | EC000032 | EF002169 | EV000139 | 9.0
CEAG Crouse-Hinds | 51338 | EC000032 | EF003712 | 1,5 | 9.0
CEAG Crouse-Hinds | 51338 | EC000032 | EF004191 | oui | 9.0
CEAG Crouse-Hinds | 51338 | EC000032 | EF005728 | EV009071 | 9.0
CEAG Crouse-Hinds | 51338 | EC000032 | EF007838 | EV000154 | 9.0
CEAG Crouse-Hinds | 51338 | EC000032 | EF007839 | 40 | 9.0
CEAG Crouse-Hinds | 51338 | EC000032 | EF008404 | EV010598 | 9.0
CEAG Crouse-Hinds | 51339 | EC000032 | EF000007 | EV000206 | 9.0
CEAG Crouse-Hinds | 51339 | EC000032 | EF000025 | oui | 9.0
CEAG Crouse-Hinds | 51339 | EC000032 | EF000084 | oui | 9.0
CEAG Crouse-Hinds | 51339 | EC000032 | EF000116 | 9005 | 9.0
CEAG Crouse-Hinds | 51339 | EC000032 | EF000139 | EV006034 | 9.0
CEAG Crouse-Hinds | 51339 | EC000032 | EF001210 | non | 9.0
CEAG Crouse-Hinds | 51339 | EC000032 | EF001257 | EV000402 | 9.0
CEAG Crouse-Hinds | 51339 | EC000032 | EF001742 | -55 - 95 | 9.0
CEAG Crouse-Hinds | 51339 | EC000032 | EF001758 | EV003712 | 9.0
CEAG Crouse-Hinds | 51339 | EC000032 | EF002169 | EV000139 | 9.0
CEAG Crouse-Hinds | 51339 | EC000032 | EF003712 | 1,5 | 9.0
CEAG Crouse-Hinds | 51339 | EC000032 | EF004191 | oui | 9.0
CEAG Crouse-Hinds | 51339 | EC000032 | EF005728 | EV009071 | 9.0
CEAG Crouse-Hinds | 51339 | EC000032 | EF007838 | EV000154 | 9.0
CEAG Crouse-Hinds | 51339 | EC000032 | EF007839 | 50 | 9.0
CEAG Crouse-Hinds | 51339 | EC000032 | EF008404 | EV010598 | 9.0
CEAG Crouse-Hinds | 51340 | EC000032 | EF000007 | EV000206 | 9.0
CEAG Crouse-Hinds | 51340 | EC000032 | EF000025 | oui | 9.0
CEAG Crouse-Hinds | 51340 | EC000032 | EF000084 | oui | 9.0
CEAG Crouse-Hinds | 51340 | EC000032 | EF000116 | 9005 | 9.0
CEAG Crouse-Hinds | 51340 | EC000032 | EF000139 | EV006034 | 9.0
CEAG Crouse-Hinds | 51340 | EC000032 | EF001210 | non | 9.0
CEAG Crouse-Hinds | 51340 | EC000032 | EF001257 | EV000402 | 9.0
CEAG Crouse-Hinds | 51340 | EC000032 | EF001742 | -20 - 80 | 9.0
CEAG Crouse-Hinds | 51340 | EC000032 | EF001758 | EV003712 | 9.0
CEAG Crouse-Hinds | 51340 | EC000032 | EF002169 | EV000139 | 9.0
CEAG Crouse-Hinds | 51340 | EC000032 | EF003712 | 1,5 | 9.0
CEAG Crouse-Hinds | 51340 | EC000032 | EF004191 | oui | 9.0
CEAG Crouse-Hinds | 51340 | EC000032 | EF005728 | EV009071 | 9.0
CEAG Crouse-Hinds | 51340 | EC000032 | EF007838 | EV000154 | 9.0
CEAG Crouse-Hinds | 51340 | EC000032 | EF007839 | 63 | 9.0
CEAG Crouse-Hinds | 51340 | EC000032 | EF008404 | EV010598 | 9.0
CEAG Crouse-Hinds | 51341 | EC000441 | EF000007 | EV000206 | 9.0
CEAG Crouse-Hinds | 51341 | EC000441 | EF000010 | EV000164 | 9.0
CEAG Crouse-Hinds | 51341 | EC000441 | EF000025 | oui | 9.0
CEAG Crouse-Hinds | 51341 | EC000441 | EF000084 | oui | 9.0
CEAG Crouse-Hinds | 51341 | EC000441 | EF000116 | 9005 | 9.0
CEAG Crouse-Hinds | 51341 | EC000441 | EF000139 | EV006034 | 9.0
CEAG Crouse-Hinds | 51341 | EC000441 | EF000177 | 26 | 9.0
CEAG Crouse-Hinds | 51341 | EC000441 | EF000368 | 15 | 9.0
CEAG Crouse-Hinds | 51341 | EC000441 | EF000734 | oui | 9.0
CEAG Crouse-Hinds | 51341 | EC000441 | EF000878 | oui | 9.0
CEAG Crouse-Hinds | 51341 | EC000441 | EF000881 | Non | 9.0
CEAG Crouse-Hinds | 51341 | EC000441 | EF001062 | Non | 9.0
CEAG Crouse-Hinds | 51341 | EC000441 | EF001210 | non | 9.0
CEAG Crouse-Hinds | 51341 | EC000441 | EF001217 | EV009696 | 9.0
CEAG Crouse-Hinds | 51341 | EC000441 | EF001257 | EV000402 | 9.0
CEAG Crouse-Hinds | 51341 | EC000441 | EF001742 | -20 | 9.0
CEAG Crouse-Hinds | 51341 | EC000441 | EF001742 | 80 | 9.0
CEAG Crouse-Hinds | 51341 | EC000441 | EF001758 | EV003712 | 9.0
CEAG Crouse-Hinds | 51341 | EC000441 | EF002169 | EV000139 | 9.0
CEAG Crouse-Hinds | 51341 | EC000441 | EF003712 | 1,5 | 9.0
CEAG Crouse-Hinds | 51341 | EC000441 | EF004191 | oui | 9.0
CEAG Crouse-Hinds | 51341 | EC000441 | EF004685 | non | 9.0
CEAG Crouse-Hinds | 51341 | EC000441 | EF005004 | non | 9.0
CEAG Crouse-Hinds | 51341 | EC000441 | EF005049 | non | 9.0
CEAG Crouse-Hinds | 51341 | EC000441 | EF005268 | 28,6 | 9.0
CEAG Crouse-Hinds | 51341 | EC000441 | EF005337 | non | 9.0
CEAG Crouse-Hinds | 51341 | EC000441 | EF005466 | 13 | 9.0
CEAG Crouse-Hinds | 51341 | EC000441 | EF005466 | 8 | 9.0
CEAG Crouse-Hinds | 51341 | EC000441 | EF005474 | EV006422 | 9.0
CEAG Crouse-Hinds | 51341 | EC000441 | EF005728 | EV009071 | 9.0
CEAG Crouse-Hinds | 51341 | EC000441 | EF007838 | EV000154 | 9.0
CEAG Crouse-Hinds | 51341 | EC000441 | EF007839 | 20 | 9.0
CEAG Crouse-Hinds | 51341 | EC000441 | EF008404 | EV010598 | 9.0
CEAG Crouse-Hinds | 51341 | EC000441 | EF012184 | Non | 9.0
CEAG Crouse-Hinds | 51341 | EC000441 | EF012547 | Non | 9.0
CEAG Crouse-Hinds | 51342 | EC000441 | EF000007 | EV000206 | 9.0
CEAG Crouse-Hinds | 51342 | EC000441 | EF000010 | EV000164 | 9.0
CEAG Crouse-Hinds | 51342 | EC000441 | EF000025 | oui | 9.0
CEAG Crouse-Hinds | 51342 | EC000441 | EF000084 | oui | 9.0
CEAG Crouse-Hinds | 51342 | EC000441 | EF000116 | 9005 | 9.0
CEAG Crouse-Hinds | 51342 | EC000441 | EF000139 | EV006034 | 9.0
CEAG Crouse-Hinds | 51342 | EC000441 | EF000177 | 32 | 9.0
CEAG Crouse-Hinds | 51342 | EC000441 | EF000368 | 15 | 9.0
CEAG Crouse-Hinds | 51342 | EC000441 | EF000734 | oui | 9.0
CEAG Crouse-Hinds | 51342 | EC000441 | EF000878 | oui | 9.0
CEAG Crouse-Hinds | 51342 | EC000441 | EF000881 | Non | 9.0
CEAG Crouse-Hinds | 51342 | EC000441 | EF001062 | Non | 9.0
CEAG Crouse-Hinds | 51342 | EC000441 | EF001210 | non | 9.0
CEAG Crouse-Hinds | 51342 | EC000441 | EF001217 | EV009696 | 9.0
CEAG Crouse-Hinds | 51342 | EC000441 | EF001257 | EV000402 | 9.0
CEAG Crouse-Hinds | 51342 | EC000441 | EF001742 | -20 | 9.0
CEAG Crouse-Hinds | 51342 | EC000441 | EF001742 | 80 | 9.0
CEAG Crouse-Hinds | 51342 | EC000441 | EF001758 | EV003712 | 9.0
CEAG Crouse-Hinds | 51342 | EC000441 | EF002169 | EV000139 | 9.0
CEAG Crouse-Hinds | 51342 | EC000441 | EF003712 | 1,5 | 9.0
CEAG Crouse-Hinds | 51342 | EC000441 | EF004191 | oui | 9.0
CEAG Crouse-Hinds | 51342 | EC000441 | EF004685 | non | 9.0
CEAG Crouse-Hinds | 51342 | EC000441 | EF005004 | non | 9.0
CEAG Crouse-Hinds | 51342 | EC000441 | EF005049 | non | 9.0
CEAG Crouse-Hinds | 51342 | EC000441 | EF005268 | 35,2 | 9.0
CEAG Crouse-Hinds | 51342 | EC000441 | EF005337 | non | 9.0
CEAG Crouse-Hinds | 51342 | EC000441 | EF005466 | 11 | 9.0
CEAG Crouse-Hinds | 51342 | EC000441 | EF005466 | 16 | 9.0
CEAG Crouse-Hinds | 51342 | EC000441 | EF005474 | EV006422 | 9.0
CEAG Crouse-Hinds | 51342 | EC000441 | EF005728 | EV009071 | 9.0
CEAG Crouse-Hinds | 51342 | EC000441 | EF007838 | EV000154 | 9.0
CEAG Crouse-Hinds | 51342 | EC000441 | EF007839 | 25 | 9.0
CEAG Crouse-Hinds | 51342 | EC000441 | EF008404 | EV010598 | 9.0
CEAG Crouse-Hinds | 51342 | EC000441 | EF012184 | Non | 9.0
CEAG Crouse-Hinds | 51342 | EC000441 | EF012547 | Non | 9.0
CEAG Crouse-Hinds | 51343 | EC000441 | EF000007 | EV000206 | 9.0
CEAG Crouse-Hinds | 51343 | EC000441 | EF000010 | EV000164 | 9.0
CEAG Crouse-Hinds | 51343 | EC000441 | EF000025 | oui | 9.0
CEAG Crouse-Hinds | 51343 | EC000441 | EF000084 | oui | 9.0
CEAG Crouse-Hinds | 51343 | EC000441 | EF000116 | 9005 | 9.0
CEAG Crouse-Hinds | 51343 | EC000441 | EF000139 | EV006034 | 9.0
CEAG Crouse-Hinds | 51343 | EC000441 | EF000177 | 41 | 9.0
CEAG Crouse-Hinds | 51343 | EC000441 | EF000368 | 15 | 9.0
CEAG Crouse-Hinds | 51343 | EC000441 | EF000734 | oui | 9.0
CEAG Crouse-Hinds | 51343 | EC000441 | EF000878 | oui | 9.0
CEAG Crouse-Hinds | 51343 | EC000441 | EF000881 | Non | 9.0
CEAG Crouse-Hinds | 51343 | EC000441 | EF001062 | Non | 9.0
CEAG Crouse-Hinds | 51343 | EC000441 | EF001210 | non | 9.0
CEAG Crouse-Hinds | 51343 | EC000441 | EF001217 | EV009696 | 9.0
CEAG Crouse-Hinds | 51343 | EC000441 | EF001257 | EV000402 | 9.0
CEAG Crouse-Hinds | 51343 | EC000441 | EF001742 | -20 | 9.0
CEAG Crouse-Hinds | 51343 | EC000441 | EF001742 | 80 | 9.0
CEAG Crouse-Hinds | 51343 | EC000441 | EF001758 | EV003712 | 9.0
CEAG Crouse-Hinds | 51343 | EC000441 | EF002169 | EV000139 | 9.0
CEAG Crouse-Hinds | 51343 | EC000441 | EF003712 | 1,5 | 9.0
CEAG Crouse-Hinds | 51343 | EC000441 | EF004191 | oui | 9.0
CEAG Crouse-Hinds | 51343 | EC000441 | EF004685 | non | 9.0
CEAG Crouse-Hinds | 51343 | EC000441 | EF005004 | non | 9.0
CEAG Crouse-Hinds | 51343 | EC000441 | EF005049 | non | 9.0
CEAG Crouse-Hinds | 51343 | EC000441 | EF005268 | 45,1 | 9.0
CEAG Crouse-Hinds | 51343 | EC000441 | EF005337 | non | 9.0
CEAG Crouse-Hinds | 51343 | EC000441 | EF005466 | 15 | 9.0
CEAG Crouse-Hinds | 51343 | EC000441 | EF005466 | 20 | 9.0
CEAG Crouse-Hinds | 51343 | EC000441 | EF005474 | EV006422 | 9.0
CEAG Crouse-Hinds | 51343 | EC000441 | EF005728 | EV009071 | 9.0
CEAG Crouse-Hinds | 51343 | EC000441 | EF007838 | EV000154 | 9.0
CEAG Crouse-Hinds | 51343 | EC000441 | EF007839 | 32 | 9.0
CEAG Crouse-Hinds | 51343 | EC000441 | EF008404 | EV010598 | 9.0
CEAG Crouse-Hinds | 51343 | EC000441 | EF012184 | Non | 9.0
CEAG Crouse-Hinds | 51343 | EC000441 | EF012547 | Non | 9.0
CEAG Crouse-Hinds | 51344 | EC000441 | EF000007 | EV000206 | 9.0
CEAG Crouse-Hinds | 51344 | EC000441 | EF000010 | EV000164 | 9.0
CEAG Crouse-Hinds | 51344 | EC000441 | EF000025 | oui | 9.0
CEAG Crouse-Hinds | 51344 | EC000441 | EF000084 | oui | 9.0
CEAG Crouse-Hinds | 51344 | EC000441 | EF000116 | 9005 | 9.0
CEAG Crouse-Hinds | 51344 | EC000441 | EF000139 | EV006034 | 9.0
CEAG Crouse-Hinds | 51344 | EC000441 | EF000177 | 50 | 9.0
CEAG Crouse-Hinds | 51344 | EC000441 | EF000368 | 15 | 9.0
CEAG Crouse-Hinds | 51344 | EC000441 | EF000734 | oui | 9.0
CEAG Crouse-Hinds | 51344 | EC000441 | EF000878 | oui | 9.0
CEAG Crouse-Hinds | 51344 | EC000441 | EF000881 | Non | 9.0
CEAG Crouse-Hinds | 51344 | EC000441 | EF001062 | Non | 9.0
CEAG Crouse-Hinds | 51344 | EC000441 | EF001210 | non | 9.0
CEAG Crouse-Hinds | 51344 | EC000441 | EF001217 | EV009696 | 9.0
CEAG Crouse-Hinds | 51344 | EC000441 | EF001257 | EV000402 | 9.0
CEAG Crouse-Hinds | 51344 | EC000441 | EF001742 | -20 | 9.0
CEAG Crouse-Hinds | 51344 | EC000441 | EF001742 | 80 | 9.0
CEAG Crouse-Hinds | 51344 | EC000441 | EF001758 | EV003712 | 9.0
CEAG Crouse-Hinds | 51344 | EC000441 | EF002169 | EV000139 | 9.0
CEAG Crouse-Hinds | 51344 | EC000441 | EF003712 | 1,5 | 9.0
CEAG Crouse-Hinds | 51344 | EC000441 | EF004191 | oui | 9.0
CEAG Crouse-Hinds | 51344 | EC000441 | EF004685 | non | 9.0
CEAG Crouse-Hinds | 51344 | EC000441 | EF005004 | non | 9.0
CEAG Crouse-Hinds | 51344 | EC000441 | EF005049 | non | 9.0
CEAG Crouse-Hinds | 51344 | EC000441 | EF005268 | 55 | 9.0
CEAG Crouse-Hinds | 51344 | EC000441 | EF005337 | non | 9.0
CEAG Crouse-Hinds | 51344 | EC000441 | EF005466 | 19 | 9.0
CEAG Crouse-Hinds | 51344 | EC000441 | EF005466 | 27 | 9.0
CEAG Crouse-Hinds | 51344 | EC000441 | EF005474 | EV006422 | 9.0
CEAG Crouse-Hinds | 51344 | EC000441 | EF005728 | EV009071 | 9.0
CEAG Crouse-Hinds | 51344 | EC000441 | EF007838 | EV000154 | 9.0
CEAG Crouse-Hinds | 51344 | EC000441 | EF007839 | 40 | 9.0
CEAG Crouse-Hinds | 51344 | EC000441 | EF008404 | EV010598 | 9.0
CEAG Crouse-Hinds | 51344 | EC000441 | EF012184 | Non | 9.0
CEAG Crouse-Hinds | 51344 | EC000441 | EF012547 | Non | 9.0
CEAG Crouse-Hinds | 51345 | EC000441 | EF000007 | EV000206 | 9.0
CEAG Crouse-Hinds | 51345 | EC000441 | EF000010 | EV000164 | 9.0
CEAG Crouse-Hinds | 51345 | EC000441 | EF000025 | oui | 9.0
CEAG Crouse-Hinds | 51345 | EC000441 | EF000084 | oui | 9.0
CEAG Crouse-Hinds | 51345 | EC000441 | EF000116 | 9005 | 9.0
CEAG Crouse-Hinds | 51345 | EC000441 | EF000139 | EV006034 | 9.0
CEAG Crouse-Hinds | 51345 | EC000441 | EF000177 | 60 | 9.0
CEAG Crouse-Hinds | 51345 | EC000441 | EF000368 | 16 | 9.0
CEAG Crouse-Hinds | 51345 | EC000441 | EF000734 | oui | 9.0
CEAG Crouse-Hinds | 51345 | EC000441 | EF000878 | oui | 9.0
CEAG Crouse-Hinds | 51345 | EC000441 | EF000881 | Non | 9.0
CEAG Crouse-Hinds | 51345 | EC000441 | EF001062 | Non | 9.0
CEAG Crouse-Hinds | 51345 | EC000441 | EF001210 | non | 9.0
CEAG Crouse-Hinds | 51345 | EC000441 | EF001217 | EV009696 | 9.0
CEAG Crouse-Hinds | 51345 | EC000441 | EF001257 | EV000402 | 9.0
CEAG Crouse-Hinds | 51345 | EC000441 | EF001742 | -20 | 9.0
CEAG Crouse-Hinds | 51345 | EC000441 | EF001742 | 80 | 9.0
CEAG Crouse-Hinds | 51345 | EC000441 | EF001758 | EV003712 | 9.0
CEAG Crouse-Hinds | 51345 | EC000441 | EF002169 | EV000139 | 9.0
CEAG Crouse-Hinds | 51345 | EC000441 | EF003712 | 1,5 | 9.0
CEAG Crouse-Hinds | 51345 | EC000441 | EF004191 | oui | 9.0
CEAG Crouse-Hinds | 51345 | EC000441 | EF004685 | non | 9.0
CEAG Crouse-Hinds | 51345 | EC000441 | EF005004 | non | 9.0
CEAG Crouse-Hinds | 51345 | EC000441 | EF005049 | non | 9.0
CEAG Crouse-Hinds | 51345 | EC000441 | EF005268 | 66 | 9.0
CEAG Crouse-Hinds | 51345 | EC000441 | EF005337 | non | 9.0
CEAG Crouse-Hinds | 51345 | EC000441 | EF005466 | 26 | 9.0
CEAG Crouse-Hinds | 51345 | EC000441 | EF005466 | 34 | 9.0
CEAG Crouse-Hinds | 51345 | EC000441 | EF005474 | EV006422 | 9.0
CEAG Crouse-Hinds | 51345 | EC000441 | EF005728 | EV009071 | 9.0
CEAG Crouse-Hinds | 51345 | EC000441 | EF007838 | EV000154 | 9.0
CEAG Crouse-Hinds | 51345 | EC000441 | EF007839 | 50 | 9.0
CEAG Crouse-Hinds | 51345 | EC000441 | EF008404 | EV010598 | 9.0
CEAG Crouse-Hinds | 51345 | EC000441 | EF012184 | Non | 9.0
CEAG Crouse-Hinds | 51345 | EC000441 | EF012547 | Non | 9.0
CEAG Crouse-Hinds | 51346 | EC000441 | EF000007 | EV000206 | 9.0
CEAG Crouse-Hinds | 51346 | EC000441 | EF000010 | EV000164 | 9.0
CEAG Crouse-Hinds | 51346 | EC000441 | EF000025 | oui | 9.0
CEAG Crouse-Hinds | 51346 | EC000441 | EF000084 | oui | 9.0
CEAG Crouse-Hinds | 51346 | EC000441 | EF000116 | 9005 | 9.0
CEAG Crouse-Hinds | 51346 | EC000441 | EF000139 | EV006034 | 9.0
CEAG Crouse-Hinds | 51346 | EC000441 | EF000177 | 75 | 9.0
CEAG Crouse-Hinds | 51346 | EC000441 | EF000368 | 16 | 9.0
CEAG Crouse-Hinds | 51346 | EC000441 | EF000734 | oui | 9.0
CEAG Crouse-Hinds | 51346 | EC000441 | EF000878 | oui | 9.0
CEAG Crouse-Hinds | 51346 | EC000441 | EF000881 | Non | 9.0
CEAG Crouse-Hinds | 51346 | EC000441 | EF001062 | Non | 9.0
CEAG Crouse-Hinds | 51346 | EC000441 | EF001210 | non | 9.0
CEAG Crouse-Hinds | 51346 | EC000441 | EF001217 | EV009696 | 9.0
CEAG Crouse-Hinds | 51346 | EC000441 | EF001257 | EV000402 | 9.0
CEAG Crouse-Hinds | 51346 | EC000441 | EF001742 | -20 | 9.0
CEAG Crouse-Hinds | 51346 | EC000441 | EF001742 | 80 | 9.0
CEAG Crouse-Hinds | 51346 | EC000441 | EF001758 | EV003712 | 9.0
CEAG Crouse-Hinds | 51346 | EC000441 | EF002169 | EV000139 | 9.0
CEAG Crouse-Hinds | 51346 | EC000441 | EF003712 | 1,5 | 9.0
CEAG Crouse-Hinds | 51346 | EC000441 | EF004191 | oui | 9.0
CEAG Crouse-Hinds | 51346 | EC000441 | EF004685 | non | 9.0
CEAG Crouse-Hinds | 51346 | EC000441 | EF005004 | non | 9.0
CEAG Crouse-Hinds | 51346 | EC000441 | EF005049 | non | 9.0
CEAG Crouse-Hinds | 51346 | EC000441 | EF005268 | 82,5 | 9.0
CEAG Crouse-Hinds | 51346 | EC000441 | EF005337 | non | 9.0
CEAG Crouse-Hinds | 51346 | EC000441 | EF005466 | 35 | 9.0
CEAG Crouse-Hinds | 51346 | EC000441 | EF005466 | 46 | 9.0
CEAG Crouse-Hinds | 51346 | EC000441 | EF005474 | EV006422 | 9.0
CEAG Crouse-Hinds | 51346 | EC000441 | EF005728 | EV009071 | 9.0
CEAG Crouse-Hinds | 51346 | EC000441 | EF007838 | EV000154 | 9.0
CEAG Crouse-Hinds | 51346 | EC000441 | EF007839 | 63 | 9.0
CEAG Crouse-Hinds | 51346 | EC000441 | EF008404 | EV010598 | 9.0
CEAG Crouse-Hinds | 51346 | EC000441 | EF012184 | Non | 9.0
CEAG Crouse-Hinds | 51346 | EC000441 | EF012547 | Non | 9.0
CEAG Crouse-Hinds | 51347 | EC000938 | EF001206 | non | 9.0
CEAG Crouse-Hinds | 51347 | EC000938 | EF001257 | EV000402 | 9.0
CEAG Crouse-Hinds | 51347 | EC000938 | EF002169 | EV000139 | 9.0
CEAG Crouse-Hinds | 51347 | EC000938 | EF003719 | 16 | 9.0
CEAG Crouse-Hinds | 51347 | EC000938 | EF003720 | 20 | 9.0
CEAG Crouse-Hinds | 51347 | EC000938 | EF004663 | oui | 9.0
CEAG Crouse-Hinds | 51347 | EC000938 | EF005701 | EV000154 | 9.0
CEAG Crouse-Hinds | 51347 | EC000938 | EF005702 | EV000154 | 9.0
CEAG Crouse-Hinds | 51347 | EC000938 | EF005703 | EV003712 | 9.0
CEAG Crouse-Hinds | 51347 | EC000938 | EF005704 | EV003712 | 9.0
CEAG Crouse-Hinds | 51348 | EC000938 | EF001206 | non | 9.0
CEAG Crouse-Hinds | 51348 | EC000938 | EF001257 | EV000402 | 9.0
CEAG Crouse-Hinds | 51348 | EC000938 | EF002169 | EV000139 | 9.0
CEAG Crouse-Hinds | 51348 | EC000938 | EF003719 | 20 | 9.0
CEAG Crouse-Hinds | 51348 | EC000938 | EF003720 | 25 | 9.0
CEAG Crouse-Hinds | 51348 | EC000938 | EF004663 | oui | 9.0
CEAG Crouse-Hinds | 51348 | EC000938 | EF005701 | EV000154 | 9.0
CEAG Crouse-Hinds | 51348 | EC000938 | EF005702 | EV000154 | 9.0
CEAG Crouse-Hinds | 51348 | EC000938 | EF005703 | EV003712 | 9.0
CEAG Crouse-Hinds | 51348 | EC000938 | EF005704 | EV003712 | 9.0
CEAG Crouse-Hinds | 51349 | EC000938 | EF001206 | non | 9.0
CEAG Crouse-Hinds | 51349 | EC000938 | EF001257 | EV000402 | 9.0
CEAG Crouse-Hinds | 51349 | EC000938 | EF002169 | EV000139 | 9.0
CEAG Crouse-Hinds | 51349 | EC000938 | EF003719 | 20 | 9.0
CEAG Crouse-Hinds | 51349 | EC000938 | EF003720 | 32 | 9.0
CEAG Crouse-Hinds | 51349 | EC000938 | EF004663 | oui | 9.0
CEAG Crouse-Hinds | 51349 | EC000938 | EF005701 | EV000154 | 9.0
CEAG Crouse-Hinds | 51349 | EC000938 | EF005702 | EV000154 | 9.0
CEAG Crouse-Hinds | 51349 | EC000938 | EF005703 | EV003712 | 9.0
CEAG Crouse-Hinds | 51349 | EC000938 | EF005704 | EV003712 | 9.0
CEAG Crouse-Hinds | 51350 | EC000938 | EF001206 | non | 9.0
CEAG Crouse-Hinds | 51350 | EC000938 | EF001257 | EV000402 | 9.0
CEAG Crouse-Hinds | 51350 | EC000938 | EF002169 | EV000139 | 9.0
CEAG Crouse-Hinds | 51350 | EC000938 | EF003719 | 25 | 9.0
CEAG Crouse-Hinds | 51350 | EC000938 | EF003720 | 32 | 9.0
CEAG Crouse-Hinds | 51350 | EC000938 | EF004663 | oui | 9.0
CEAG Crouse-Hinds | 51350 | EC000938 | EF005701 | EV000154 | 9.0
CEAG Crouse-Hinds | 51350 | EC000938 | EF005702 | EV000154 | 9.0
CEAG Crouse-Hinds | 51350 | EC000938 | EF005703 | EV003712 | 9.0
CEAG Crouse-Hinds | 51350 | EC000938 | EF005704 | EV003712 | 9.0
CEAG Crouse-Hinds | 51351 | EC000938 | EF001206 | non | 9.0
CEAG Crouse-Hinds | 51351 | EC000938 | EF001257 | EV000402 | 9.0
CEAG Crouse-Hinds | 51351 | EC000938 | EF002169 | EV000139 | 9.0
CEAG Crouse-Hinds | 51351 | EC000938 | EF003719 | 25 | 9.0
CEAG Crouse-Hinds | 51351 | EC000938 | EF003720 | 40 | 9.0
CEAG Crouse-Hinds | 51351 | EC000938 | EF004663 | oui | 9.0
CEAG Crouse-Hinds | 51351 | EC000938 | EF005701 | EV000154 | 9.0
CEAG Crouse-Hinds | 51351 | EC000938 | EF005702 | EV000154 | 9.0
CEAG Crouse-Hinds | 51351 | EC000938 | EF005703 | EV003712 | 9.0
CEAG Crouse-Hinds | 51351 | EC000938 | EF005704 | EV003712 | 9.0
CEAG Crouse-Hinds | 51352 | EC000938 | EF001206 | non | 9.0
CEAG Crouse-Hinds | 51352 | EC000938 | EF001257 | EV000402 | 9.0
CEAG Crouse-Hinds | 51352 | EC000938 | EF002169 | EV000139 | 9.0
CEAG Crouse-Hinds | 51352 | EC000938 | EF003719 | 32 | 9.0
CEAG Crouse-Hinds | 51352 | EC000938 | EF003720 | 40 | 9.0
CEAG Crouse-Hinds | 51352 | EC000938 | EF004663 | oui | 9.0
CEAG Crouse-Hinds | 51352 | EC000938 | EF005701 | EV000154 | 9.0
CEAG Crouse-Hinds | 51352 | EC000938 | EF005702 | EV000154 | 9.0
CEAG Crouse-Hinds | 51352 | EC000938 | EF005703 | EV003712 | 9.0
CEAG Crouse-Hinds | 51352 | EC000938 | EF005704 | EV003712 | 9.0
CEAG Crouse-Hinds | 51353 | EC000938 | EF001206 | non | 9.0
CEAG Crouse-Hinds | 51353 | EC000938 | EF001257 | EV000402 | 9.0
CEAG Crouse-Hinds | 51353 | EC000938 | EF002169 | EV000139 | 9.0
CEAG Crouse-Hinds | 51353 | EC000938 | EF003719 | 32 | 9.0
CEAG Crouse-Hinds | 51353 | EC000938 | EF003720 | 50 | 9.0
CEAG Crouse-Hinds | 51353 | EC000938 | EF004663 | oui | 9.0
CEAG Crouse-Hinds | 51353 | EC000938 | EF005701 | EV000154 | 9.0
CEAG Crouse-Hinds | 51353 | EC000938 | EF005702 | EV000154 | 9.0
CEAG Crouse-Hinds | 51353 | EC000938 | EF005703 | EV003712 | 9.0
CEAG Crouse-Hinds | 51353 | EC000938 | EF005704 | EV003712 | 9.0
CEAG Crouse-Hinds | 51354 | EC000938 | EF001206 | non | 9.0
CEAG Crouse-Hinds | 51354 | EC000938 | EF001257 | EV000402 | 9.0
CEAG Crouse-Hinds | 51354 | EC000938 | EF002169 | EV000139 | 9.0
CEAG Crouse-Hinds | 51354 | EC000938 | EF003719 | 40 | 9.0
CEAG Crouse-Hinds | 51354 | EC000938 | EF003720 | 50 | 9.0
CEAG Crouse-Hinds | 51354 | EC000938 | EF004663 | oui | 9.0
CEAG Crouse-Hinds | 51354 | EC000938 | EF005701 | EV000154 | 9.0
CEAG Crouse-Hinds | 51354 | EC000938 | EF005702 | EV000154 | 9.0
CEAG Crouse-Hinds | 51354 | EC000938 | EF005703 | EV003712 | 9.0
CEAG Crouse-Hinds | 51354 | EC000938 | EF005704 | EV003712 | 9.0
CEAG Crouse-Hinds | 51355 | EC000938 | EF001206 | non | 9.0
CEAG Crouse-Hinds | 51355 | EC000938 | EF001257 | EV000402 | 9.0
CEAG Crouse-Hinds | 51355 | EC000938 | EF002169 | EV000139 | 9.0
CEAG Crouse-Hinds | 51355 | EC000938 | EF003719 | 40 | 9.0
CEAG Crouse-Hinds | 51355 | EC000938 | EF003720 | 63 | 9.0
CEAG Crouse-Hinds | 51355 | EC000938 | EF004663 | oui | 9.0
CEAG Crouse-Hinds | 51355 | EC000938 | EF005701 | EV000154 | 9.0
CEAG Crouse-Hinds | 51355 | EC000938 | EF005702 | EV000154 | 9.0
CEAG Crouse-Hinds | 51355 | EC000938 | EF005703 | EV003712 | 9.0
CEAG Crouse-Hinds | 51355 | EC000938 | EF005704 | EV003712 | 9.0
CEAG Crouse-Hinds | 51356 | EC000938 | EF001206 | non | 9.0
CEAG Crouse-Hinds | 51356 | EC000938 | EF001257 | EV000402 | 9.0
CEAG Crouse-Hinds | 51356 | EC000938 | EF002169 | EV000139 | 9.0
CEAG Crouse-Hinds | 51356 | EC000938 | EF003719 | 50 | 9.0
CEAG Crouse-Hinds | 51356 | EC000938 | EF003720 | 63 | 9.0
CEAG Crouse-Hinds | 51356 | EC000938 | EF004663 | oui | 9.0
CEAG Crouse-Hinds | 51356 | EC000938 | EF005701 | EV000154 | 9.0
CEAG Crouse-Hinds | 51356 | EC000938 | EF005702 | EV000154 | 9.0
CEAG Crouse-Hinds | 51356 | EC000938 | EF005703 | EV003712 | 9.0
CEAG Crouse-Hinds | 51356 | EC000938 | EF005704 | EV003712 | 9.0
CEAG Crouse-Hinds | 51357 | EC000441 | EF000007 | EV000206 | 9.0
CEAG Crouse-Hinds | 51357 | EC000441 | EF000010 | EV000164 | 9.0
CEAG Crouse-Hinds | 51357 | EC000441 | EF000025 | Oui | 9.0
CEAG Crouse-Hinds | 51357 | EC000441 | EF000084 | Oui | 9.0
CEAG Crouse-Hinds | 51357 | EC000441 | EF000116 | 9.005 | 9.0
CEAG Crouse-Hinds | 51357 | EC000441 | EF000139 | EV006034 | 9.0
CEAG Crouse-Hinds | 51357 | EC000441 | EF000177 | 25 | 9.0
CEAG Crouse-Hinds | 51357 | EC000441 | EF000734 | Non | 9.0
CEAG Crouse-Hinds | 51357 | EC000441 | EF000878 | Non | 9.0
CEAG Crouse-Hinds | 51357 | EC000441 | EF000881 | Non | 9.0
CEAG Crouse-Hinds | 51357 | EC000441 | EF001062 | Non | 9.0
CEAG Crouse-Hinds | 51357 | EC000441 | EF001210 | Non | 9.0
CEAG Crouse-Hinds | 51357 | EC000441 | EF001257 | EV000402 | 9.0
CEAG Crouse-Hinds | 51357 | EC000441 | EF001742 | -20 - 70 | 9.0
CEAG Crouse-Hinds | 51357 | EC000441 | EF001758 | EV003712 | 9.0
CEAG Crouse-Hinds | 51357 | EC000441 | EF002169 | EV000139 | 9.0
CEAG Crouse-Hinds | 51357 | EC000441 | EF003712 | 1.5 | 9.0
CEAG Crouse-Hinds | 51357 | EC000441 | EF004191 | Oui | 9.0
CEAG Crouse-Hinds | 51357 | EC000441 | EF004685 | Non | 9.0
CEAG Crouse-Hinds | 51357 | EC000441 | EF005004 | Non | 9.0
CEAG Crouse-Hinds | 51357 | EC000441 | EF005049 | Non | 9.0
CEAG Crouse-Hinds | 51357 | EC000441 | EF005337 | Non | 9.0
CEAG Crouse-Hinds | 51357 | EC000441 | EF005474 | EV006420 | 9.0
CEAG Crouse-Hinds | 51357 | EC000441 | EF005728 | EV009071 | 9.0
CEAG Crouse-Hinds | 51357 | EC000441 | EF007838 | EV000154 | 9.0
CEAG Crouse-Hinds | 51357 | EC000441 | EF007839 | 25 | 9.0
CEAG Crouse-Hinds | 51357 | EC000441 | EF008404 | EV010598 | 9.0
CEAG Crouse-Hinds | 51357 | EC000441 | EF012184 | Non | 9.0
CEAG Crouse-Hinds | 51357 | EC000441 | EF012547 | Non | 9.0
CEAG Crouse-Hinds | 51366 | EC000441 | EF000007 | EV000206 | 9.0
CEAG Crouse-Hinds | 51366 | EC000441 | EF000010 | EV000164 | 9.0
CEAG Crouse-Hinds | 51366 | EC000441 | EF000025 | Oui | 9.0
CEAG Crouse-Hinds | 51366 | EC000441 | EF000084 | Oui | 9.0
CEAG Crouse-Hinds | 51366 | EC000441 | EF000116 | 9005 | 9.0
CEAG Crouse-Hinds | 51366 | EC000441 | EF000139 | EV006034 | 9.0
CEAG Crouse-Hinds | 51366 | EC000441 | EF000177 | 29 | 9.0
CEAG Crouse-Hinds | 51366 | EC000441 | EF000368 | 8 | 9.0
CEAG Crouse-Hinds | 51366 | EC000441 | EF000734 | Non | 9.0
CEAG Crouse-Hinds | 51366 | EC000441 | EF000878 | Non | 9.0
CEAG Crouse-Hinds | 51366 | EC000441 | EF000881 | Non | 9.0
CEAG Crouse-Hinds | 51366 | EC000441 | EF001062 | Non | 9.0
CEAG Crouse-Hinds | 51366 | EC000441 | EF001210 | Non | 9.0
CEAG Crouse-Hinds | 51366 | EC000441 | EF001217 | EV009696 | 9.0
CEAG Crouse-Hinds | 51366 | EC000441 | EF001257 | EV000402 | 9.0
CEAG Crouse-Hinds | 51366 | EC000441 | EF001742 | -20 - 70 | 9.0
CEAG Crouse-Hinds | 51366 | EC000441 | EF001758 | EV003712 | 9.0
CEAG Crouse-Hinds | 51366 | EC000441 | EF002169 | EV000139 | 9.0
CEAG Crouse-Hinds | 51366 | EC000441 | EF003712 | 1.5 | 9.0
CEAG Crouse-Hinds | 51366 | EC000441 | EF004191 | Oui | 9.0
CEAG Crouse-Hinds | 51366 | EC000441 | EF004685 | Non | 9.0
CEAG Crouse-Hinds | 51366 | EC000441 | EF005004 | Oui | 9.0
CEAG Crouse-Hinds | 51366 | EC000441 | EF005049 | Non | 9.0
CEAG Crouse-Hinds | 51366 | EC000441 | EF005268 | 31.9 | 9.0
CEAG Crouse-Hinds | 51366 | EC000441 | EF005337 | Non | 9.0
CEAG Crouse-Hinds | 51366 | EC000441 | EF005466 | 4,5 - 7 | 9.0
CEAG Crouse-Hinds | 51366 | EC000441 | EF005474 | EV006422 | 9.0
CEAG Crouse-Hinds | 51366 | EC000441 | EF005728 | EV009071 | 9.0
CEAG Crouse-Hinds | 51366 | EC000441 | EF007838 | EV000154 | 9.0
CEAG Crouse-Hinds | 51366 | EC000441 | EF007839 | 25 | 9.0
CEAG Crouse-Hinds | 51366 | EC000441 | EF008404 | EV010598 | 9.0
CEAG Crouse-Hinds | 51366 | EC000441 | EF012184 | Non | 9.0
CEAG Crouse-Hinds | 51366 | EC000441 | EF012547 | Non | 9.0
CEAG Crouse-Hinds | 51398 | EC000441 | EF000007 | EV000080 | 9.0
CEAG Crouse-Hinds | 51398 | EC000441 | EF000010 | EV000164 | 9.0
CEAG Crouse-Hinds | 51398 | EC000441 | EF000025 | Oui | 9.0
CEAG Crouse-Hinds | 51398 | EC000441 | EF000084 | Oui | 9.0
CEAG Crouse-Hinds | 51398 | EC000441 | EF000116 | 5015 | 9.0
CEAG Crouse-Hinds | 51398 | EC000441 | EF000139 | EV006034 | 9.0
CEAG Crouse-Hinds | 51398 | EC000441 | EF000177 | 29 | 9.0
CEAG Crouse-Hinds | 51398 | EC000441 | EF000368 | 8 | 9.0
CEAG Crouse-Hinds | 51398 | EC000441 | EF000734 | Non | 9.0
CEAG Crouse-Hinds | 51398 | EC000441 | EF000878 | Non | 9.0
CEAG Crouse-Hinds | 51398 | EC000441 | EF000881 | Non | 9.0
CEAG Crouse-Hinds | 51398 | EC000441 | EF001062 | Non | 9.0
CEAG Crouse-Hinds | 51398 | EC000441 | EF001210 | Non | 9.0
CEAG Crouse-Hinds | 51398 | EC000441 | EF001217 | EV009696 | 9.0
CEAG Crouse-Hinds | 51398 | EC000441 | EF001257 | EV000402 | 9.0
CEAG Crouse-Hinds | 51398 | EC000441 | EF001742 | -20 - 70 | 9.0
CEAG Crouse-Hinds | 51398 | EC000441 | EF001758 | EV003712 | 9.0
CEAG Crouse-Hinds | 51398 | EC000441 | EF002169 | EV000139 | 9.0
CEAG Crouse-Hinds | 51398 | EC000441 | EF003712 | 1.5 | 9.0
CEAG Crouse-Hinds | 51398 | EC000441 | EF004191 | Oui | 9.0
CEAG Crouse-Hinds | 51398 | EC000441 | EF004685 | Non | 9.0
CEAG Crouse-Hinds | 51398 | EC000441 | EF005004 | Oui | 9.0
CEAG Crouse-Hinds | 51398 | EC000441 | EF005049 | Non | 9.0
CEAG Crouse-Hinds | 51398 | EC000441 | EF005268 | 31.9 | 9.0
CEAG Crouse-Hinds | 51398 | EC000441 | EF005337 | Non | 9.0
CEAG Crouse-Hinds | 51398 | EC000441 | EF005466 | 4,5 - 7 | 9.0
CEAG Crouse-Hinds | 51398 | EC000441 | EF005474 | EV006422 | 9.0
CEAG Crouse-Hinds | 51398 | EC000441 | EF005728 | EV009071 | 9.0
CEAG Crouse-Hinds | 51398 | EC000441 | EF007838 | EV000154 | 9.0
CEAG Crouse-Hinds | 51398 | EC000441 | EF007839 | 25 | 9.0
CEAG Crouse-Hinds | 51398 | EC000441 | EF008404 | EV010598 | 9.0
CEAG Crouse-Hinds | 51398 | EC000441 | EF012184 | Non | 9.0
CEAG Crouse-Hinds | 51398 | EC000441 | EF012547 | Non | 9.0
CEAG Crouse-Hinds | 51405 | EC000225 | EF001372 | 1 | 9.0
CEAG Crouse-Hinds | 51405 | EC000225 | EF001373 | EV000206 | 9.0
CEAG Crouse-Hinds | 51405 | EC000225 | EF001433 | oui | 9.0
CEAG Crouse-Hinds | 51405 | EC000225 | EF001596 | EV000139 | 9.0
CEAG Crouse-Hinds | 51405 | EC000225 | EF003978 | 12 | 9.0
CEAG Crouse-Hinds | 51405 | EC000225 | EF003978 | 690 | 9.0
CEAG Crouse-Hinds | 51405 | EC000225 | EF003979 | 12 | 9.0
CEAG Crouse-Hinds | 51405 | EC000225 | EF003979 | 690 | 9.0
CEAG Crouse-Hinds | 51405 | EC000225 | EF005474 | EV006421 | 9.0
CEAG Crouse-Hinds | 51405 | EC000225 | EF005567 | 1 | 9.0
CEAG Crouse-Hinds | 51405 | EC000225 | EF006670 | 1 | 9.0
CEAG Crouse-Hinds | 51405 | EC000225 | EF008255 | 1 | 9.0
CEAG Crouse-Hinds | 51405 | EC000225 | EF008256 | 1 | 9.0
CEAG Crouse-Hinds | 51405 | EC000225 | EF011959 | EV000154 | 9.0
CEAG Crouse-Hinds | 51435 | EC000981 | EF000003 | EV000945 | 9.0
CEAG Crouse-Hinds | 51435 | EC000981 | EF000233 | EV003790 | 9.0
CEAG Crouse-Hinds | 51435 | EC000981 | EF002423 | EV011514 | 9.0
CEAG Crouse-Hinds | 51435 | EC000981 | EF005905 | oui | 9.0
CEAG Crouse-Hinds | 51435 | EC000981 | EF006436 | 1 | 9.0
CEAG Crouse-Hinds | 51435 | EC000981 | EF001596 | EV000139 | 9.0
CEAG Crouse-Hinds | 51435 | EC000981 | EF000187 | EV000460 | 9.0
CEAG Crouse-Hinds | 51435 | EC000981 | EF005127 | 230 - 230 | 9.0
CEAG Crouse-Hinds | 51435 | EC000981 | EF000381 | EV005787 | 9.0
CEAG Crouse-Hinds | 51435 | EC000981 | EF001277 | EV000494 | 9.0
CEAG Crouse-Hinds | 51435 | EC000981 | EF008732 | 25 | 9.0
CEAG Crouse-Hinds | 51435 | EC000981 | EF008091 | EV000494 | 9.0
CEAG Crouse-Hinds | 51435 | EC000981 | EF002960 | EV009683 | 9.0
CEAG Crouse-Hinds | 51435 | EC000981 | EF016835 | EV005787 | 9.0
CEAG Crouse-Hinds | 51435 | EC000981 | EF011870 | 50000 | 9.0
CEAG Crouse-Hinds | 51435 | EC000981 | EF005474 | EV006422 | 9.0
CEAG Crouse-Hinds | 51435 | EC000981 | EF004293 | EV008784 | 9.0
CEAG Crouse-Hinds | 51435 | EC000981 | EF000004 | EV000582 | 9.0
CEAG Crouse-Hinds | 51435 | EC000981 | EF005728 | EV009071 | 9.0
CEAG Crouse-Hinds | 51435 | EC000981 | EF008404 | EV010598 | 9.0
CEAG Crouse-Hinds | 51435 | EC000981 | EF012518 | 50000 - 50000 | 9.0
CEAG Crouse-Hinds | 51435 | EC000981 | EF000280 | 5 - 8 | 9.0
CEAG Crouse-Hinds | 51435 | EC000981 | EF009347 | 8 | 9.0
CEAG Crouse-Hinds | 51435 | EC000981 | EF009349 | 470 | 9.0
CEAG Crouse-Hinds | 51435 | EC000981 | EF009350 | EV000202 | 9.0
CEAG Crouse-Hinds | 51435 | EC000981 | EF009346 | 3000 - 6500 | 9.0
CEAG Crouse-Hinds | 51435 | EC000981 | EF000442 | EV003582 | 9.0
CEAG Crouse-Hinds | 51435 | EC000981 | EF025740 | 0.95 | 9.0
CEAG Crouse-Hinds | 51435 | EC000981 | EF009482 | Non | 9.0
CEAG Crouse-Hinds | 51435 | EC000981 | EF001456 | 189 | 9.0
CEAG Crouse-Hinds | 51435 | EC000981 | EF000015 | 128 | 9.0
CEAG Crouse-Hinds | 51435 | EC000981 | EF011868 | EV015019 | 9.0
CEAG Crouse-Hinds | 51435 | EC000981 | EF001391 | 3 | 9.0
CEAG Crouse-Hinds | 51435 | EC000981 | EF000085 | 2.5 | 9.0
CEAG Crouse-Hinds | 51435 | EC000981 | EF000124 | EV000154 | 9.0
CEAG Crouse-Hinds | 51436 | EC000981 | EF000003 | EV000945 | 9.0
CEAG Crouse-Hinds | 51436 | EC000981 | EF000233 | EV003790 | 9.0
CEAG Crouse-Hinds | 51436 | EC000981 | EF002423 | EV011514 | 9.0
CEAG Crouse-Hinds | 51436 | EC000981 | EF005905 | oui | 9.0
CEAG Crouse-Hinds | 51436 | EC000981 | EF006436 | 1 | 9.0
CEAG Crouse-Hinds | 51436 | EC000981 | EF001596 | EV000139 | 9.0
CEAG Crouse-Hinds | 51436 | EC000981 | EF000187 | EV000460 | 9.0
CEAG Crouse-Hinds | 51436 | EC000981 | EF005127 | 230 - 230 | 9.0
CEAG Crouse-Hinds | 51436 | EC000981 | EF000381 | EV005787 | 9.0
CEAG Crouse-Hinds | 51436 | EC000981 | EF001277 | EV000494 | 9.0
CEAG Crouse-Hinds | 51436 | EC000981 | EF008732 | 25 | 9.0
CEAG Crouse-Hinds | 51436 | EC000981 | EF008091 | EV000494 | 9.0
CEAG Crouse-Hinds | 51436 | EC000981 | EF002960 | EV009683 | 9.0
CEAG Crouse-Hinds | 51436 | EC000981 | EF016835 | EV005787 | 9.0
CEAG Crouse-Hinds | 51436 | EC000981 | EF011870 | 50000 | 9.0
CEAG Crouse-Hinds | 51436 | EC000981 | EF005474 | EV006422 | 9.0
CEAG Crouse-Hinds | 51436 | EC000981 | EF004293 | EV008784 | 9.0
CEAG Crouse-Hinds | 51436 | EC000981 | EF000004 | EV000582 | 9.0
CEAG Crouse-Hinds | 51436 | EC000981 | EF005728 | EV009071 | 9.0
CEAG Crouse-Hinds | 51436 | EC000981 | EF008404 | EV010598 | 9.0
CEAG Crouse-Hinds | 51436 | EC000981 | EF012518 | 50000 - 50000 | 9.0
CEAG Crouse-Hinds | 51436 | EC000981 | EF000280 | 5 - 8 | 9.0
CEAG Crouse-Hinds | 51436 | EC000981 | EF009347 | 8 | 9.0
CEAG Crouse-Hinds | 51436 | EC000981 | EF009349 | 470 | 9.0
CEAG Crouse-Hinds | 51436 | EC000981 | EF009350 | EV000202 | 9.0
CEAG Crouse-Hinds | 51436 | EC000981 | EF009346 | 3000 - 6500 | 9.0
CEAG Crouse-Hinds | 51436 | EC000981 | EF000442 | EV003582 | 9.0
CEAG Crouse-Hinds | 51436 | EC000981 | EF025740 | 0.95 | 9.0
CEAG Crouse-Hinds | 51436 | EC000981 | EF009482 | Non | 9.0
CEAG Crouse-Hinds | 51436 | EC000981 | EF001456 | 189 | 9.0
CEAG Crouse-Hinds | 51436 | EC000981 | EF000015 | 128 | 9.0
CEAG Crouse-Hinds | 51436 | EC000981 | EF011868 | EV015019 | 9.0
CEAG Crouse-Hinds | 51436 | EC000981 | EF001391 | 3 | 9.0
CEAG Crouse-Hinds | 51436 | EC000981 | EF000085 | 2.5 | 9.0
CEAG Crouse-Hinds | 51436 | EC000981 | EF000124 | EV000154 | 9.0
CEAG Crouse-Hinds | 51437 | EC000981 | EF000003 | EV000945 | 9.0
CEAG Crouse-Hinds | 51437 | EC000981 | EF000233 | EV003790 | 9.0
CEAG Crouse-Hinds | 51437 | EC000981 | EF002423 | EV011514 | 9.0
CEAG Crouse-Hinds | 51437 | EC000981 | EF005905 | oui | 9.0
CEAG Crouse-Hinds | 51437 | EC000981 | EF006436 | 1 | 9.0
CEAG Crouse-Hinds | 51437 | EC000981 | EF001596 | EV000139 | 9.0
CEAG Crouse-Hinds | 51437 | EC000981 | EF000187 | EV000460 | 9.0
CEAG Crouse-Hinds | 51437 | EC000981 | EF005127 | 230 - 230 | 9.0
CEAG Crouse-Hinds | 51437 | EC000981 | EF000381 | EV005787 | 9.0
CEAG Crouse-Hinds | 51437 | EC000981 | EF001277 | EV000494 | 9.0
CEAG Crouse-Hinds | 51437 | EC000981 | EF008732 | 25 | 9.0
CEAG Crouse-Hinds | 51437 | EC000981 | EF008091 | EV000494 | 9.0
CEAG Crouse-Hinds | 51437 | EC000981 | EF002960 | EV009683 | 9.0
CEAG Crouse-Hinds | 51437 | EC000981 | EF016835 | EV005787 | 9.0
CEAG Crouse-Hinds | 51437 | EC000981 | EF011870 | 50000 | 9.0
CEAG Crouse-Hinds | 51437 | EC000981 | EF005474 | EV006422 | 9.0
CEAG Crouse-Hinds | 51437 | EC000981 | EF004293 | EV008784 | 9.0
CEAG Crouse-Hinds | 51437 | EC000981 | EF000004 | EV000582 | 9.0
CEAG Crouse-Hinds | 51437 | EC000981 | EF005728 | EV009071 | 9.0
CEAG Crouse-Hinds | 51437 | EC000981 | EF008404 | EV010598 | 9.0
CEAG Crouse-Hinds | 51437 | EC000981 | EF012518 | 50000 - 50000 | 9.0
CEAG Crouse-Hinds | 51437 | EC000981 | EF000280 | 5 - 8 | 9.0
CEAG Crouse-Hinds | 51437 | EC000981 | EF009347 | 8 | 9.0
CEAG Crouse-Hinds | 51437 | EC000981 | EF009349 | 470 | 9.0
CEAG Crouse-Hinds | 51437 | EC000981 | EF009350 | EV000202 | 9.0
CEAG Crouse-Hinds | 51437 | EC000981 | EF009346 | 3000 - 6500 | 9.0
CEAG Crouse-Hinds | 51437 | EC000981 | EF000442 | EV003582 | 9.0
CEAG Crouse-Hinds | 51437 | EC000981 | EF025740 | 0.95 | 9.0
CEAG Crouse-Hinds | 51437 | EC000981 | EF009482 | Non | 9.0
CEAG Crouse-Hinds | 51437 | EC000981 | EF001456 | 189 | 9.0
CEAG Crouse-Hinds | 51437 | EC000981 | EF000015 | 128 | 9.0
CEAG Crouse-Hinds | 51437 | EC000981 | EF011868 | EV015019 | 9.0
CEAG Crouse-Hinds | 51437 | EC000981 | EF001391 | 3 | 9.0
CEAG Crouse-Hinds | 51437 | EC000981 | EF000085 | 2.5 | 9.0
CEAG Crouse-Hinds | 51437 | EC000981 | EF000124 | EV000154 | 9.0
CEAG Crouse-Hinds | 51438 | EC000981 | EF000003 | EV000945 | 9.0
CEAG Crouse-Hinds | 51438 | EC000981 | EF000233 | EV003790 | 9.0
CEAG Crouse-Hinds | 51438 | EC000981 | EF002423 | EV011514 | 9.0
CEAG Crouse-Hinds | 51438 | EC000981 | EF005905 | oui | 9.0
CEAG Crouse-Hinds | 51438 | EC000981 | EF006436 | 1 | 9.0
CEAG Crouse-Hinds | 51438 | EC000981 | EF001596 | EV000139 | 9.0
CEAG Crouse-Hinds | 51438 | EC000981 | EF000187 | EV000460 | 9.0
CEAG Crouse-Hinds | 51438 | EC000981 | EF005127 | 230 - 230 | 9.0
CEAG Crouse-Hinds | 51438 | EC000981 | EF000381 | EV005787 | 9.0
CEAG Crouse-Hinds | 51438 | EC000981 | EF001277 | EV000494 | 9.0
CEAG Crouse-Hinds | 51438 | EC000981 | EF008732 | 25 | 9.0
CEAG Crouse-Hinds | 51438 | EC000981 | EF008091 | EV000494 | 9.0
CEAG Crouse-Hinds | 51438 | EC000981 | EF002960 | EV009683 | 9.0
CEAG Crouse-Hinds | 51438 | EC000981 | EF016835 | EV005787 | 9.0
CEAG Crouse-Hinds | 51438 | EC000981 | EF011870 | 50000 | 9.0
CEAG Crouse-Hinds | 51438 | EC000981 | EF005474 | EV006422 | 9.0
CEAG Crouse-Hinds | 51438 | EC000981 | EF004293 | EV008784 | 9.0
CEAG Crouse-Hinds | 51438 | EC000981 | EF000004 | EV000582 | 9.0
CEAG Crouse-Hinds | 51438 | EC000981 | EF005728 | EV009071 | 9.0
CEAG Crouse-Hinds | 51438 | EC000981 | EF008404 | EV010598 | 9.0
CEAG Crouse-Hinds | 51438 | EC000981 | EF012518 | 50000 - 50000 | 9.0
CEAG Crouse-Hinds | 51438 | EC000981 | EF000280 | 5 - 8 | 9.0
CEAG Crouse-Hinds | 51438 | EC000981 | EF009347 | 8 | 9.0
CEAG Crouse-Hinds | 51438 | EC000981 | EF009349 | 470 | 9.0
CEAG Crouse-Hinds | 51438 | EC000981 | EF009350 | EV000202 | 9.0
CEAG Crouse-Hinds | 51438 | EC000981 | EF009346 | 3000 - 6500 | 9.0
CEAG Crouse-Hinds | 51438 | EC000981 | EF000442 | EV003582 | 9.0
CEAG Crouse-Hinds | 51438 | EC000981 | EF025740 | 0.95 | 9.0
CEAG Crouse-Hinds | 51438 | EC000981 | EF009482 | Non | 9.0
CEAG Crouse-Hinds | 51438 | EC000981 | EF001456 | 189 | 9.0
CEAG Crouse-Hinds | 51438 | EC000981 | EF000015 | 128 | 9.0
CEAG Crouse-Hinds | 51438 | EC000981 | EF011868 | EV015019 | 9.0
CEAG Crouse-Hinds | 51438 | EC000981 | EF001391 | 3 | 9.0
CEAG Crouse-Hinds | 51438 | EC000981 | EF000085 | 2.5 | 9.0
CEAG Crouse-Hinds | 51438 | EC000981 | EF000124 | EV000154 | 9.0
CEAG Crouse-Hinds | 51520 | EC001952 | EF000003 | EV010173 | 9.0
CEAG Crouse-Hinds | 51520 | EC001952 | EF000004 | EV000582 | 9.0
CEAG Crouse-Hinds | 51520 | EC001952 | EF000008 | 265 | 9.0
CEAG Crouse-Hinds | 51520 | EC001952 | EF000048 | EV000494 | 9.0
CEAG Crouse-Hinds | 51520 | EC001952 | EF000085 | 6 | 9.0
CEAG Crouse-Hinds | 51520 | EC001952 | EF000124 | EV001008 | 9.0
CEAG Crouse-Hinds | 51520 | EC001952 | EF000187 | EV000509 | 9.0
CEAG Crouse-Hinds | 51520 | EC001952 | EF000280 | 49 - 49 | 9.0
CEAG Crouse-Hinds | 51520 | EC001952 | EF000381 | EV011530 | 9.0
CEAG Crouse-Hinds | 51520 | EC001952 | EF000441 | Oui | 9.0
CEAG Crouse-Hinds | 51520 | EC001952 | EF001391 | 6 | 9.0
CEAG Crouse-Hinds | 51520 | EC001952 | EF001438 | 343 | 9.0
CEAG Crouse-Hinds | 51520 | EC001952 | EF001456 | 255 | 9.0
CEAG Crouse-Hinds | 51520 | EC001952 | EF002423 | EV011515 | 9.0
CEAG Crouse-Hinds | 51520 | EC001952 | EF004284 | EV006800 | 9.0
CEAG Crouse-Hinds | 51520 | EC001952 | EF004293 | EV008784 | 9.0
CEAG Crouse-Hinds | 51520 | EC001952 | EF005127 | 24 - 48 | 9.0
CEAG Crouse-Hinds | 51520 | EC001952 | EF005474 | EV006422 | 9.0
CEAG Crouse-Hinds | 51520 | EC001952 | EF005728 | EV009071 | 9.0
CEAG Crouse-Hinds | 51520 | EC001952 | EF005905 | Oui | 9.0
CEAG Crouse-Hinds | 51520 | EC001952 | EF007556 | Oui | 9.0
CEAG Crouse-Hinds | 51520 | EC001952 | EF008404 | EV010598 | 9.0
CEAG Crouse-Hinds | 51520 | EC001952 | EF009346 | 5700 - 5700 | 9.0
CEAG Crouse-Hinds | 51520 | EC001952 | EF009349 | 5386 | 9.0
CEAG Crouse-Hinds | 51520 | EC001952 | EF009350 | EV000202 | 9.0
CEAG Crouse-Hinds | 51520 | EC001952 | EF009482 | Non | 9.0
CEAG Crouse-Hinds | 51520 | EC001952 | EF011868 | EV015019 | 9.0
CEAG Crouse-Hinds | 51520 | EC001952 | EF011959 | EV000154 | 9.0
CEAG Crouse-Hinds | 51520 | EC001952 | EF012170 | EV014411 | 9.0
CEAG Crouse-Hinds | 51520 | EC001952 | EF016286 | Non | 9.0
CEAG Crouse-Hinds | 51520 | EC001952 | EF025740 | 1 | 9.0
CEAG Crouse-Hinds | 51521 | EC001952 | EF000003 | EV010173 | 9.0
CEAG Crouse-Hinds | 51521 | EC001952 | EF000004 | EV000582 | 9.0
CEAG Crouse-Hinds | 51521 | EC001952 | EF000008 | 265 | 9.0
CEAG Crouse-Hinds | 51521 | EC001952 | EF000048 | EV000494 | 9.0
CEAG Crouse-Hinds | 51521 | EC001952 | EF000085 | 6 | 9.0
CEAG Crouse-Hinds | 51521 | EC001952 | EF000124 | EV001008 | 9.0
CEAG Crouse-Hinds | 51521 | EC001952 | EF000187 | EV000509 | 9.0
CEAG Crouse-Hinds | 51521 | EC001952 | EF000280 | 49 - 49 | 9.0
CEAG Crouse-Hinds | 51521 | EC001952 | EF000381 | EV011530 | 9.0
CEAG Crouse-Hinds | 51521 | EC001952 | EF000441 | Oui | 9.0
CEAG Crouse-Hinds | 51521 | EC001952 | EF001391 | 6 | 9.0
CEAG Crouse-Hinds | 51521 | EC001952 | EF001438 | 343 | 9.0
CEAG Crouse-Hinds | 51521 | EC001952 | EF001456 | 255 | 9.0
CEAG Crouse-Hinds | 51521 | EC001952 | EF002423 | EV011515 | 9.0
CEAG Crouse-Hinds | 51521 | EC001952 | EF004284 | EV006800 | 9.0
CEAG Crouse-Hinds | 51521 | EC001952 | EF004293 | EV008784 | 9.0
CEAG Crouse-Hinds | 51521 | EC001952 | EF005127 | 110 - 277 | 9.0
CEAG Crouse-Hinds | 51521 | EC001952 | EF005474 | EV006422 | 9.0
CEAG Crouse-Hinds | 51521 | EC001952 | EF005728 | EV009071 | 9.0
CEAG Crouse-Hinds | 51521 | EC001952 | EF005905 | Oui | 9.0
CEAG Crouse-Hinds | 51521 | EC001952 | EF007556 | Oui | 9.0
CEAG Crouse-Hinds | 51521 | EC001952 | EF008404 | EV010598 | 9.0
CEAG Crouse-Hinds | 51521 | EC001952 | EF009346 | 5700 - 5700 | 9.0
CEAG Crouse-Hinds | 51521 | EC001952 | EF009349 | 5386 | 9.0
CEAG Crouse-Hinds | 51521 | EC001952 | EF009350 | EV000202 | 9.0
CEAG Crouse-Hinds | 51521 | EC001952 | EF009482 | Non | 9.0
CEAG Crouse-Hinds | 51521 | EC001952 | EF011868 | EV015019 | 9.0
CEAG Crouse-Hinds | 51521 | EC001952 | EF011959 | EV000154 | 9.0
CEAG Crouse-Hinds | 51521 | EC001952 | EF012170 | EV014411 | 9.0
CEAG Crouse-Hinds | 51521 | EC001952 | EF016286 | Non | 9.0
CEAG Crouse-Hinds | 51521 | EC001952 | EF025740 | 0.93 | 9.0
CEAG Crouse-Hinds | 51522 | EC001952 | EF000003 | EV010173 | 9.0
CEAG Crouse-Hinds | 51522 | EC001952 | EF000004 | EV000582 | 9.0
CEAG Crouse-Hinds | 51522 | EC001952 | EF000008 | 303 | 9.0
CEAG Crouse-Hinds | 51522 | EC001952 | EF000048 | EV000494 | 9.0
CEAG Crouse-Hinds | 51522 | EC001952 | EF000085 | 6 | 9.0
CEAG Crouse-Hinds | 51522 | EC001952 | EF000124 | EV001008 | 9.0
CEAG Crouse-Hinds | 51522 | EC001952 | EF000187 | EV000509 | 9.0
CEAG Crouse-Hinds | 51522 | EC001952 | EF000280 | 98 - 98 | 9.0
CEAG Crouse-Hinds | 51522 | EC001952 | EF000381 | EV011530 | 9.0
CEAG Crouse-Hinds | 51522 | EC001952 | EF000441 | Oui | 9.0
CEAG Crouse-Hinds | 51522 | EC001952 | EF001391 | 6 | 9.0
CEAG Crouse-Hinds | 51522 | EC001952 | EF001438 | 502 | 9.0
CEAG Crouse-Hinds | 51522 | EC001952 | EF001456 | 259 | 9.0
CEAG Crouse-Hinds | 51522 | EC001952 | EF002423 | EV011515 | 9.0
CEAG Crouse-Hinds | 51522 | EC001952 | EF004284 | EV006800 | 9.0
CEAG Crouse-Hinds | 51522 | EC001952 | EF004293 | EV008784 | 9.0
CEAG Crouse-Hinds | 51522 | EC001952 | EF005127 | 110 - 277 | 9.0
CEAG Crouse-Hinds | 51522 | EC001952 | EF005474 | EV006422 | 9.0
CEAG Crouse-Hinds | 51522 | EC001952 | EF005728 | EV009071 | 9.0
CEAG Crouse-Hinds | 51522 | EC001952 | EF005905 | Oui | 9.0
CEAG Crouse-Hinds | 51522 | EC001952 | EF007556 | Oui | 9.0
CEAG Crouse-Hinds | 51522 | EC001952 | EF008404 | EV010598 | 9.0
CEAG Crouse-Hinds | 51522 | EC001952 | EF009346 | 5700 - 5700 | 9.0
CEAG Crouse-Hinds | 51522 | EC001952 | EF009349 | 10772 | 9.0
CEAG Crouse-Hinds | 51522 | EC001952 | EF009350 | EV000202 | 9.0
CEAG Crouse-Hinds | 51522 | EC001952 | EF009482 | Non | 9.0
CEAG Crouse-Hinds | 51522 | EC001952 | EF011868 | EV015019 | 9.0
CEAG Crouse-Hinds | 51522 | EC001952 | EF011959 | EV000154 | 9.0
CEAG Crouse-Hinds | 51522 | EC001952 | EF012170 | EV014411 | 9.0
CEAG Crouse-Hinds | 51522 | EC001952 | EF016286 | Non | 9.0
CEAG Crouse-Hinds | 51522 | EC001952 | EF025740 | 0.95 | 9.0
CEAG Crouse-Hinds | 51523 | EC001952 | EF000003 | EV010173 | 9.0
CEAG Crouse-Hinds | 51523 | EC001952 | EF000004 | EV000582 | 9.0
CEAG Crouse-Hinds | 51523 | EC001952 | EF000008 | 465 | 9.0
CEAG Crouse-Hinds | 51523 | EC001952 | EF000048 | EV000494 | 9.0
CEAG Crouse-Hinds | 51523 | EC001952 | EF000085 | 6 | 9.0
CEAG Crouse-Hinds | 51523 | EC001952 | EF000124 | EV001008 | 9.0
CEAG Crouse-Hinds | 51523 | EC001952 | EF000187 | EV000509 | 9.0
CEAG Crouse-Hinds | 51523 | EC001952 | EF000280 | 147 - 147 | 9.0
CEAG Crouse-Hinds | 51523 | EC001952 | EF000381 | EV011530 | 9.0
CEAG Crouse-Hinds | 51523 | EC001952 | EF000441 | Oui | 9.0
CEAG Crouse-Hinds | 51523 | EC001952 | EF001391 | 6 | 9.0
CEAG Crouse-Hinds | 51523 | EC001952 | EF001438 | 607 | 9.0
CEAG Crouse-Hinds | 51523 | EC001952 | EF001456 | 325 | 9.0
CEAG Crouse-Hinds | 51523 | EC001952 | EF002423 | EV011515 | 9.0
CEAG Crouse-Hinds | 51523 | EC001952 | EF004284 | EV006800 | 9.0
CEAG Crouse-Hinds | 51523 | EC001952 | EF004293 | EV008784 | 9.0
CEAG Crouse-Hinds | 51523 | EC001952 | EF005127 | 110 - 277 | 9.0
CEAG Crouse-Hinds | 51523 | EC001952 | EF005474 | EV006422 | 9.0
CEAG Crouse-Hinds | 51523 | EC001952 | EF005728 | EV009071 | 9.0
CEAG Crouse-Hinds | 51523 | EC001952 | EF005905 | Oui | 9.0
CEAG Crouse-Hinds | 51523 | EC001952 | EF007556 | Oui | 9.0
CEAG Crouse-Hinds | 51523 | EC001952 | EF008404 | EV010598 | 9.0
CEAG Crouse-Hinds | 51523 | EC001952 | EF009346 | 5700 - 5700 | 9.0
CEAG Crouse-Hinds | 51523 | EC001952 | EF009349 | 16158 | 9.0
CEAG Crouse-Hinds | 51523 | EC001952 | EF009350 | EV000202 | 9.0
CEAG Crouse-Hinds | 51523 | EC001952 | EF009482 | Non | 9.0
CEAG Crouse-Hinds | 51523 | EC001952 | EF011868 | EV015019 | 9.0
CEAG Crouse-Hinds | 51523 | EC001952 | EF011959 | EV000154 | 9.0
CEAG Crouse-Hinds | 51523 | EC001952 | EF012170 | EV014411 | 9.0
CEAG Crouse-Hinds | 51523 | EC001952 | EF016286 | Non | 9.0
CEAG Crouse-Hinds | 51523 | EC001952 | EF025740 | 0.95 | 9.0
CEAG Crouse-Hinds | 51524 | EC001952 | EF000003 | EV010173 | 9.0
CEAG Crouse-Hinds | 51524 | EC001952 | EF000004 | EV000582 | 9.0
CEAG Crouse-Hinds | 51524 | EC001952 | EF000008 | 465 | 9.0
CEAG Crouse-Hinds | 51524 | EC001952 | EF000048 | EV000494 | 9.0
CEAG Crouse-Hinds | 51524 | EC001952 | EF000085 | 6 | 9.0
CEAG Crouse-Hinds | 51524 | EC001952 | EF000124 | EV001008 | 9.0
CEAG Crouse-Hinds | 51524 | EC001952 | EF000187 | EV000509 | 9.0
CEAG Crouse-Hinds | 51524 | EC001952 | EF000280 | 196 - 196 | 9.0
CEAG Crouse-Hinds | 51524 | EC001952 | EF000381 | EV011530 | 9.0
CEAG Crouse-Hinds | 51524 | EC001952 | EF000441 | Oui | 9.0
CEAG Crouse-Hinds | 51524 | EC001952 | EF001391 | 6 | 9.0
CEAG Crouse-Hinds | 51524 | EC001952 | EF001438 | 607 | 9.0
CEAG Crouse-Hinds | 51524 | EC001952 | EF001456 | 325 | 9.0
CEAG Crouse-Hinds | 51524 | EC001952 | EF002423 | EV011515 | 9.0
CEAG Crouse-Hinds | 51524 | EC001952 | EF004284 | EV006800 | 9.0
CEAG Crouse-Hinds | 51524 | EC001952 | EF004293 | EV008784 | 9.0
CEAG Crouse-Hinds | 51524 | EC001952 | EF005127 | 110 - 277 | 9.0
CEAG Crouse-Hinds | 51524 | EC001952 | EF005474 | EV006422 | 9.0
CEAG Crouse-Hinds | 51524 | EC001952 | EF005728 | EV009071 | 9.0
CEAG Crouse-Hinds | 51524 | EC001952 | EF005905 | Oui | 9.0
CEAG Crouse-Hinds | 51524 | EC001952 | EF007556 | Oui | 9.0
CEAG Crouse-Hinds | 51524 | EC001952 | EF008404 | EV010598 | 9.0
CEAG Crouse-Hinds | 51524 | EC001952 | EF009346 | 5700 - 5700 | 9.0
CEAG Crouse-Hinds | 51524 | EC001952 | EF009349 | 21544 | 9.0
CEAG Crouse-Hinds | 51524 | EC001952 | EF009350 | EV000202 | 9.0
CEAG Crouse-Hinds | 51524 | EC001952 | EF009482 | Non | 9.0
CEAG Crouse-Hinds | 51524 | EC001952 | EF011868 | EV015019 | 9.0
CEAG Crouse-Hinds | 51524 | EC001952 | EF011959 | EV000154 | 9.0
CEAG Crouse-Hinds | 51524 | EC001952 | EF012170 | EV014411 | 9.0
CEAG Crouse-Hinds | 51524 | EC001952 | EF016286 | Non | 9.0
CEAG Crouse-Hinds | 51524 | EC001952 | EF025740 | 0.95 | 9.0
CEAG Crouse-Hinds | 51525 | EC001952 | EF000003 | EV010173 | 9.0
CEAG Crouse-Hinds | 51525 | EC001952 | EF000004 | EV000582 | 9.0
CEAG Crouse-Hinds | 51525 | EC001952 | EF000008 | 465 | 9.0
CEAG Crouse-Hinds | 51525 | EC001952 | EF000048 | EV000494 | 9.0
CEAG Crouse-Hinds | 51525 | EC001952 | EF000085 | 6 | 9.0
CEAG Crouse-Hinds | 51525 | EC001952 | EF000124 | EV001008 | 9.0
CEAG Crouse-Hinds | 51525 | EC001952 | EF000187 | EV000509 | 9.0
CEAG Crouse-Hinds | 51525 | EC001952 | EF000280 | 245 - 245 | 9.0
CEAG Crouse-Hinds | 51525 | EC001952 | EF000381 | EV011530 | 9.0
CEAG Crouse-Hinds | 51525 | EC001952 | EF000441 | Oui | 9.0
CEAG Crouse-Hinds | 51525 | EC001952 | EF001391 | 6 | 9.0
CEAG Crouse-Hinds | 51525 | EC001952 | EF001438 | 866 | 9.0
CEAG Crouse-Hinds | 51525 | EC001952 | EF001456 | 328 | 9.0
CEAG Crouse-Hinds | 51525 | EC001952 | EF002423 | EV011515 | 9.0
CEAG Crouse-Hinds | 51525 | EC001952 | EF004284 | EV006800 | 9.0
CEAG Crouse-Hinds | 51525 | EC001952 | EF004293 | EV008784 | 9.0
CEAG Crouse-Hinds | 51525 | EC001952 | EF005127 | 110 - 277 | 9.0
CEAG Crouse-Hinds | 51525 | EC001952 | EF005474 | EV006422 | 9.0
CEAG Crouse-Hinds | 51525 | EC001952 | EF005728 | EV009071 | 9.0
CEAG Crouse-Hinds | 51525 | EC001952 | EF005905 | Oui | 9.0
CEAG Crouse-Hinds | 51525 | EC001952 | EF007556 | Oui | 9.0
CEAG Crouse-Hinds | 51525 | EC001952 | EF008404 | EV010598 | 9.0
CEAG Crouse-Hinds | 51525 | EC001952 | EF009346 | 5700 - 5700 | 9.0
CEAG Crouse-Hinds | 51525 | EC001952 | EF009349 | 26930 | 9.0
CEAG Crouse-Hinds | 51525 | EC001952 | EF009350 | EV000202 | 9.0
CEAG Crouse-Hinds | 51525 | EC001952 | EF009482 | Non | 9.0
CEAG Crouse-Hinds | 51525 | EC001952 | EF011868 | EV015019 | 9.0
CEAG Crouse-Hinds | 51525 | EC001952 | EF011959 | EV000154 | 9.0
CEAG Crouse-Hinds | 51525 | EC001952 | EF012170 | EV014411 | 9.0
CEAG Crouse-Hinds | 51525 | EC001952 | EF016286 | Non | 9.0
CEAG Crouse-Hinds | 51525 | EC001952 | EF025740 | 0.95 | 9.0
CEAG Crouse-Hinds | 51526 | EC001952 | EF000003 | EV010173 | 9.0
CEAG Crouse-Hinds | 51526 | EC001952 | EF000004 | EV000582 | 9.0
CEAG Crouse-Hinds | 51526 | EC001952 | EF000008 | 465 | 9.0
CEAG Crouse-Hinds | 51526 | EC001952 | EF000048 | EV000494 | 9.0
CEAG Crouse-Hinds | 51526 | EC001952 | EF000085 | 6 | 9.0
CEAG Crouse-Hinds | 51526 | EC001952 | EF000124 | EV001008 | 9.0
CEAG Crouse-Hinds | 51526 | EC001952 | EF000187 | EV000509 | 9.0
CEAG Crouse-Hinds | 51526 | EC001952 | EF000280 | 294 - 294 | 9.0
CEAG Crouse-Hinds | 51526 | EC001952 | EF000381 | EV011530 | 9.0
CEAG Crouse-Hinds | 51526 | EC001952 | EF000441 | Oui | 9.0
CEAG Crouse-Hinds | 51526 | EC001952 | EF001391 | 6 | 9.0
CEAG Crouse-Hinds | 51526 | EC001952 | EF001438 | 866 | 9.0
CEAG Crouse-Hinds | 51526 | EC001952 | EF001456 | 328 | 9.0
CEAG Crouse-Hinds | 51526 | EC001952 | EF002423 | EV011515 | 9.0
CEAG Crouse-Hinds | 51526 | EC001952 | EF004284 | EV006800 | 9.0
CEAG Crouse-Hinds | 51526 | EC001952 | EF004293 | EV008784 | 9.0
CEAG Crouse-Hinds | 51526 | EC001952 | EF005127 | 110 - 277 | 9.0
CEAG Crouse-Hinds | 51526 | EC001952 | EF005474 | EV006422 | 9.0
CEAG Crouse-Hinds | 51526 | EC001952 | EF005728 | EV009071 | 9.0
CEAG Crouse-Hinds | 51526 | EC001952 | EF005905 | Oui | 9.0
CEAG Crouse-Hinds | 51526 | EC001952 | EF007556 | Oui | 9.0
CEAG Crouse-Hinds | 51526 | EC001952 | EF008404 | EV010598 | 9.0
CEAG Crouse-Hinds | 51526 | EC001952 | EF009346 | 5700 - 5700 | 9.0
CEAG Crouse-Hinds | 51526 | EC001952 | EF009349 | 32316 | 9.0
CEAG Crouse-Hinds | 51526 | EC001952 | EF009350 | EV000202 | 9.0
CEAG Crouse-Hinds | 51526 | EC001952 | EF009482 | Non | 9.0
CEAG Crouse-Hinds | 51526 | EC001952 | EF011868 | EV015019 | 9.0
CEAG Crouse-Hinds | 51526 | EC001952 | EF011959 | EV000154 | 9.0
CEAG Crouse-Hinds | 51526 | EC001952 | EF012170 | EV014411 | 9.0
CEAG Crouse-Hinds | 51526 | EC001952 | EF016286 | Non | 9.0
CEAG Crouse-Hinds | 51526 | EC001952 | EF025740 | 0.95 | 9.0
CEAG Crouse-Hinds | 51530 | EC001952 | EF000003 | EV010173 | 9.0
CEAG Crouse-Hinds | 51530 | EC001952 | EF000004 | EV000582 | 9.0
CEAG Crouse-Hinds | 51530 | EC001952 | EF000008 | 265 | 9.0
CEAG Crouse-Hinds | 51530 | EC001952 | EF000048 | EV000494 | 9.0
CEAG Crouse-Hinds | 51530 | EC001952 | EF000085 | 6 | 9.0
CEAG Crouse-Hinds | 51530 | EC001952 | EF000124 | EV001008 | 9.0
CEAG Crouse-Hinds | 51530 | EC001952 | EF000187 | EV000509 | 9.0
CEAG Crouse-Hinds | 51530 | EC001952 | EF000280 | 49 - 49 | 9.0
CEAG Crouse-Hinds | 51530 | EC001952 | EF000381 | EV011530 | 9.0
CEAG Crouse-Hinds | 51530 | EC001952 | EF000441 | Oui | 9.0
CEAG Crouse-Hinds | 51530 | EC001952 | EF001391 | 6 | 9.0
CEAG Crouse-Hinds | 51530 | EC001952 | EF001438 | 343 | 9.0
CEAG Crouse-Hinds | 51530 | EC001952 | EF001456 | 255 | 9.0
CEAG Crouse-Hinds | 51530 | EC001952 | EF002423 | EV011515 | 9.0
CEAG Crouse-Hinds | 51530 | EC001952 | EF004284 | EV006800 | 9.0
CEAG Crouse-Hinds | 51530 | EC001952 | EF004293 | EV008784 | 9.0
CEAG Crouse-Hinds | 51530 | EC001952 | EF005127 | 24 - 48 | 9.0
CEAG Crouse-Hinds | 51530 | EC001952 | EF005474 | EV006422 | 9.0
CEAG Crouse-Hinds | 51530 | EC001952 | EF005728 | EV009071 | 9.0
CEAG Crouse-Hinds | 51530 | EC001952 | EF005905 | Oui | 9.0
CEAG Crouse-Hinds | 51530 | EC001952 | EF007556 | Oui | 9.0
CEAG Crouse-Hinds | 51530 | EC001952 | EF008157 | EV011534 | 9.0
CEAG Crouse-Hinds | 51530 | EC001952 | EF008404 | EV010598 | 9.0
CEAG Crouse-Hinds | 51530 | EC001952 | EF009346 | 5700 - 5700 | 9.0
CEAG Crouse-Hinds | 51530 | EC001952 | EF009347 | 49 | 9.0
CEAG Crouse-Hinds | 51530 | EC001952 | EF009349 | 5207 | 9.0
CEAG Crouse-Hinds | 51530 | EC001952 | EF009350 | EV000202 | 9.0
CEAG Crouse-Hinds | 51530 | EC001952 | EF009482 | Non | 9.0
CEAG Crouse-Hinds | 51530 | EC001952 | EF011868 | EV015019 | 9.0
CEAG Crouse-Hinds | 51530 | EC001952 | EF011959 | EV000154 | 9.0
CEAG Crouse-Hinds | 51530 | EC001952 | EF012170 | EV014411 | 9.0
CEAG Crouse-Hinds | 51530 | EC001952 | EF016286 | Non | 9.0
CEAG Crouse-Hinds | 51530 | EC001952 | EF025740 | 1 | 9.0
CEAG Crouse-Hinds | 51531 | EC001952 | EF000003 | EV010173 | 9.0
CEAG Crouse-Hinds | 51531 | EC001952 | EF000004 | EV000582 | 9.0
CEAG Crouse-Hinds | 51531 | EC001952 | EF000008 | 265 | 9.0
CEAG Crouse-Hinds | 51531 | EC001952 | EF000048 | EV000494 | 9.0
CEAG Crouse-Hinds | 51531 | EC001952 | EF000085 | 6 | 9.0
CEAG Crouse-Hinds | 51531 | EC001952 | EF000124 | EV001008 | 9.0
CEAG Crouse-Hinds | 51531 | EC001952 | EF000187 | EV000509 | 9.0
CEAG Crouse-Hinds | 51531 | EC001952 | EF000280 | 49 - 49 | 9.0
CEAG Crouse-Hinds | 51531 | EC001952 | EF000381 | EV011530 | 9.0
CEAG Crouse-Hinds | 51531 | EC001952 | EF000441 | Oui | 9.0
CEAG Crouse-Hinds | 51531 | EC001952 | EF001391 | 6 | 9.0
CEAG Crouse-Hinds | 51531 | EC001952 | EF001438 | 343 | 9.0
CEAG Crouse-Hinds | 51531 | EC001952 | EF001456 | 255 | 9.0
CEAG Crouse-Hinds | 51531 | EC001952 | EF002423 | EV011515 | 9.0
CEAG Crouse-Hinds | 51531 | EC001952 | EF004284 | EV006800 | 9.0
CEAG Crouse-Hinds | 51531 | EC001952 | EF004293 | EV008784 | 9.0
CEAG Crouse-Hinds | 51531 | EC001952 | EF005127 | 110 - 277 | 9.0
CEAG Crouse-Hinds | 51531 | EC001952 | EF005474 | EV006422 | 9.0
CEAG Crouse-Hinds | 51531 | EC001952 | EF005728 | EV009071 | 9.0
CEAG Crouse-Hinds | 51531 | EC001952 | EF005905 | Oui | 9.0
CEAG Crouse-Hinds | 51531 | EC001952 | EF007556 | Oui | 9.0
CEAG Crouse-Hinds | 51531 | EC001952 | EF008157 | EV011534 | 9.0
CEAG Crouse-Hinds | 51531 | EC001952 | EF008404 | EV010598 | 9.0
CEAG Crouse-Hinds | 51531 | EC001952 | EF009346 | 5700 - 5700 | 9.0
CEAG Crouse-Hinds | 51531 | EC001952 | EF009349 | 5207 | 9.0
CEAG Crouse-Hinds | 51531 | EC001952 | EF009350 | EV000202 | 9.0
CEAG Crouse-Hinds | 51531 | EC001952 | EF009482 | Non | 9.0
CEAG Crouse-Hinds | 51531 | EC001952 | EF011868 | EV015019 | 9.0
CEAG Crouse-Hinds | 51531 | EC001952 | EF011959 | EV000154 | 9.0
CEAG Crouse-Hinds | 51531 | EC001952 | EF012170 | EV014411 | 9.0
CEAG Crouse-Hinds | 51531 | EC001952 | EF016286 | Non | 9.0
CEAG Crouse-Hinds | 51531 | EC001952 | EF025740 | 0.93 | 9.0
CEAG Crouse-Hinds | 51532 | EC001952 | EF000003 | EV010173 | 9.0
CEAG Crouse-Hinds | 51532 | EC001952 | EF000004 | EV000582 | 9.0
CEAG Crouse-Hinds | 51532 | EC001952 | EF000008 | 303 | 9.0
CEAG Crouse-Hinds | 51532 | EC001952 | EF000048 | EV000494 | 9.0
CEAG Crouse-Hinds | 51532 | EC001952 | EF000085 | 6 | 9.0
CEAG Crouse-Hinds | 51532 | EC001952 | EF000124 | EV001008 | 9.0
CEAG Crouse-Hinds | 51532 | EC001952 | EF000187 | EV000509 | 9.0
CEAG Crouse-Hinds | 51532 | EC001952 | EF000280 | 98 - 98 | 9.0
CEAG Crouse-Hinds | 51532 | EC001952 | EF000381 | EV011530 | 9.0
CEAG Crouse-Hinds | 51532 | EC001952 | EF000441 | Oui | 9.0
CEAG Crouse-Hinds | 51532 | EC001952 | EF001391 | 6 | 9.0
CEAG Crouse-Hinds | 51532 | EC001952 | EF001438 | 502 | 9.0
CEAG Crouse-Hinds | 51532 | EC001952 | EF001456 | 259 | 9.0
CEAG Crouse-Hinds | 51532 | EC001952 | EF002423 | EV011515 | 9.0
CEAG Crouse-Hinds | 51532 | EC001952 | EF004284 | EV006800 | 9.0
CEAG Crouse-Hinds | 51532 | EC001952 | EF004293 | EV008784 | 9.0
CEAG Crouse-Hinds | 51532 | EC001952 | EF005127 | 110 - 277 | 9.0
CEAG Crouse-Hinds | 51532 | EC001952 | EF005474 | EV006422 | 9.0
CEAG Crouse-Hinds | 51532 | EC001952 | EF005728 | EV009071 | 9.0
CEAG Crouse-Hinds | 51532 | EC001952 | EF005905 | Oui | 9.0
CEAG Crouse-Hinds | 51532 | EC001952 | EF007556 | Oui | 9.0
CEAG Crouse-Hinds | 51532 | EC001952 | EF008157 | EV011534 | 9.0
CEAG Crouse-Hinds | 51532 | EC001952 | EF008404 | EV010598 | 9.0
CEAG Crouse-Hinds | 51532 | EC001952 | EF009346 | 5700 - 5700 | 9.0
CEAG Crouse-Hinds | 51532 | EC001952 | EF009349 | 10414 | 9.0
CEAG Crouse-Hinds | 51532 | EC001952 | EF009350 | EV000202 | 9.0
CEAG Crouse-Hinds | 51532 | EC001952 | EF009482 | Non | 9.0
CEAG Crouse-Hinds | 51532 | EC001952 | EF011868 | EV015019 | 9.0
CEAG Crouse-Hinds | 51532 | EC001952 | EF011959 | EV000154 | 9.0
CEAG Crouse-Hinds | 51532 | EC001952 | EF012170 | EV014411 | 9.0
CEAG Crouse-Hinds | 51532 | EC001952 | EF016286 | Non | 9.0
CEAG Crouse-Hinds | 51532 | EC001952 | EF025740 | 0.95 | 9.0
CEAG Crouse-Hinds | 51533 | EC001952 | EF000003 | EV010173 | 9.0
CEAG Crouse-Hinds | 51533 | EC001952 | EF000004 | EV000582 | 9.0
CEAG Crouse-Hinds | 51533 | EC001952 | EF000008 | 465 | 9.0
CEAG Crouse-Hinds | 51533 | EC001952 | EF000048 | EV000494 | 9.0
CEAG Crouse-Hinds | 51533 | EC001952 | EF000085 | 6 | 9.0
CEAG Crouse-Hinds | 51533 | EC001952 | EF000124 | EV001008 | 9.0
CEAG Crouse-Hinds | 51533 | EC001952 | EF000187 | EV000509 | 9.0
CEAG Crouse-Hinds | 51533 | EC001952 | EF000280 | 147 - 147 | 9.0
CEAG Crouse-Hinds | 51533 | EC001952 | EF000381 | EV011530 | 9.0
CEAG Crouse-Hinds | 51533 | EC001952 | EF000441 | Oui | 9.0
CEAG Crouse-Hinds | 51533 | EC001952 | EF001391 | 6 | 9.0
CEAG Crouse-Hinds | 51533 | EC001952 | EF001438 | 607 | 9.0
CEAG Crouse-Hinds | 51533 | EC001952 | EF001456 | 325 | 9.0
CEAG Crouse-Hinds | 51533 | EC001952 | EF002423 | EV011515 | 9.0
CEAG Crouse-Hinds | 51533 | EC001952 | EF004284 | EV006800 | 9.0
CEAG Crouse-Hinds | 51533 | EC001952 | EF004293 | EV008784 | 9.0
CEAG Crouse-Hinds | 51533 | EC001952 | EF005127 | 110 - 277 | 9.0
CEAG Crouse-Hinds | 51533 | EC001952 | EF005474 | EV006422 | 9.0
CEAG Crouse-Hinds | 51533 | EC001952 | EF005728 | EV009071 | 9.0
CEAG Crouse-Hinds | 51533 | EC001952 | EF005905 | Oui | 9.0
CEAG Crouse-Hinds | 51533 | EC001952 | EF007556 | Oui | 9.0
CEAG Crouse-Hinds | 51533 | EC001952 | EF008157 | EV011534 | 9.0
CEAG Crouse-Hinds | 51533 | EC001952 | EF008404 | EV010598 | 9.0
CEAG Crouse-Hinds | 51533 | EC001952 | EF009346 | 5700 - 5700 | 9.0
CEAG Crouse-Hinds | 51533 | EC001952 | EF009349 | 15621 | 9.0
CEAG Crouse-Hinds | 51533 | EC001952 | EF009350 | EV000202 | 9.0
CEAG Crouse-Hinds | 51533 | EC001952 | EF009482 | Non | 9.0
CEAG Crouse-Hinds | 51533 | EC001952 | EF011868 | EV015019 | 9.0
CEAG Crouse-Hinds | 51533 | EC001952 | EF011959 | EV000154 | 9.0
CEAG Crouse-Hinds | 51533 | EC001952 | EF012170 | EV014411 | 9.0
CEAG Crouse-Hinds | 51533 | EC001952 | EF016286 | Non | 9.0
CEAG Crouse-Hinds | 51533 | EC001952 | EF025740 | 0.95 | 9.0
CEAG Crouse-Hinds | 51534 | EC001952 | EF000003 | EV010173 | 9.0
CEAG Crouse-Hinds | 51534 | EC001952 | EF000004 | EV000582 | 9.0
CEAG Crouse-Hinds | 51534 | EC001952 | EF000008 | 465 | 9.0
CEAG Crouse-Hinds | 51534 | EC001952 | EF000048 | EV000494 | 9.0
CEAG Crouse-Hinds | 51534 | EC001952 | EF000085 | 6 | 9.0
CEAG Crouse-Hinds | 51534 | EC001952 | EF000124 | EV001008 | 9.0
CEAG Crouse-Hinds | 51534 | EC001952 | EF000187 | EV000509 | 9.0
CEAG Crouse-Hinds | 51534 | EC001952 | EF000280 | 196 - 196 | 9.0
CEAG Crouse-Hinds | 51534 | EC001952 | EF000381 | EV011530 | 9.0
CEAG Crouse-Hinds | 51534 | EC001952 | EF000441 | Oui | 9.0
CEAG Crouse-Hinds | 51534 | EC001952 | EF001391 | 6 | 9.0
CEAG Crouse-Hinds | 51534 | EC001952 | EF001438 | 607 | 9.0
CEAG Crouse-Hinds | 51534 | EC001952 | EF001456 | 325 | 9.0
CEAG Crouse-Hinds | 51534 | EC001952 | EF002423 | EV011515 | 9.0
CEAG Crouse-Hinds | 51534 | EC001952 | EF004284 | EV006800 | 9.0
CEAG Crouse-Hinds | 51534 | EC001952 | EF004293 | EV008784 | 9.0
CEAG Crouse-Hinds | 51534 | EC001952 | EF005127 | 110 - 277 | 9.0
CEAG Crouse-Hinds | 51534 | EC001952 | EF005474 | EV006422 | 9.0
CEAG Crouse-Hinds | 51534 | EC001952 | EF005728 | EV009071 | 9.0
CEAG Crouse-Hinds | 51534 | EC001952 | EF005905 | Oui | 9.0
CEAG Crouse-Hinds | 51534 | EC001952 | EF007556 | Oui | 9.0
CEAG Crouse-Hinds | 51534 | EC001952 | EF008157 | EV011534 | 9.0
CEAG Crouse-Hinds | 51534 | EC001952 | EF008404 | EV010598 | 9.0
CEAG Crouse-Hinds | 51534 | EC001952 | EF009346 | 5700 - 5700 | 9.0
CEAG Crouse-Hinds | 51534 | EC001952 | EF009349 | 20828 | 9.0
CEAG Crouse-Hinds | 51534 | EC001952 | EF009350 | EV000202 | 9.0
CEAG Crouse-Hinds | 51534 | EC001952 | EF009482 | Non | 9.0
CEAG Crouse-Hinds | 51534 | EC001952 | EF011868 | EV015019 | 9.0
CEAG Crouse-Hinds | 51534 | EC001952 | EF011959 | EV000154 | 9.0
CEAG Crouse-Hinds | 51534 | EC001952 | EF012170 | EV014411 | 9.0
CEAG Crouse-Hinds | 51534 | EC001952 | EF016286 | Non | 9.0
CEAG Crouse-Hinds | 51534 | EC001952 | EF025740 | 0.95 | 9.0
CEAG Crouse-Hinds | 51535 | EC001952 | EF000003 | EV010173 | 9.0
CEAG Crouse-Hinds | 51535 | EC001952 | EF000004 | EV000582 | 9.0
CEAG Crouse-Hinds | 51535 | EC001952 | EF000008 | 465 | 9.0
CEAG Crouse-Hinds | 51535 | EC001952 | EF000048 | EV000494 | 9.0
CEAG Crouse-Hinds | 51535 | EC001952 | EF000085 | 6 | 9.0
CEAG Crouse-Hinds | 51535 | EC001952 | EF000124 | EV001008 | 9.0
CEAG Crouse-Hinds | 51535 | EC001952 | EF000187 | EV000509 | 9.0
CEAG Crouse-Hinds | 51535 | EC001952 | EF000280 | 245 - 245 | 9.0
CEAG Crouse-Hinds | 51535 | EC001952 | EF000381 | EV011530 | 9.0
CEAG Crouse-Hinds | 51535 | EC001952 | EF000441 | Oui | 9.0
CEAG Crouse-Hinds | 51535 | EC001952 | EF001391 | 6 | 9.0
CEAG Crouse-Hinds | 51535 | EC001952 | EF001438 | 866 | 9.0
CEAG Crouse-Hinds | 51535 | EC001952 | EF001456 | 328 | 9.0
CEAG Crouse-Hinds | 51535 | EC001952 | EF002423 | EV011515 | 9.0
CEAG Crouse-Hinds | 51535 | EC001952 | EF004284 | EV006800 | 9.0
CEAG Crouse-Hinds | 51535 | EC001952 | EF004293 | EV008784 | 9.0
CEAG Crouse-Hinds | 51535 | EC001952 | EF005127 | 110 - 277 | 9.0
CEAG Crouse-Hinds | 51535 | EC001952 | EF005474 | EV006422 | 9.0
CEAG Crouse-Hinds | 51535 | EC001952 | EF005728 | EV009071 | 9.0
CEAG Crouse-Hinds | 51535 | EC001952 | EF005905 | Oui | 9.0
CEAG Crouse-Hinds | 51535 | EC001952 | EF007556 | Oui | 9.0
CEAG Crouse-Hinds | 51535 | EC001952 | EF008157 | EV011534 | 9.0
CEAG Crouse-Hinds | 51535 | EC001952 | EF008404 | EV010598 | 9.0
CEAG Crouse-Hinds | 51535 | EC001952 | EF009346 | 5700 - 5700 | 9.0
CEAG Crouse-Hinds | 51535 | EC001952 | EF009349 | 26035 | 9.0
CEAG Crouse-Hinds | 51535 | EC001952 | EF009350 | EV000202 | 9.0
CEAG Crouse-Hinds | 51535 | EC001952 | EF009482 | Non | 9.0
CEAG Crouse-Hinds | 51535 | EC001952 | EF011868 | EV015019 | 9.0
CEAG Crouse-Hinds | 51535 | EC001952 | EF011959 | EV000154 | 9.0
CEAG Crouse-Hinds | 51535 | EC001952 | EF012170 | EV014411 | 9.0
CEAG Crouse-Hinds | 51535 | EC001952 | EF016286 | Non | 9.0
CEAG Crouse-Hinds | 51535 | EC001952 | EF025740 | 0.95 | 9.0
CEAG Crouse-Hinds | 51536 | EC001952 | EF000003 | EV010173 | 9.0
CEAG Crouse-Hinds | 51536 | EC001952 | EF000004 | EV000582 | 9.0
CEAG Crouse-Hinds | 51536 | EC001952 | EF000008 | 465 | 9.0
CEAG Crouse-Hinds | 51536 | EC001952 | EF000048 | EV000494 | 9.0
CEAG Crouse-Hinds | 51536 | EC001952 | EF000085 | 6 | 9.0
CEAG Crouse-Hinds | 51536 | EC001952 | EF000124 | EV001008 | 9.0
CEAG Crouse-Hinds | 51536 | EC001952 | EF000187 | EV000509 | 9.0
CEAG Crouse-Hinds | 51536 | EC001952 | EF000280 | 294 - 294 | 9.0
CEAG Crouse-Hinds | 51536 | EC001952 | EF000381 | EV011530 | 9.0
CEAG Crouse-Hinds | 51536 | EC001952 | EF000441 | Oui | 9.0
CEAG Crouse-Hinds | 51536 | EC001952 | EF001391 | 6 | 9.0
CEAG Crouse-Hinds | 51536 | EC001952 | EF001438 | 866 | 9.0
CEAG Crouse-Hinds | 51536 | EC001952 | EF001456 | 328 | 9.0
CEAG Crouse-Hinds | 51536 | EC001952 | EF002423 | EV011515 | 9.0
CEAG Crouse-Hinds | 51536 | EC001952 | EF004284 | EV006800 | 9.0
CEAG Crouse-Hinds | 51536 | EC001952 | EF004293 | EV008784 | 9.0
CEAG Crouse-Hinds | 51536 | EC001952 | EF005127 | 110 - 277 | 9.0
CEAG Crouse-Hinds | 51536 | EC001952 | EF005474 | EV006422 | 9.0
CEAG Crouse-Hinds | 51536 | EC001952 | EF005728 | EV009071 | 9.0
CEAG Crouse-Hinds | 51536 | EC001952 | EF005905 | Oui | 9.0
CEAG Crouse-Hinds | 51536 | EC001952 | EF007556 | Oui | 9.0
CEAG Crouse-Hinds | 51536 | EC001952 | EF008157 | EV011534 | 9.0
CEAG Crouse-Hinds | 51536 | EC001952 | EF008404 | EV010598 | 9.0
CEAG Crouse-Hinds | 51536 | EC001952 | EF009346 | 5700 - 5700 | 9.0
CEAG Crouse-Hinds | 51536 | EC001952 | EF009349 | 31242 | 9.0
CEAG Crouse-Hinds | 51536 | EC001952 | EF009350 | EV000202 | 9.0
CEAG Crouse-Hinds | 51536 | EC001952 | EF009482 | Non | 9.0
CEAG Crouse-Hinds | 51536 | EC001952 | EF011868 | EV015019 | 9.0
CEAG Crouse-Hinds | 51536 | EC001952 | EF011959 | EV000154 | 9.0
CEAG Crouse-Hinds | 51536 | EC001952 | EF012170 | EV014411 | 9.0
CEAG Crouse-Hinds | 51536 | EC001952 | EF016286 | Non | 9.0
CEAG Crouse-Hinds | 51536 | EC001952 | EF025740 | 0.95 | 9.0
CEAG Crouse-Hinds | 51553 | EC002557 | EF000007 | EV000154 | 9.0
CEAG Crouse-Hinds | 51553 | EC002557 | EF000215 | EV000154 | 9.0
CEAG Crouse-Hinds | 51553 | EC002557 | EF002169 | EV000154 | 9.0
CEAG Crouse-Hinds | 51553 | EC002557 | EF006243 | Non | 9.0
CEAG Crouse-Hinds | 51553 | EC002557 | EF013236 | Oui | 9.0
CEAG Crouse-Hinds | 51553 | EC002557 | EF013237 | Oui | 9.0
CEAG Crouse-Hinds | 51570 | EC000940 | EF000007 | EV000206 | 9.0
CEAG Crouse-Hinds | 51570 | EC000940 | EF000025 | oui | 9.0
CEAG Crouse-Hinds | 51570 | EC000940 | EF000051 | EV008879 | 9.0
CEAG Crouse-Hinds | 51570 | EC000940 | EF000084 | oui | 9.0
CEAG Crouse-Hinds | 51570 | EC000940 | EF000139 | EV006034 | 9.0
CEAG Crouse-Hinds | 51570 | EC000940 | EF001210 | non | 9.0
CEAG Crouse-Hinds | 51570 | EC000940 | EF001257 | EV000402 | 9.0
CEAG Crouse-Hinds | 51570 | EC000940 | EF001758 | EV003712 | 9.0
CEAG Crouse-Hinds | 51570 | EC000940 | EF002169 | EV000139 | 9.0
CEAG Crouse-Hinds | 51570 | EC000940 | EF003712 | 1,5 | 9.0
CEAG Crouse-Hinds | 51570 | EC000940 | EF006304 | Non | 9.0
CEAG Crouse-Hinds | 51570 | EC000940 | EF007838 | EV000154 | 9.0
CEAG Crouse-Hinds | 51570 | EC000940 | EF007839 | 12 | 9.0
CEAG Crouse-Hinds | 51571 | EC000940 | EF000007 | EV000206 | 9.0
CEAG Crouse-Hinds | 51571 | EC000940 | EF000025 | oui | 9.0
CEAG Crouse-Hinds | 51571 | EC000940 | EF000051 | EV008879 | 9.0
CEAG Crouse-Hinds | 51571 | EC000940 | EF000084 | oui | 9.0
CEAG Crouse-Hinds | 51571 | EC000940 | EF000139 | EV006034 | 9.0
CEAG Crouse-Hinds | 51571 | EC000940 | EF001210 | non | 9.0
CEAG Crouse-Hinds | 51571 | EC000940 | EF001257 | EV000402 | 9.0
CEAG Crouse-Hinds | 51571 | EC000940 | EF001758 | EV003712 | 9.0
CEAG Crouse-Hinds | 51571 | EC000940 | EF002169 | EV000139 | 9.0
CEAG Crouse-Hinds | 51571 | EC000940 | EF003712 | 1,5 | 9.0
CEAG Crouse-Hinds | 51571 | EC000940 | EF006304 | Non | 9.0
CEAG Crouse-Hinds | 51571 | EC000940 | EF007838 | EV000154 | 9.0
CEAG Crouse-Hinds | 51571 | EC000940 | EF007839 | 16 | 9.0
CEAG Crouse-Hinds | 51572 | EC000940 | EF000007 | EV000206 | 9.0
CEAG Crouse-Hinds | 51572 | EC000940 | EF000025 | oui | 9.0
CEAG Crouse-Hinds | 51572 | EC000940 | EF000051 | EV008879 | 9.0
CEAG Crouse-Hinds | 51572 | EC000940 | EF000084 | oui | 9.0
CEAG Crouse-Hinds | 51572 | EC000940 | EF000139 | EV006034 | 9.0
CEAG Crouse-Hinds | 51572 | EC000940 | EF001210 | non | 9.0
CEAG Crouse-Hinds | 51572 | EC000940 | EF001257 | EV000402 | 9.0
CEAG Crouse-Hinds | 51572 | EC000940 | EF001758 | EV003712 | 9.0
CEAG Crouse-Hinds | 51572 | EC000940 | EF002169 | EV000139 | 9.0
CEAG Crouse-Hinds | 51572 | EC000940 | EF003712 | 1,5 | 9.0
CEAG Crouse-Hinds | 51572 | EC000940 | EF006304 | Non | 9.0
CEAG Crouse-Hinds | 51572 | EC000940 | EF007838 | EV000154 | 9.0
CEAG Crouse-Hinds | 51572 | EC000940 | EF007839 | 20 | 9.0
CEAG Crouse-Hinds | 51573 | EC000940 | EF000007 | EV000206 | 9.0
CEAG Crouse-Hinds | 51573 | EC000940 | EF000025 | oui | 9.0
CEAG Crouse-Hinds | 51573 | EC000940 | EF000051 | EV008879 | 9.0
CEAG Crouse-Hinds | 51573 | EC000940 | EF000084 | oui | 9.0
CEAG Crouse-Hinds | 51573 | EC000940 | EF000139 | EV006034 | 9.0
CEAG Crouse-Hinds | 51573 | EC000940 | EF001210 | non | 9.0
CEAG Crouse-Hinds | 51573 | EC000940 | EF001257 | EV000402 | 9.0
CEAG Crouse-Hinds | 51573 | EC000940 | EF001758 | EV003712 | 9.0
CEAG Crouse-Hinds | 51573 | EC000940 | EF002169 | EV000139 | 9.0
CEAG Crouse-Hinds | 51573 | EC000940 | EF003712 | 1,5 | 9.0
CEAG Crouse-Hinds | 51573 | EC000940 | EF006304 | Non | 9.0
CEAG Crouse-Hinds | 51573 | EC000940 | EF007838 | EV000154 | 9.0
CEAG Crouse-Hinds | 51573 | EC000940 | EF007839 | 25 | 9.0
CEAG Crouse-Hinds | 51574 | EC000940 | EF000007 | EV000206 | 9.0
CEAG Crouse-Hinds | 51574 | EC000940 | EF000025 | oui | 9.0
CEAG Crouse-Hinds | 51574 | EC000940 | EF000051 | EV008879 | 9.0
CEAG Crouse-Hinds | 51574 | EC000940 | EF000084 | oui | 9.0
CEAG Crouse-Hinds | 51574 | EC000940 | EF000139 | EV006034 | 9.0
CEAG Crouse-Hinds | 51574 | EC000940 | EF001210 | non | 9.0
CEAG Crouse-Hinds | 51574 | EC000940 | EF001257 | EV000402 | 9.0
CEAG Crouse-Hinds | 51574 | EC000940 | EF001758 | EV003712 | 9.0
CEAG Crouse-Hinds | 51574 | EC000940 | EF002169 | EV000139 | 9.0
CEAG Crouse-Hinds | 51574 | EC000940 | EF003712 | 1,5 | 9.0
CEAG Crouse-Hinds | 51574 | EC000940 | EF006304 | Non | 9.0
CEAG Crouse-Hinds | 51574 | EC000940 | EF007838 | EV000154 | 9.0
CEAG Crouse-Hinds | 51574 | EC000940 | EF007839 | 32 | 9.0
CEAG Crouse-Hinds | 51575 | EC000940 | EF000007 | EV000206 | 9.0
CEAG Crouse-Hinds | 51575 | EC000940 | EF000025 | oui | 9.0
CEAG Crouse-Hinds | 51575 | EC000940 | EF000051 | EV008879 | 9.0
CEAG Crouse-Hinds | 51575 | EC000940 | EF000084 | oui | 9.0
CEAG Crouse-Hinds | 51575 | EC000940 | EF000139 | EV006034 | 9.0
CEAG Crouse-Hinds | 51575 | EC000940 | EF001210 | non | 9.0
CEAG Crouse-Hinds | 51575 | EC000940 | EF001257 | EV000402 | 9.0
CEAG Crouse-Hinds | 51575 | EC000940 | EF001758 | EV003712 | 9.0
CEAG Crouse-Hinds | 51575 | EC000940 | EF002169 | EV000139 | 9.0
CEAG Crouse-Hinds | 51575 | EC000940 | EF003712 | 1,5 | 9.0
CEAG Crouse-Hinds | 51575 | EC000940 | EF006304 | Non | 9.0
CEAG Crouse-Hinds | 51575 | EC000940 | EF007838 | EV000154 | 9.0
CEAG Crouse-Hinds | 51575 | EC000940 | EF007839 | 40 | 9.0
CEAG Crouse-Hinds | 51576 | EC000940 | EF000007 | EV000206 | 9.0
CEAG Crouse-Hinds | 51576 | EC000940 | EF000025 | oui | 9.0
CEAG Crouse-Hinds | 51576 | EC000940 | EF000051 | EV008879 | 9.0
CEAG Crouse-Hinds | 51576 | EC000940 | EF000084 | oui | 9.0
CEAG Crouse-Hinds | 51576 | EC000940 | EF000139 | EV006034 | 9.0
CEAG Crouse-Hinds | 51576 | EC000940 | EF001210 | non | 9.0
CEAG Crouse-Hinds | 51576 | EC000940 | EF001257 | EV000402 | 9.0
CEAG Crouse-Hinds | 51576 | EC000940 | EF001758 | EV003712 | 9.0
CEAG Crouse-Hinds | 51576 | EC000940 | EF002169 | EV000139 | 9.0
CEAG Crouse-Hinds | 51576 | EC000940 | EF003712 | 1,5 | 9.0
CEAG Crouse-Hinds | 51576 | EC000940 | EF006304 | Non | 9.0
CEAG Crouse-Hinds | 51576 | EC000940 | EF007838 | EV000154 | 9.0
CEAG Crouse-Hinds | 51576 | EC000940 | EF007839 | 50 | 9.0
CEAG Crouse-Hinds | 51577 | EC000940 | EF000007 | EV000206 | 9.0
CEAG Crouse-Hinds | 51577 | EC000940 | EF000025 | oui | 9.0
CEAG Crouse-Hinds | 51577 | EC000940 | EF000051 | EV008879 | 9.0
CEAG Crouse-Hinds | 51577 | EC000940 | EF000084 | oui | 9.0
CEAG Crouse-Hinds | 51577 | EC000940 | EF000139 | EV006034 | 9.0
CEAG Crouse-Hinds | 51577 | EC000940 | EF001210 | non | 9.0
CEAG Crouse-Hinds | 51577 | EC000940 | EF001257 | EV000402 | 9.0
CEAG Crouse-Hinds | 51577 | EC000940 | EF001758 | EV003712 | 9.0
CEAG Crouse-Hinds | 51577 | EC000940 | EF002169 | EV000139 | 9.0
CEAG Crouse-Hinds | 51577 | EC000940 | EF003712 | 1,5 | 9.0
CEAG Crouse-Hinds | 51577 | EC000940 | EF006304 | Non | 9.0
CEAG Crouse-Hinds | 51577 | EC000940 | EF007838 | EV000154 | 9.0
CEAG Crouse-Hinds | 51577 | EC000940 | EF007839 | 63 | 9.0
CEAG Crouse-Hinds | 51581 | EC000522 | EF000010 | EV000648 | 9.0
CEAG Crouse-Hinds | 51581 | EC000522 | EF001391 | 1 | 9.0
CEAG Crouse-Hinds | 51581 | EC000522 | EF001596 | EV000139 | 9.0
CEAG Crouse-Hinds | 51581 | EC000522 | EF005728 | EV009071 | 9.0
CEAG Crouse-Hinds | 51581 | EC000522 | EF008404 | EV010598 | 9.0
CEAG Crouse-Hinds | 51582 | EC000522 | EF000010 | EV001360 | 9.0
CEAG Crouse-Hinds | 51582 | EC000522 | EF001391 | 2 | 9.0
CEAG Crouse-Hinds | 51582 | EC000522 | EF001596 | EV000139 | 9.0
CEAG Crouse-Hinds | 51582 | EC000522 | EF005728 | EV009071 | 9.0
CEAG Crouse-Hinds | 51582 | EC000522 | EF008404 | EV010598 | 9.0
CEAG Crouse-Hinds | 51819 | EC000981 | EF000233 | EV003791 | 9.0
CEAG Crouse-Hinds | 51819 | EC000981 | EF002423 | EV011515 | 9.0
CEAG Crouse-Hinds | 51819 | EC000981 | EF005905 | oui | 9.0
CEAG Crouse-Hinds | 51819 | EC000981 | EF001596 | EV000072 | 9.0
CEAG Crouse-Hinds | 51819 | EC000981 | EF000187 | EV000509 | 9.0
CEAG Crouse-Hinds | 51819 | EC000981 | EF005127 | 110 - 250 | 9.0
CEAG Crouse-Hinds | 51819 | EC000981 | EF000381 | EV011530 | 9.0
CEAG Crouse-Hinds | 51819 | EC000981 | EF016286 | Oui | 9.0
CEAG Crouse-Hinds | 51819 | EC000981 | EF001277 | EV003782 | 9.0
CEAG Crouse-Hinds | 51819 | EC000981 | EF001278 | EV000222 | 9.0
CEAG Crouse-Hinds | 51819 | EC000981 | EF008732 | 28 | 9.0
CEAG Crouse-Hinds | 51819 | EC000981 | EF008091 | EV009635 | 9.0
CEAG Crouse-Hinds | 51819 | EC000981 | EF002960 | EV009683 | 9.0
CEAG Crouse-Hinds | 51819 | EC000981 | EF016835 | EV005787 | 9.0
CEAG Crouse-Hinds | 51819 | EC000981 | EF011870 | 50000 | 9.0
CEAG Crouse-Hinds | 51819 | EC000981 | EF005474 | EV006422 | 9.0
CEAG Crouse-Hinds | 51819 | EC000981 | EF004293 | EV008784 | 9.0
CEAG Crouse-Hinds | 51819 | EC000981 | EF000004 | EV000582 | 9.0
CEAG Crouse-Hinds | 51819 | EC000981 | EF005728 | EV009071 | 9.0
CEAG Crouse-Hinds | 51819 | EC000981 | EF008404 | EV010598 | 9.0
CEAG Crouse-Hinds | 51819 | EC000981 | EF012518 | 50000 - 50000 | 9.0
CEAG Crouse-Hinds | 51819 | EC000981 | EF009349 | 185 | 9.0
CEAG Crouse-Hinds | 51819 | EC000981 | EF008731 | 185 | 9.0
CEAG Crouse-Hinds | 51819 | EC000981 | EF009350 | EV000202 | 9.0
CEAG Crouse-Hinds | 51819 | EC000981 | EF025740 | 0,95 | 9.0
CEAG Crouse-Hinds | 51819 | EC000981 | EF009482 | Non | 9.0
CEAG Crouse-Hinds | 51819 | EC000981 | EF000008 | 230 | 9.0
CEAG Crouse-Hinds | 51819 | EC000981 | EF001456 | 115 | 9.0
CEAG Crouse-Hinds | 51819 | EC000981 | EF001438 | 400 | 9.0
CEAG Crouse-Hinds | 51819 | EC000981 | EF011868 | EV015019 | 9.0
CEAG Crouse-Hinds | 51819 | EC000981 | EF001391 | 3 | 9.0
CEAG Crouse-Hinds | 51819 | EC000981 | EF000085 | 2.5 | 9.0
CEAG Crouse-Hinds | 51819 | EC000981 | EF000124 | EV000154 | 9.0
CEAG Crouse-Hinds | 51820 | EC000981 | EF000003 | EV000945 | 9.0
CEAG Crouse-Hinds | 51820 | EC000981 | EF000233 | EV003791 | 9.0
CEAG Crouse-Hinds | 51820 | EC000981 | EF002423 | EV011515 | 9.0
CEAG Crouse-Hinds | 51820 | EC000981 | EF005905 | oui | 9.0
CEAG Crouse-Hinds | 51820 | EC000981 | EF001596 | EV000139 | 9.0
CEAG Crouse-Hinds | 51820 | EC000981 | EF000187 | EV000509 | 9.0
CEAG Crouse-Hinds | 51820 | EC000981 | EF005127 | 110 - 250 | 9.0
CEAG Crouse-Hinds | 51820 | EC000981 | EF000381 | EV011530 | 9.0
CEAG Crouse-Hinds | 51820 | EC000981 | EF016286 | Oui | 9.0
CEAG Crouse-Hinds | 51820 | EC000981 | EF001277 | EV003783 | 9.0
CEAG Crouse-Hinds | 51820 | EC000981 | EF001278 | EV000222 | 9.0
CEAG Crouse-Hinds | 51820 | EC000981 | EF008732 | 25 | 9.0
CEAG Crouse-Hinds | 51820 | EC000981 | EF008091 | EV009635 | 9.0
CEAG Crouse-Hinds | 51820 | EC000981 | EF002960 | EV009683 | 9.0
CEAG Crouse-Hinds | 51820 | EC000981 | EF016835 | EV005787 | 9.0
CEAG Crouse-Hinds | 51820 | EC000981 | EF011870 | 50000 | 9.0
CEAG Crouse-Hinds | 51820 | EC000981 | EF005474 | EV006422 | 9.0
CEAG Crouse-Hinds | 51820 | EC000981 | EF004293 | EV008784 | 9.0
CEAG Crouse-Hinds | 51820 | EC000981 | EF000004 | EV000582 | 9.0
CEAG Crouse-Hinds | 51820 | EC000981 | EF005728 | EV000600 | 9.0
CEAG Crouse-Hinds | 51820 | EC000981 | EF008404 | EV020009 | 9.0
CEAG Crouse-Hinds | 51820 | EC000981 | EF012518 | 50000 - 50000 | 9.0
CEAG Crouse-Hinds | 51820 | EC000981 | EF009349 | 185 | 9.0
CEAG Crouse-Hinds | 51820 | EC000981 | EF008731 | 185 | 9.0
CEAG Crouse-Hinds | 51820 | EC000981 | EF009350 | EV000202 | 9.0
CEAG Crouse-Hinds | 51820 | EC000981 | EF025740 | 0,5 | 9.0
CEAG Crouse-Hinds | 51820 | EC000981 | EF009482 | Non | 9.0
CEAG Crouse-Hinds | 51820 | EC000981 | EF000008 | 356 | 9.0
CEAG Crouse-Hinds | 51820 | EC000981 | EF001456 | 76 | 9.0
CEAG Crouse-Hinds | 51820 | EC000981 | EF001438 | 175 | 9.0
CEAG Crouse-Hinds | 51820 | EC000981 | EF011868 | EV015019 | 9.0
CEAG Crouse-Hinds | 51820 | EC000981 | EF001391 | 3 | 9.0
CEAG Crouse-Hinds | 51820 | EC000981 | EF000085 | 2.5 | 9.0
CEAG Crouse-Hinds | 51820 | EC000981 | EF000124 | EV000154 | 9.0
CEAG Crouse-Hinds | 51821 | EC000981 | EF000003 | EV000945 | 9.0
CEAG Crouse-Hinds | 51821 | EC000981 | EF000233 | EV003791 | 9.0
CEAG Crouse-Hinds | 51821 | EC000981 | EF002423 | EV011515 | 9.0
CEAG Crouse-Hinds | 51821 | EC000981 | EF005905 | oui | 9.0
CEAG Crouse-Hinds | 51821 | EC000981 | EF001596 | EV000139 | 9.0
CEAG Crouse-Hinds | 51821 | EC000981 | EF000187 | EV000509 | 9.0
CEAG Crouse-Hinds | 51821 | EC000981 | EF005127 | 110 - 250 | 9.0
CEAG Crouse-Hinds | 51821 | EC000981 | EF000381 | EV011530 | 9.0
CEAG Crouse-Hinds | 51821 | EC000981 | EF016286 | Oui | 9.0
CEAG Crouse-Hinds | 51821 | EC000981 | EF001277 | EV003783 | 9.0
CEAG Crouse-Hinds | 51821 | EC000981 | EF001278 | EV000222 | 9.0
CEAG Crouse-Hinds | 51821 | EC000981 | EF008732 | 25 | 9.0
CEAG Crouse-Hinds | 51821 | EC000981 | EF008091 | EV009635 | 9.0
CEAG Crouse-Hinds | 51821 | EC000981 | EF002960 | EV009683 | 9.0
CEAG Crouse-Hinds | 51821 | EC000981 | EF016835 | EV005787 | 9.0
CEAG Crouse-Hinds | 51821 | EC000981 | EF011870 | 50000 | 9.0
CEAG Crouse-Hinds | 51821 | EC000981 | EF005474 | EV006422 | 9.0
CEAG Crouse-Hinds | 51821 | EC000981 | EF004293 | EV008784 | 9.0
CEAG Crouse-Hinds | 51821 | EC000981 | EF000004 | EV000582 | 9.0
CEAG Crouse-Hinds | 51821 | EC000981 | EF005728 | EV000600 | 9.0
CEAG Crouse-Hinds | 51821 | EC000981 | EF008404 | EV020009 | 9.0
CEAG Crouse-Hinds | 51821 | EC000981 | EF012518 | 50000 - 50000 | 9.0
CEAG Crouse-Hinds | 51821 | EC000981 | EF009349 | 185 | 9.0
CEAG Crouse-Hinds | 51821 | EC000981 | EF008731 | 185 | 9.0
CEAG Crouse-Hinds | 51821 | EC000981 | EF009350 | EV000202 | 9.0
CEAG Crouse-Hinds | 51821 | EC000981 | EF025740 | 0,5 | 9.0
CEAG Crouse-Hinds | 51821 | EC000981 | EF009482 | Non | 9.0
CEAG Crouse-Hinds | 51821 | EC000981 | EF000008 | 356 | 9.0
CEAG Crouse-Hinds | 51821 | EC000981 | EF001456 | 76 | 9.0
CEAG Crouse-Hinds | 51821 | EC000981 | EF001438 | 175 | 9.0
CEAG Crouse-Hinds | 51821 | EC000981 | EF011868 | EV015019 | 9.0
CEAG Crouse-Hinds | 51821 | EC000981 | EF001391 | 3 | 9.0
CEAG Crouse-Hinds | 51821 | EC000981 | EF000085 | 2.5 | 9.0
CEAG Crouse-Hinds | 51821 | EC000981 | EF000124 | EV000154 | 9.0
CEAG Crouse-Hinds | 51822 | EC000981 | EF000003 | EV000945 | 9.0
CEAG Crouse-Hinds | 51822 | EC000981 | EF000233 | EV003791 | 9.0
CEAG Crouse-Hinds | 51822 | EC000981 | EF002423 | EV011515 | 9.0
CEAG Crouse-Hinds | 51822 | EC000981 | EF005905 | oui | 9.0
CEAG Crouse-Hinds | 51822 | EC000981 | EF001596 | EV000139 | 9.0
CEAG Crouse-Hinds | 51822 | EC000981 | EF000187 | EV000509 | 9.0
CEAG Crouse-Hinds | 51822 | EC000981 | EF005127 | 110 - 250 | 9.0
CEAG Crouse-Hinds | 51822 | EC000981 | EF000381 | EV011530 | 9.0
CEAG Crouse-Hinds | 51822 | EC000981 | EF016286 | Oui | 9.0
CEAG Crouse-Hinds | 51822 | EC000981 | EF001277 | EV003783 | 9.0
CEAG Crouse-Hinds | 51822 | EC000981 | EF001278 | EV000222 | 9.0
CEAG Crouse-Hinds | 51822 | EC000981 | EF008732 | 25 | 9.0
CEAG Crouse-Hinds | 51822 | EC000981 | EF008091 | EV009635 | 9.0
CEAG Crouse-Hinds | 51822 | EC000981 | EF002960 | EV009683 | 9.0
CEAG Crouse-Hinds | 51822 | EC000981 | EF016835 | EV005787 | 9.0
CEAG Crouse-Hinds | 51822 | EC000981 | EF011870 | 50000 | 9.0
CEAG Crouse-Hinds | 51822 | EC000981 | EF005474 | EV006422 | 9.0
CEAG Crouse-Hinds | 51822 | EC000981 | EF004293 | EV008784 | 9.0
CEAG Crouse-Hinds | 51822 | EC000981 | EF000004 | EV000582 | 9.0
CEAG Crouse-Hinds | 51822 | EC000981 | EF005728 | EV000600 | 9.0
CEAG Crouse-Hinds | 51822 | EC000981 | EF008404 | EV020009 | 9.0
CEAG Crouse-Hinds | 51822 | EC000981 | EF012518 | 50000 - 50000 | 9.0
CEAG Crouse-Hinds | 51822 | EC000981 | EF009349 | 185 | 9.0
CEAG Crouse-Hinds | 51822 | EC000981 | EF008731 | 185 | 9.0
CEAG Crouse-Hinds | 51822 | EC000981 | EF009350 | EV000202 | 9.0
CEAG Crouse-Hinds | 51822 | EC000981 | EF025740 | 0,5 | 9.0
CEAG Crouse-Hinds | 51822 | EC000981 | EF009482 | Non | 9.0
CEAG Crouse-Hinds | 51822 | EC000981 | EF000008 | 356 | 9.0
CEAG Crouse-Hinds | 51822 | EC000981 | EF001456 | 76 | 9.0
CEAG Crouse-Hinds | 51822 | EC000981 | EF001438 | 175 | 9.0
CEAG Crouse-Hinds | 51822 | EC000981 | EF011868 | EV015019 | 9.0
CEAG Crouse-Hinds | 51822 | EC000981 | EF001391 | 3 | 9.0
CEAG Crouse-Hinds | 51822 | EC000981 | EF000085 | 2.5 | 9.0
CEAG Crouse-Hinds | 51822 | EC000981 | EF000124 | EV000154 | 9.0
CEAG Crouse-Hinds | 51823 | EC000981 | EF000003 | EV000945 | 9.0
CEAG Crouse-Hinds | 51823 | EC000981 | EF000233 | EV003791 | 9.0
CEAG Crouse-Hinds | 51823 | EC000981 | EF002423 | EV011515 | 9.0
CEAG Crouse-Hinds | 51823 | EC000981 | EF005905 | oui | 9.0
CEAG Crouse-Hinds | 51823 | EC000981 | EF001596 | EV000139 | 9.0
CEAG Crouse-Hinds | 51823 | EC000981 | EF000187 | EV000509 | 9.0
CEAG Crouse-Hinds | 51823 | EC000981 | EF005127 | 110 - 250 | 9.0
CEAG Crouse-Hinds | 51823 | EC000981 | EF000381 | EV011530 | 9.0
CEAG Crouse-Hinds | 51823 | EC000981 | EF016286 | Oui | 9.0
CEAG Crouse-Hinds | 51823 | EC000981 | EF001277 | EV003783 | 9.0
CEAG Crouse-Hinds | 51823 | EC000981 | EF001278 | EV000222 | 9.0
CEAG Crouse-Hinds | 51823 | EC000981 | EF008732 | 25 | 9.0
CEAG Crouse-Hinds | 51823 | EC000981 | EF008091 | EV009635 | 9.0
CEAG Crouse-Hinds | 51823 | EC000981 | EF002960 | EV009683 | 9.0
CEAG Crouse-Hinds | 51823 | EC000981 | EF016835 | EV005787 | 9.0
CEAG Crouse-Hinds | 51823 | EC000981 | EF011870 | 50000 | 9.0
CEAG Crouse-Hinds | 51823 | EC000981 | EF005474 | EV006422 | 9.0
CEAG Crouse-Hinds | 51823 | EC000981 | EF004293 | EV008784 | 9.0
CEAG Crouse-Hinds | 51823 | EC000981 | EF000004 | EV000582 | 9.0
CEAG Crouse-Hinds | 51823 | EC000981 | EF005728 | EV000600 | 9.0
CEAG Crouse-Hinds | 51823 | EC000981 | EF008404 | EV020009 | 9.0
CEAG Crouse-Hinds | 51823 | EC000981 | EF012518 | 50000 - 50000 | 9.0
CEAG Crouse-Hinds | 51823 | EC000981 | EF009349 | 185 | 9.0
CEAG Crouse-Hinds | 51823 | EC000981 | EF008731 | 185 | 9.0
CEAG Crouse-Hinds | 51823 | EC000981 | EF009350 | EV000202 | 9.0
CEAG Crouse-Hinds | 51823 | EC000981 | EF025740 | 0,5 | 9.0
CEAG Crouse-Hinds | 51823 | EC000981 | EF009482 | Non | 9.0
CEAG Crouse-Hinds | 51823 | EC000981 | EF000008 | 356 | 9.0
CEAG Crouse-Hinds | 51823 | EC000981 | EF001456 | 76 | 9.0
CEAG Crouse-Hinds | 51823 | EC000981 | EF001438 | 175 | 9.0
CEAG Crouse-Hinds | 51823 | EC000981 | EF011868 | EV015019 | 9.0
CEAG Crouse-Hinds | 51823 | EC000981 | EF001391 | 3 | 9.0
CEAG Crouse-Hinds | 51823 | EC000981 | EF000085 | 2.5 | 9.0
CEAG Crouse-Hinds | 51823 | EC000981 | EF000124 | EV000154 | 9.0
CEAG Crouse-Hinds | 51824 | EC000981 | EF000003 | EV000945 | 9.0
CEAG Crouse-Hinds | 51824 | EC000981 | EF000233 | EV003791 | 9.0
CEAG Crouse-Hinds | 51824 | EC000981 | EF002423 | EV011515 | 9.0
CEAG Crouse-Hinds | 51824 | EC000981 | EF005905 | oui | 9.0
CEAG Crouse-Hinds | 51824 | EC000981 | EF001596 | EV000072 | 9.0
CEAG Crouse-Hinds | 51824 | EC000981 | EF000187 | EV000509 | 9.0
CEAG Crouse-Hinds | 51824 | EC000981 | EF005127 | 110 - 250 | 9.0
CEAG Crouse-Hinds | 51824 | EC000981 | EF000381 | EV011530 | 9.0
CEAG Crouse-Hinds | 51824 | EC000981 | EF016286 | Oui | 9.0
CEAG Crouse-Hinds | 51824 | EC000981 | EF001277 | EV003782 | 9.0
CEAG Crouse-Hinds | 51824 | EC000981 | EF001278 | EV000222 | 9.0
CEAG Crouse-Hinds | 51824 | EC000981 | EF008732 | 28 | 9.0
CEAG Crouse-Hinds | 51824 | EC000981 | EF008091 | EV009635 | 9.0
CEAG Crouse-Hinds | 51824 | EC000981 | EF002960 | EV009683 | 9.0
CEAG Crouse-Hinds | 51824 | EC000981 | EF016835 | EV005787 | 9.0
CEAG Crouse-Hinds | 51824 | EC000981 | EF011870 | 50000 | 9.0
CEAG Crouse-Hinds | 51824 | EC000981 | EF005474 | EV006422 | 9.0
CEAG Crouse-Hinds | 51824 | EC000981 | EF004293 | EV008784 | 9.0
CEAG Crouse-Hinds | 51824 | EC000981 | EF000004 | EV000582 | 9.0
CEAG Crouse-Hinds | 51824 | EC000981 | EF005728 | EV009071 | 9.0
CEAG Crouse-Hinds | 51824 | EC000981 | EF008404 | EV010598 | 9.0
CEAG Crouse-Hinds | 51824 | EC000981 | EF012518 | 50000 - 50000 | 9.0
CEAG Crouse-Hinds | 51824 | EC000981 | EF009349 | 185 | 9.0
CEAG Crouse-Hinds | 51824 | EC000981 | EF008731 | 185 | 9.0
CEAG Crouse-Hinds | 51824 | EC000981 | EF009350 | EV000202 | 9.0
CEAG Crouse-Hinds | 51824 | EC000981 | EF025740 | 0,5 | 9.0
CEAG Crouse-Hinds | 51824 | EC000981 | EF009482 | Non | 9.0
CEAG Crouse-Hinds | 51824 | EC000981 | EF000008 | 230 | 9.0
CEAG Crouse-Hinds | 51824 | EC000981 | EF001456 | 115 | 9.0
CEAG Crouse-Hinds | 51824 | EC000981 | EF001438 | 400 | 9.0
CEAG Crouse-Hinds | 51824 | EC000981 | EF011868 | EV015019 | 9.0
CEAG Crouse-Hinds | 51824 | EC000981 | EF001391 | 3 | 9.0
CEAG Crouse-Hinds | 51824 | EC000981 | EF000085 | 2.5 | 9.0
CEAG Crouse-Hinds | 51824 | EC000981 | EF000124 | EV000154 | 9.0
CEAG Crouse-Hinds | 51825 | EC000981 | EF000003 | EV000945 | 9.0
CEAG Crouse-Hinds | 51825 | EC000981 | EF000233 | EV003791 | 9.0
CEAG Crouse-Hinds | 51825 | EC000981 | EF002423 | EV011515 | 9.0
CEAG Crouse-Hinds | 51825 | EC000981 | EF005905 | oui | 9.0
CEAG Crouse-Hinds | 51825 | EC000981 | EF001596 | EV000072 | 9.0
CEAG Crouse-Hinds | 51825 | EC000981 | EF000187 | EV000509 | 9.0
CEAG Crouse-Hinds | 51825 | EC000981 | EF005127 | 110 - 250 | 9.0
CEAG Crouse-Hinds | 51825 | EC000981 | EF000381 | EV011530 | 9.0
CEAG Crouse-Hinds | 51825 | EC000981 | EF016286 | Oui | 9.0
CEAG Crouse-Hinds | 51825 | EC000981 | EF001277 | EV003782 | 9.0
CEAG Crouse-Hinds | 51825 | EC000981 | EF001278 | EV000222 | 9.0
CEAG Crouse-Hinds | 51825 | EC000981 | EF008732 | 28 | 9.0
CEAG Crouse-Hinds | 51825 | EC000981 | EF008091 | EV009635 | 9.0
CEAG Crouse-Hinds | 51825 | EC000981 | EF002960 | EV009683 | 9.0
CEAG Crouse-Hinds | 51825 | EC000981 | EF016835 | EV005787 | 9.0
CEAG Crouse-Hinds | 51825 | EC000981 | EF011870 | 50000 | 9.0
CEAG Crouse-Hinds | 51825 | EC000981 | EF005474 | EV006422 | 9.0
CEAG Crouse-Hinds | 51825 | EC000981 | EF004293 | EV008784 | 9.0
CEAG Crouse-Hinds | 51825 | EC000981 | EF000004 | EV000582 | 9.0
CEAG Crouse-Hinds | 51825 | EC000981 | EF005728 | EV009071 | 9.0
CEAG Crouse-Hinds | 51825 | EC000981 | EF008404 | EV010598 | 9.0
CEAG Crouse-Hinds | 51825 | EC000981 | EF012518 | 50000 - 50000 | 9.0
CEAG Crouse-Hinds | 51825 | EC000981 | EF009349 | 185 | 9.0
CEAG Crouse-Hinds | 51825 | EC000981 | EF008731 | 185 | 9.0
CEAG Crouse-Hinds | 51825 | EC000981 | EF009350 | EV000202 | 9.0
CEAG Crouse-Hinds | 51825 | EC000981 | EF025740 | 0,5 | 9.0
CEAG Crouse-Hinds | 51825 | EC000981 | EF009482 | Non | 9.0
CEAG Crouse-Hinds | 51825 | EC000981 | EF000008 | 230 | 9.0
CEAG Crouse-Hinds | 51825 | EC000981 | EF001456 | 115 | 9.0
CEAG Crouse-Hinds | 51825 | EC000981 | EF001438 | 400 | 9.0
CEAG Crouse-Hinds | 51825 | EC000981 | EF011868 | EV015019 | 9.0
CEAG Crouse-Hinds | 51825 | EC000981 | EF001391 | 3 | 9.0
CEAG Crouse-Hinds | 51825 | EC000981 | EF000085 | 2.5 | 9.0
CEAG Crouse-Hinds | 51825 | EC000981 | EF000124 | EV000154 | 9.0
CEAG Crouse-Hinds | 51826 | EC000981 | EF000003 | EV000945 | 9.0
CEAG Crouse-Hinds | 51826 | EC000981 | EF000233 | EV003791 | 9.0
CEAG Crouse-Hinds | 51826 | EC000981 | EF002423 | EV011515 | 9.0
CEAG Crouse-Hinds | 51826 | EC000981 | EF005905 | oui | 9.0
CEAG Crouse-Hinds | 51826 | EC000981 | EF001596 | EV000072 | 9.0
CEAG Crouse-Hinds | 51826 | EC000981 | EF000187 | EV000509 | 9.0
CEAG Crouse-Hinds | 51826 | EC000981 | EF005127 | 110 - 250 | 9.0
CEAG Crouse-Hinds | 51826 | EC000981 | EF000381 | EV011530 | 9.0
CEAG Crouse-Hinds | 51826 | EC000981 | EF016286 | Oui | 9.0
CEAG Crouse-Hinds | 51826 | EC000981 | EF001277 | EV003782 | 9.0
CEAG Crouse-Hinds | 51826 | EC000981 | EF001278 | EV000222 | 9.0
CEAG Crouse-Hinds | 51826 | EC000981 | EF008732 | 28 | 9.0
CEAG Crouse-Hinds | 51826 | EC000981 | EF008091 | EV009635 | 9.0
CEAG Crouse-Hinds | 51826 | EC000981 | EF002960 | EV009683 | 9.0
CEAG Crouse-Hinds | 51826 | EC000981 | EF016835 | EV005787 | 9.0
CEAG Crouse-Hinds | 51826 | EC000981 | EF011870 | 50000 | 9.0
CEAG Crouse-Hinds | 51826 | EC000981 | EF005474 | EV006422 | 9.0
CEAG Crouse-Hinds | 51826 | EC000981 | EF004293 | EV008784 | 9.0
CEAG Crouse-Hinds | 51826 | EC000981 | EF000004 | EV000582 | 9.0
CEAG Crouse-Hinds | 51826 | EC000981 | EF005728 | EV009071 | 9.0
CEAG Crouse-Hinds | 51826 | EC000981 | EF008404 | EV010598 | 9.0
CEAG Crouse-Hinds | 51826 | EC000981 | EF012518 | 50000 - 50000 | 9.0
CEAG Crouse-Hinds | 51826 | EC000981 | EF009349 | 185 | 9.0
CEAG Crouse-Hinds | 51826 | EC000981 | EF008731 | 185 | 9.0
CEAG Crouse-Hinds | 51826 | EC000981 | EF009350 | EV000202 | 9.0
CEAG Crouse-Hinds | 51826 | EC000981 | EF025740 | 0,5 | 9.0
CEAG Crouse-Hinds | 51826 | EC000981 | EF009482 | Non | 9.0
CEAG Crouse-Hinds | 51826 | EC000981 | EF000008 | 230 | 9.0
CEAG Crouse-Hinds | 51826 | EC000981 | EF001456 | 115 | 9.0
CEAG Crouse-Hinds | 51826 | EC000981 | EF001438 | 400 | 9.0
CEAG Crouse-Hinds | 51826 | EC000981 | EF011868 | EV015019 | 9.0
CEAG Crouse-Hinds | 51826 | EC000981 | EF001391 | 3 | 9.0
CEAG Crouse-Hinds | 51826 | EC000981 | EF000085 | 2.5 | 9.0
CEAG Crouse-Hinds | 51826 | EC000981 | EF000124 | EV000154 | 9.0
CEAG Crouse-Hinds | 51827 | EC000981 | EF000233 | EV003791 | 9.0
CEAG Crouse-Hinds | 51827 | EC000981 | EF002423 | EV011515 | 9.0
CEAG Crouse-Hinds | 51827 | EC000981 | EF005905 | oui | 9.0
CEAG Crouse-Hinds | 51827 | EC000981 | EF001596 | EV000072 | 9.0
CEAG Crouse-Hinds | 51827 | EC000981 | EF000187 | EV000509 | 9.0
CEAG Crouse-Hinds | 51827 | EC000981 | EF005127 | 110 - 250 | 9.0
CEAG Crouse-Hinds | 51827 | EC000981 | EF000381 | EV011530 | 9.0
CEAG Crouse-Hinds | 51827 | EC000981 | EF016286 | Oui | 9.0
CEAG Crouse-Hinds | 51827 | EC000981 | EF001277 | EV003782 | 9.0
CEAG Crouse-Hinds | 51827 | EC000981 | EF001278 | EV000222 | 9.0
CEAG Crouse-Hinds | 51827 | EC000981 | EF008732 | 28 | 9.0
CEAG Crouse-Hinds | 51827 | EC000981 | EF008091 | EV009635 | 9.0
CEAG Crouse-Hinds | 51827 | EC000981 | EF002960 | EV009683 | 9.0
CEAG Crouse-Hinds | 51827 | EC000981 | EF016835 | EV005787 | 9.0
CEAG Crouse-Hinds | 51827 | EC000981 | EF011870 | 50000 | 9.0
CEAG Crouse-Hinds | 51827 | EC000981 | EF005474 | EV006422 | 9.0
CEAG Crouse-Hinds | 51827 | EC000981 | EF004293 | EV008784 | 9.0
CEAG Crouse-Hinds | 51827 | EC000981 | EF000004 | EV000582 | 9.0
CEAG Crouse-Hinds | 51827 | EC000981 | EF005728 | EV009071 | 9.0
CEAG Crouse-Hinds | 51827 | EC000981 | EF008404 | EV010598 | 9.0
CEAG Crouse-Hinds | 51827 | EC000981 | EF012518 | 50000 - 50000 | 9.0
CEAG Crouse-Hinds | 51827 | EC000981 | EF009349 | 185 | 9.0
CEAG Crouse-Hinds | 51827 | EC000981 | EF008731 | 185 | 9.0
CEAG Crouse-Hinds | 51827 | EC000981 | EF009350 | EV000202 | 9.0
CEAG Crouse-Hinds | 51827 | EC000981 | EF025740 | 0,5 | 9.0
CEAG Crouse-Hinds | 51827 | EC000981 | EF009482 | Non | 9.0
CEAG Crouse-Hinds | 51827 | EC000981 | EF000008 | 230 | 9.0
CEAG Crouse-Hinds | 51827 | EC000981 | EF001456 | 115 | 9.0
CEAG Crouse-Hinds | 51827 | EC000981 | EF001438 | 400 | 9.0
CEAG Crouse-Hinds | 51827 | EC000981 | EF011868 | EV015019 | 9.0
CEAG Crouse-Hinds | 51827 | EC000981 | EF001391 | 3 | 9.0
CEAG Crouse-Hinds | 51827 | EC000981 | EF000085 | 2.5 | 9.0
CEAG Crouse-Hinds | 51827 | EC000981 | EF000124 | EV000154 | 9.0
CEAG Crouse-Hinds | 51828 | EC000981 | EF000003 | EV000945 | 9.0
CEAG Crouse-Hinds | 51828 | EC000981 | EF000233 | EV003791 | 9.0
CEAG Crouse-Hinds | 51828 | EC000981 | EF002423 | EV011515 | 9.0
CEAG Crouse-Hinds | 51828 | EC000981 | EF005905 | oui | 9.0
CEAG Crouse-Hinds | 51828 | EC000981 | EF001596 | EV000139 | 9.0
CEAG Crouse-Hinds | 51828 | EC000981 | EF000187 | EV000509 | 9.0
CEAG Crouse-Hinds | 51828 | EC000981 | EF005127 | 110 - 250 | 9.0
CEAG Crouse-Hinds | 51828 | EC000981 | EF000381 | EV011530 | 9.0
CEAG Crouse-Hinds | 51828 | EC000981 | EF016286 | Oui | 9.0
CEAG Crouse-Hinds | 51828 | EC000981 | EF001277 | EV003783 | 9.0
CEAG Crouse-Hinds | 51828 | EC000981 | EF001278 | EV000222 | 9.0
CEAG Crouse-Hinds | 51828 | EC000981 | EF008732 | 25 | 9.0
CEAG Crouse-Hinds | 51828 | EC000981 | EF008091 | EV009635 | 9.0
CEAG Crouse-Hinds | 51828 | EC000981 | EF002960 | EV009683 | 9.0
CEAG Crouse-Hinds | 51828 | EC000981 | EF016835 | EV005787 | 9.0
CEAG Crouse-Hinds | 51828 | EC000981 | EF011870 | 50000 | 9.0
CEAG Crouse-Hinds | 51828 | EC000981 | EF005474 | EV006422 | 9.0
CEAG Crouse-Hinds | 51828 | EC000981 | EF004293 | EV008784 | 9.0
CEAG Crouse-Hinds | 51828 | EC000981 | EF000004 | EV000582 | 9.0
CEAG Crouse-Hinds | 51828 | EC000981 | EF005728 | EV009071 | 9.0
CEAG Crouse-Hinds | 51828 | EC000981 | EF008404 | EV010598 | 9.0
CEAG Crouse-Hinds | 51828 | EC000981 | EF012518 | 50000 - 50000 | 9.0
CEAG Crouse-Hinds | 51828 | EC000981 | EF009349 | 185 | 9.0
CEAG Crouse-Hinds | 51828 | EC000981 | EF008731 | 185 | 9.0
CEAG Crouse-Hinds | 51828 | EC000981 | EF009350 | EV000202 | 9.0
CEAG Crouse-Hinds | 51828 | EC000981 | EF025740 | 0,5 | 9.0
CEAG Crouse-Hinds | 51828 | EC000981 | EF009482 | Non | 9.0
CEAG Crouse-Hinds | 51828 | EC000981 | EF000008 | 356 | 9.0
CEAG Crouse-Hinds | 51828 | EC000981 | EF001456 | 76 | 9.0
CEAG Crouse-Hinds | 51828 | EC000981 | EF001438 | 175 | 9.0
CEAG Crouse-Hinds | 51828 | EC000981 | EF011868 | EV015019 | 9.0
CEAG Crouse-Hinds | 51828 | EC000981 | EF001391 | 3 | 9.0
CEAG Crouse-Hinds | 51828 | EC000981 | EF000085 | 2.5 | 9.0
CEAG Crouse-Hinds | 51828 | EC000981 | EF000124 | EV000154 | 9.0
CEAG Crouse-Hinds | 51829 | EC000981 | EF000003 | EV000945 | 9.0
CEAG Crouse-Hinds | 51829 | EC000981 | EF000233 | EV003791 | 9.0
CEAG Crouse-Hinds | 51829 | EC000981 | EF002423 | EV011515 | 9.0
CEAG Crouse-Hinds | 51829 | EC000981 | EF005905 | oui | 9.0
CEAG Crouse-Hinds | 51829 | EC000981 | EF001596 | EV000139 | 9.0
CEAG Crouse-Hinds | 51829 | EC000981 | EF000187 | EV000509 | 9.0
CEAG Crouse-Hinds | 51829 | EC000981 | EF005127 | 110 - 250 | 9.0
CEAG Crouse-Hinds | 51829 | EC000981 | EF000381 | EV011530 | 9.0
CEAG Crouse-Hinds | 51829 | EC000981 | EF016286 | Oui | 9.0
CEAG Crouse-Hinds | 51829 | EC000981 | EF001277 | EV003783 | 9.0
CEAG Crouse-Hinds | 51829 | EC000981 | EF001278 | EV000222 | 9.0
CEAG Crouse-Hinds | 51829 | EC000981 | EF008732 | 25 | 9.0
CEAG Crouse-Hinds | 51829 | EC000981 | EF008091 | EV009635 | 9.0
CEAG Crouse-Hinds | 51829 | EC000981 | EF002960 | EV009683 | 9.0
CEAG Crouse-Hinds | 51829 | EC000981 | EF016835 | EV005787 | 9.0
CEAG Crouse-Hinds | 51829 | EC000981 | EF011870 | 50000 | 9.0
CEAG Crouse-Hinds | 51829 | EC000981 | EF005474 | EV006422 | 9.0
CEAG Crouse-Hinds | 51829 | EC000981 | EF004293 | EV008784 | 9.0
CEAG Crouse-Hinds | 51829 | EC000981 | EF000004 | EV000582 | 9.0
CEAG Crouse-Hinds | 51829 | EC000981 | EF005728 | EV009071 | 9.0
CEAG Crouse-Hinds | 51829 | EC000981 | EF008404 | EV010598 | 9.0
CEAG Crouse-Hinds | 51829 | EC000981 | EF012518 | 50000 - 50000 | 9.0
CEAG Crouse-Hinds | 51829 | EC000981 | EF009349 | 185 | 9.0
CEAG Crouse-Hinds | 51829 | EC000981 | EF008731 | 185 | 9.0
CEAG Crouse-Hinds | 51829 | EC000981 | EF009350 | EV000202 | 9.0
CEAG Crouse-Hinds | 51829 | EC000981 | EF025740 | 0,5 | 9.0
CEAG Crouse-Hinds | 51829 | EC000981 | EF009482 | Non | 9.0
CEAG Crouse-Hinds | 51829 | EC000981 | EF000008 | 356 | 9.0
CEAG Crouse-Hinds | 51829 | EC000981 | EF001456 | 76 | 9.0
CEAG Crouse-Hinds | 51829 | EC000981 | EF001438 | 175 | 9.0
CEAG Crouse-Hinds | 51829 | EC000981 | EF011868 | EV015019 | 9.0
CEAG Crouse-Hinds | 51829 | EC000981 | EF001391 | 3 | 9.0
CEAG Crouse-Hinds | 51829 | EC000981 | EF000085 | 2.5 | 9.0
CEAG Crouse-Hinds | 51829 | EC000981 | EF000124 | EV000154 | 9.0
CEAG Crouse-Hinds | 51830 | EC000981 | EF000003 | EV000945 | 9.0
CEAG Crouse-Hinds | 51830 | EC000981 | EF000233 | EV003791 | 9.0
CEAG Crouse-Hinds | 51830 | EC000981 | EF002423 | EV011515 | 9.0
CEAG Crouse-Hinds | 51830 | EC000981 | EF005905 | oui | 9.0
CEAG Crouse-Hinds | 51830 | EC000981 | EF001596 | EV000139 | 9.0
CEAG Crouse-Hinds | 51830 | EC000981 | EF000187 | EV000509 | 9.0
CEAG Crouse-Hinds | 51830 | EC000981 | EF005127 | 110 - 250 | 9.0
CEAG Crouse-Hinds | 51830 | EC000981 | EF000381 | EV011530 | 9.0
CEAG Crouse-Hinds | 51830 | EC000981 | EF016286 | Oui | 9.0
CEAG Crouse-Hinds | 51830 | EC000981 | EF001277 | EV003783 | 9.0
CEAG Crouse-Hinds | 51830 | EC000981 | EF001278 | EV000222 | 9.0
CEAG Crouse-Hinds | 51830 | EC000981 | EF008732 | 25 | 9.0
CEAG Crouse-Hinds | 51830 | EC000981 | EF008091 | EV009635 | 9.0
CEAG Crouse-Hinds | 51830 | EC000981 | EF002960 | EV009683 | 9.0
CEAG Crouse-Hinds | 51830 | EC000981 | EF016835 | EV005787 | 9.0
CEAG Crouse-Hinds | 51830 | EC000981 | EF011870 | 50000 | 9.0
CEAG Crouse-Hinds | 51830 | EC000981 | EF005474 | EV006422 | 9.0
CEAG Crouse-Hinds | 51830 | EC000981 | EF004293 | EV008784 | 9.0
CEAG Crouse-Hinds | 51830 | EC000981 | EF000004 | EV000582 | 9.0
CEAG Crouse-Hinds | 51830 | EC000981 | EF005728 | EV009071 | 9.0
CEAG Crouse-Hinds | 51830 | EC000981 | EF008404 | EV010598 | 9.0
CEAG Crouse-Hinds | 51830 | EC000981 | EF012518 | 50000 - 50000 | 9.0
CEAG Crouse-Hinds | 51830 | EC000981 | EF009349 | 185 | 9.0
CEAG Crouse-Hinds | 51830 | EC000981 | EF008731 | 185 | 9.0
CEAG Crouse-Hinds | 51830 | EC000981 | EF009350 | EV000202 | 9.0
CEAG Crouse-Hinds | 51830 | EC000981 | EF025740 | 0,5 | 9.0
CEAG Crouse-Hinds | 51830 | EC000981 | EF009482 | Non | 9.0
CEAG Crouse-Hinds | 51830 | EC000981 | EF000008 | 356 | 9.0
CEAG Crouse-Hinds | 51830 | EC000981 | EF001456 | 76 | 9.0
CEAG Crouse-Hinds | 51830 | EC000981 | EF001438 | 175 | 9.0
CEAG Crouse-Hinds | 51830 | EC000981 | EF011868 | EV015019 | 9.0
CEAG Crouse-Hinds | 51830 | EC000981 | EF001391 | 3 | 9.0
CEAG Crouse-Hinds | 51830 | EC000981 | EF000085 | 2.5 | 9.0
CEAG Crouse-Hinds | 51830 | EC000981 | EF000124 | EV000154 | 9.0
CEAG Crouse-Hinds | 51831 | EC000981 | EF000003 | EV000945 | 9.0
CEAG Crouse-Hinds | 51831 | EC000981 | EF000233 | EV003791 | 9.0
CEAG Crouse-Hinds | 51831 | EC000981 | EF002423 | EV011515 | 9.0
CEAG Crouse-Hinds | 51831 | EC000981 | EF005905 | oui | 9.0
CEAG Crouse-Hinds | 51831 | EC000981 | EF001596 | EV000139 | 9.0
CEAG Crouse-Hinds | 51831 | EC000981 | EF000187 | EV000509 | 9.0
CEAG Crouse-Hinds | 51831 | EC000981 | EF005127 | 110 - 250 | 9.0
CEAG Crouse-Hinds | 51831 | EC000981 | EF000381 | EV011530 | 9.0
CEAG Crouse-Hinds | 51831 | EC000981 | EF016286 | Oui | 9.0
CEAG Crouse-Hinds | 51831 | EC000981 | EF001277 | EV003783 | 9.0
CEAG Crouse-Hinds | 51831 | EC000981 | EF001278 | EV000222 | 9.0
CEAG Crouse-Hinds | 51831 | EC000981 | EF008732 | 25 | 9.0
CEAG Crouse-Hinds | 51831 | EC000981 | EF008091 | EV009635 | 9.0
CEAG Crouse-Hinds | 51831 | EC000981 | EF002960 | EV009683 | 9.0
CEAG Crouse-Hinds | 51831 | EC000981 | EF016835 | EV005787 | 9.0
CEAG Crouse-Hinds | 51831 | EC000981 | EF011870 | 50000 | 9.0
CEAG Crouse-Hinds | 51831 | EC000981 | EF005474 | EV006422 | 9.0
CEAG Crouse-Hinds | 51831 | EC000981 | EF004293 | EV008784 | 9.0
CEAG Crouse-Hinds | 51831 | EC000981 | EF000004 | EV000582 | 9.0
CEAG Crouse-Hinds | 51831 | EC000981 | EF005728 | EV009071 | 9.0
CEAG Crouse-Hinds | 51831 | EC000981 | EF008404 | EV010598 | 9.0
CEAG Crouse-Hinds | 51831 | EC000981 | EF012518 | 50000 - 50000 | 9.0
CEAG Crouse-Hinds | 51831 | EC000981 | EF009349 | 185 | 9.0
CEAG Crouse-Hinds | 51831 | EC000981 | EF008731 | 185 | 9.0
CEAG Crouse-Hinds | 51831 | EC000981 | EF009350 | EV000202 | 9.0
CEAG Crouse-Hinds | 51831 | EC000981 | EF025740 | 0,5 | 9.0
CEAG Crouse-Hinds | 51831 | EC000981 | EF009482 | Non | 9.0
CEAG Crouse-Hinds | 51831 | EC000981 | EF000008 | 356 | 9.0
CEAG Crouse-Hinds | 51831 | EC000981 | EF001456 | 76 | 9.0
CEAG Crouse-Hinds | 51831 | EC000981 | EF001438 | 175 | 9.0
CEAG Crouse-Hinds | 51831 | EC000981 | EF011868 | EV015019 | 9.0
CEAG Crouse-Hinds | 51831 | EC000981 | EF001391 | 3 | 9.0
CEAG Crouse-Hinds | 51831 | EC000981 | EF000085 | 2.5 | 9.0
CEAG Crouse-Hinds | 51831 | EC000981 | EF000124 | EV000154 | 9.0
CEAG Crouse-Hinds | 51848 | EC000988 | EF006387 | EV000877 | 9.0
CEAG Crouse-Hinds | 51848 | EC000988 | EF002423 | EV011515 | 9.0
CEAG Crouse-Hinds | 51848 | EC000988 | EF005905 | oui | 9.0
CEAG Crouse-Hinds | 51848 | EC000988 | EF016262 | EV004175 | 9.0
CEAG Crouse-Hinds | 51848 | EC000988 | EF000136 | EV000206 | 9.0
CEAG Crouse-Hinds | 51848 | EC000988 | EF002169 | EV000072 | 9.0
CEAG Crouse-Hinds | 51848 | EC000988 | EF001438 | 228 | 9.0
CEAG Crouse-Hinds | 51848 | EC000988 | EF005474 | EV006422 | 9.0
CEAG Crouse-Hinds | 51848 | EC000988 | EF001644 | EV010463 | 9.0
CEAG Crouse-Hinds | 51848 | EC000988 | EF005728 | EV009071 | 9.0
CEAG Crouse-Hinds | 51848 | EC000988 | EF008404 | EV010598 | 9.0
CEAG Crouse-Hinds | 51848 | EC000988 | EF016835 | EV005787 | 9.0
CEAG Crouse-Hinds | 51852 | EC002556 | EF000007 | EV000154 | 9.0
CEAG Crouse-Hinds | 51852 | EC002556 | EF000215 | EV010115 | 9.0
CEAG Crouse-Hinds | 51852 | EC002556 | EF001335 | 6 | 9.0
CEAG Crouse-Hinds | 51852 | EC002556 | EF001792 | 6 | 9.0
CEAG Crouse-Hinds | 51854 | EC002557 | EF000007 | EV000154 | 9.0
CEAG Crouse-Hinds | 51854 | EC002557 | EF000215 | EV000154 | 9.0
CEAG Crouse-Hinds | 51854 | EC002557 | EF002169 | EV000154 | 9.0
CEAG Crouse-Hinds | 51854 | EC002557 | EF013236 | Oui | 9.0
CEAG Crouse-Hinds | 51854 | EC002557 | EF013237 | Oui | 9.0
CEAG Crouse-Hinds | 51855 | EC002557 | EF000007 | EV000154 | 9.0
CEAG Crouse-Hinds | 51855 | EC002557 | EF000215 | EV000154 | 9.0
CEAG Crouse-Hinds | 51855 | EC002557 | EF002169 | EV000154 | 9.0
CEAG Crouse-Hinds | 51855 | EC002557 | EF013236 | Oui | 9.0
CEAG Crouse-Hinds | 51855 | EC002557 | EF013237 | Oui | 9.0
CEAG Crouse-Hinds | 51856 | EC002557 | EF000007 | EV000270 | 9.0
CEAG Crouse-Hinds | 51856 | EC002557 | EF000215 | EV001398 | 9.0
CEAG Crouse-Hinds | 51856 | EC002557 | EF002169 | EV000179 | 9.0
CEAG Crouse-Hinds | 51859 | EC001952 | EF000004 | EV000582 | 9.0
CEAG Crouse-Hinds | 51859 | EC001952 | EF000008 | 205 | 9.0
CEAG Crouse-Hinds | 51859 | EC001952 | EF000048 | EV000098 | 9.0
CEAG Crouse-Hinds | 51859 | EC001952 | EF000441 | non | 9.0
CEAG Crouse-Hinds | 51859 | EC001952 | EF001438 | 282 | 9.0
CEAG Crouse-Hinds | 51859 | EC001952 | EF001456 | 150 | 9.0
CEAG Crouse-Hinds | 51859 | EC001952 | EF001596 | EV000072 | 9.0
CEAG Crouse-Hinds | 51859 | EC001952 | EF002423 | EV000240 | 9.0
CEAG Crouse-Hinds | 51859 | EC001952 | EF005127 | 220 | 9.0
CEAG Crouse-Hinds | 51859 | EC001952 | EF005127 | 250 | 9.0
CEAG Crouse-Hinds | 51859 | EC001952 | EF005474 | EV006422 | 9.0
CEAG Crouse-Hinds | 51859 | EC001952 | EF005728 | EV009071 | 9.0
CEAG Crouse-Hinds | 51859 | EC001952 | EF005905 | non | 9.0
CEAG Crouse-Hinds | 51859 | EC001952 | EF006436 | 1 | 9.0
CEAG Crouse-Hinds | 51859 | EC001952 | EF007556 | oui | 9.0
CEAG Crouse-Hinds | 51859 | EC001952 | EF008404 | EV010598 | 9.0
CEAG Crouse-Hinds | 51861 | EC000981 | EF000003 | EV000945 | 9.0
CEAG Crouse-Hinds | 51861 | EC000981 | EF000233 | EV003790 | 9.0
CEAG Crouse-Hinds | 51861 | EC000981 | EF002423 | EV011515 | 9.0
CEAG Crouse-Hinds | 51861 | EC000981 | EF005905 | Oui | 9.0
CEAG Crouse-Hinds | 51861 | EC000981 | EF001596 | EV000139 | 9.0
CEAG Crouse-Hinds | 51861 | EC000981 | EF000187 | EV000509 | 9.0
CEAG Crouse-Hinds | 51861 | EC000981 | EF005127 | 195 - 250 | 9.0
CEAG Crouse-Hinds | 51861 | EC000981 | EF000381 | EV011530 | 9.0
CEAG Crouse-Hinds | 51861 | EC000981 | EF016286 | non | 9.0
CEAG Crouse-Hinds | 51861 | EC000981 | EF001277 | EV000154 | 9.0
CEAG Crouse-Hinds | 51861 | EC000981 | EF001278 | EV000222 | 9.0
CEAG Crouse-Hinds | 51861 | EC000981 | EF008732 | 25 | 9.0
CEAG Crouse-Hinds | 51861 | EC000981 | EF008091 | EV010144 | 9.0
CEAG Crouse-Hinds | 51861 | EC000981 | EF002960 | EV009683 | 9.0
CEAG Crouse-Hinds | 51861 | EC000981 | EF016835 | EV005787 | 9.0
CEAG Crouse-Hinds | 51861 | EC000981 | EF011870 | 50000 | 9.0
CEAG Crouse-Hinds | 51861 | EC000981 | EF005474 | EV006422 | 9.0
CEAG Crouse-Hinds | 51861 | EC000981 | EF004293 | EV008784 | 9.0
CEAG Crouse-Hinds | 51861 | EC000981 | EF000004 | EV000582 | 9.0
CEAG Crouse-Hinds | 51861 | EC000981 | EF005728 | EV009071 | 9.0
CEAG Crouse-Hinds | 51861 | EC000981 | EF008404 | EV010598 | 9.0
CEAG Crouse-Hinds | 51861 | EC000981 | EF012518 | 50000 - 50000 | 9.0
CEAG Crouse-Hinds | 51861 | EC000981 | EF009349 | 185 | 9.0
CEAG Crouse-Hinds | 51861 | EC000981 | EF008731 | 185 | 9.0
CEAG Crouse-Hinds | 51861 | EC000981 | EF009350 | EV000202 | 9.0
CEAG Crouse-Hinds | 51861 | EC000981 | EF025740 | 0.95 | 9.0
CEAG Crouse-Hinds | 51861 | EC000981 | EF009482 | Non | 9.0
CEAG Crouse-Hinds | 51861 | EC000981 | EF000008 | 356 | 9.0
CEAG Crouse-Hinds | 51861 | EC000981 | EF001456 | 76 | 9.0
CEAG Crouse-Hinds | 51861 | EC000981 | EF001438 | 175 | 9.0
CEAG Crouse-Hinds | 51861 | EC000981 | EF011868 | EV015019 | 9.0
CEAG Crouse-Hinds | 51861 | EC000981 | EF001391 | 3 | 9.0
CEAG Crouse-Hinds | 51861 | EC000981 | EF000085 | 2.5 | 9.0
CEAG Crouse-Hinds | 51861 | EC000981 | EF000124 | EV000154 | 9.0
CEAG Crouse-Hinds | 51862 | EC000981 | EF000003 | EV000945 | 9.0
CEAG Crouse-Hinds | 51862 | EC000981 | EF000233 | EV003790 | 9.0
CEAG Crouse-Hinds | 51862 | EC000981 | EF002423 | EV011515 | 9.0
CEAG Crouse-Hinds | 51862 | EC000981 | EF005905 | Oui | 9.0
CEAG Crouse-Hinds | 51862 | EC000981 | EF001596 | EV000139 | 9.0
CEAG Crouse-Hinds | 51862 | EC000981 | EF000187 | EV000509 | 9.0
CEAG Crouse-Hinds | 51862 | EC000981 | EF005127 | 195 - 250 | 9.0
CEAG Crouse-Hinds | 51862 | EC000981 | EF000381 | EV011530 | 9.0
CEAG Crouse-Hinds | 51862 | EC000981 | EF016286 | non | 9.0
CEAG Crouse-Hinds | 51862 | EC000981 | EF001277 | EV000154 | 9.0
CEAG Crouse-Hinds | 51862 | EC000981 | EF001278 | EV000222 | 9.0
CEAG Crouse-Hinds | 51862 | EC000981 | EF008732 | 25 | 9.0
CEAG Crouse-Hinds | 51862 | EC000981 | EF008091 | EV010144 | 9.0
CEAG Crouse-Hinds | 51862 | EC000981 | EF002960 | EV009683 | 9.0
CEAG Crouse-Hinds | 51862 | EC000981 | EF016835 | EV005787 | 9.0
CEAG Crouse-Hinds | 51862 | EC000981 | EF011870 | 50000 | 9.0
CEAG Crouse-Hinds | 51862 | EC000981 | EF005474 | EV006422 | 9.0
CEAG Crouse-Hinds | 51862 | EC000981 | EF004293 | EV008784 | 9.0
CEAG Crouse-Hinds | 51862 | EC000981 | EF000004 | EV000582 | 9.0
CEAG Crouse-Hinds | 51862 | EC000981 | EF005728 | EV009071 | 9.0
CEAG Crouse-Hinds | 51862 | EC000981 | EF008404 | EV010598 | 9.0
CEAG Crouse-Hinds | 51862 | EC000981 | EF012518 | 50000 - 50000 | 9.0
CEAG Crouse-Hinds | 51862 | EC000981 | EF009349 | 185 | 9.0
CEAG Crouse-Hinds | 51862 | EC000981 | EF008731 | 185 | 9.0
CEAG Crouse-Hinds | 51862 | EC000981 | EF009350 | EV000202 | 9.0
CEAG Crouse-Hinds | 51862 | EC000981 | EF025740 | 0.95 | 9.0
CEAG Crouse-Hinds | 51862 | EC000981 | EF009482 | Non | 9.0
CEAG Crouse-Hinds | 51862 | EC000981 | EF000008 | 356 | 9.0
CEAG Crouse-Hinds | 51862 | EC000981 | EF001456 | 76 | 9.0
CEAG Crouse-Hinds | 51862 | EC000981 | EF001438 | 175 | 9.0
CEAG Crouse-Hinds | 51862 | EC000981 | EF011868 | EV015019 | 9.0
CEAG Crouse-Hinds | 51862 | EC000981 | EF001391 | 3 | 9.0
CEAG Crouse-Hinds | 51862 | EC000981 | EF000085 | 2.5 | 9.0
CEAG Crouse-Hinds | 51862 | EC000981 | EF000124 | EV000154 | 9.0
CEAG Crouse-Hinds | 51863 | EC000981 | EF000003 | EV000945 | 9.0
CEAG Crouse-Hinds | 51863 | EC000981 | EF000233 | EV003790 | 9.0
CEAG Crouse-Hinds | 51863 | EC000981 | EF002423 | EV011515 | 9.0
CEAG Crouse-Hinds | 51863 | EC000981 | EF005905 | Oui | 9.0
CEAG Crouse-Hinds | 51863 | EC000981 | EF001596 | EV000139 | 9.0
CEAG Crouse-Hinds | 51863 | EC000981 | EF000187 | EV000509 | 9.0
CEAG Crouse-Hinds | 51863 | EC000981 | EF005127 | 195 - 250 | 9.0
CEAG Crouse-Hinds | 51863 | EC000981 | EF000381 | EV011530 | 9.0
CEAG Crouse-Hinds | 51863 | EC000981 | EF016286 | non | 9.0
CEAG Crouse-Hinds | 51863 | EC000981 | EF001277 | EV000154 | 9.0
CEAG Crouse-Hinds | 51863 | EC000981 | EF001278 | EV000222 | 9.0
CEAG Crouse-Hinds | 51863 | EC000981 | EF008732 | 25 | 9.0
CEAG Crouse-Hinds | 51863 | EC000981 | EF008091 | EV010144 | 9.0
CEAG Crouse-Hinds | 51863 | EC000981 | EF002960 | EV009683 | 9.0
CEAG Crouse-Hinds | 51863 | EC000981 | EF016835 | EV005787 | 9.0
CEAG Crouse-Hinds | 51863 | EC000981 | EF011870 | 50000 | 9.0
CEAG Crouse-Hinds | 51863 | EC000981 | EF005474 | EV006422 | 9.0
CEAG Crouse-Hinds | 51863 | EC000981 | EF004293 | EV008784 | 9.0
CEAG Crouse-Hinds | 51863 | EC000981 | EF000004 | EV000582 | 9.0
CEAG Crouse-Hinds | 51863 | EC000981 | EF005728 | EV009071 | 9.0
CEAG Crouse-Hinds | 51863 | EC000981 | EF008404 | EV010598 | 9.0
CEAG Crouse-Hinds | 51863 | EC000981 | EF012518 | 50000 - 50000 | 9.0
CEAG Crouse-Hinds | 51863 | EC000981 | EF009349 | 185 | 9.0
CEAG Crouse-Hinds | 51863 | EC000981 | EF008731 | 185 | 9.0
CEAG Crouse-Hinds | 51863 | EC000981 | EF009350 | EV000202 | 9.0
CEAG Crouse-Hinds | 51863 | EC000981 | EF025740 | 0.95 | 9.0
CEAG Crouse-Hinds | 51863 | EC000981 | EF009482 | Non | 9.0
CEAG Crouse-Hinds | 51863 | EC000981 | EF000008 | 356 | 9.0
CEAG Crouse-Hinds | 51863 | EC000981 | EF001456 | 76 | 9.0
CEAG Crouse-Hinds | 51863 | EC000981 | EF001438 | 175 | 9.0
CEAG Crouse-Hinds | 51863 | EC000981 | EF011868 | EV015019 | 9.0
CEAG Crouse-Hinds | 51863 | EC000981 | EF001391 | 3 | 9.0
CEAG Crouse-Hinds | 51863 | EC000981 | EF000085 | 2.5 | 9.0
CEAG Crouse-Hinds | 51863 | EC000981 | EF000124 | EV000154 | 9.0
CEAG Crouse-Hinds | 51864 | EC000981 | EF000003 | EV000945 | 9.0
CEAG Crouse-Hinds | 51864 | EC000981 | EF000233 | EV003790 | 9.0
CEAG Crouse-Hinds | 51864 | EC000981 | EF002423 | EV011515 | 9.0
CEAG Crouse-Hinds | 51864 | EC000981 | EF005905 | Oui | 9.0
CEAG Crouse-Hinds | 51864 | EC000981 | EF001596 | EV000139 | 9.0
CEAG Crouse-Hinds | 51864 | EC000981 | EF000187 | EV000509 | 9.0
CEAG Crouse-Hinds | 51864 | EC000981 | EF005127 | 195 - 250 | 9.0
CEAG Crouse-Hinds | 51864 | EC000981 | EF000381 | EV011530 | 9.0
CEAG Crouse-Hinds | 51864 | EC000981 | EF016286 | non | 9.0
CEAG Crouse-Hinds | 51864 | EC000981 | EF001277 | EV000154 | 9.0
CEAG Crouse-Hinds | 51864 | EC000981 | EF001278 | EV000222 | 9.0
CEAG Crouse-Hinds | 51864 | EC000981 | EF008732 | 25 | 9.0
CEAG Crouse-Hinds | 51864 | EC000981 | EF008091 | EV010144 | 9.0
CEAG Crouse-Hinds | 51864 | EC000981 | EF002960 | EV009683 | 9.0
CEAG Crouse-Hinds | 51864 | EC000981 | EF016835 | EV005787 | 9.0
CEAG Crouse-Hinds | 51864 | EC000981 | EF011870 | 50000 | 9.0
CEAG Crouse-Hinds | 51864 | EC000981 | EF005474 | EV006422 | 9.0
CEAG Crouse-Hinds | 51864 | EC000981 | EF004293 | EV008784 | 9.0
CEAG Crouse-Hinds | 51864 | EC000981 | EF000004 | EV000582 | 9.0
CEAG Crouse-Hinds | 51864 | EC000981 | EF005728 | EV009071 | 9.0
CEAG Crouse-Hinds | 51864 | EC000981 | EF008404 | EV010598 | 9.0
CEAG Crouse-Hinds | 51864 | EC000981 | EF012518 | 50000 - 50000 | 9.0
CEAG Crouse-Hinds | 51864 | EC000981 | EF009349 | 185 | 9.0
CEAG Crouse-Hinds | 51864 | EC000981 | EF008731 | 185 | 9.0
CEAG Crouse-Hinds | 51864 | EC000981 | EF009350 | EV000202 | 9.0
CEAG Crouse-Hinds | 51864 | EC000981 | EF025740 | 0.95 | 9.0
CEAG Crouse-Hinds | 51864 | EC000981 | EF009482 | Non | 9.0
CEAG Crouse-Hinds | 51864 | EC000981 | EF000008 | 356 | 9.0
CEAG Crouse-Hinds | 51864 | EC000981 | EF001456 | 76 | 9.0
CEAG Crouse-Hinds | 51864 | EC000981 | EF001438 | 175 | 9.0
CEAG Crouse-Hinds | 51864 | EC000981 | EF011868 | EV015019 | 9.0
CEAG Crouse-Hinds | 51864 | EC000981 | EF001391 | 3 | 9.0
CEAG Crouse-Hinds | 51864 | EC000981 | EF000085 | 2.5 | 9.0
CEAG Crouse-Hinds | 51864 | EC000981 | EF000124 | EV000154 | 9.0
CEAG Crouse-Hinds | 51865 | EC000981 | EF000003 | EV000945 | 9.0
CEAG Crouse-Hinds | 51865 | EC000981 | EF000233 | EV003790 | 9.0
CEAG Crouse-Hinds | 51865 | EC000981 | EF002423 | EV011515 | 9.0
CEAG Crouse-Hinds | 51865 | EC000981 | EF005905 | Oui | 9.0
CEAG Crouse-Hinds | 51865 | EC000981 | EF001596 | EV000139 | 9.0
CEAG Crouse-Hinds | 51865 | EC000981 | EF000187 | EV000461 | 9.0
CEAG Crouse-Hinds | 51865 | EC000981 | EF005127 | 12 - 24 | 9.0
CEAG Crouse-Hinds | 51865 | EC000981 | EF000381 | EV011530 | 9.0
CEAG Crouse-Hinds | 51865 | EC000981 | EF016286 | non | 9.0
CEAG Crouse-Hinds | 51865 | EC000981 | EF001277 | EV000154 | 9.0
CEAG Crouse-Hinds | 51865 | EC000981 | EF001278 | EV000222 | 9.0
CEAG Crouse-Hinds | 51865 | EC000981 | EF008732 | 25 | 9.0
CEAG Crouse-Hinds | 51865 | EC000981 | EF008091 | EV010144 | 9.0
CEAG Crouse-Hinds | 51865 | EC000981 | EF002960 | EV009683 | 9.0
CEAG Crouse-Hinds | 51865 | EC000981 | EF016835 | EV005787 | 9.0
CEAG Crouse-Hinds | 51865 | EC000981 | EF011870 | 50000 | 9.0
CEAG Crouse-Hinds | 51865 | EC000981 | EF005474 | EV006422 | 9.0
CEAG Crouse-Hinds | 51865 | EC000981 | EF004293 | EV008784 | 9.0
CEAG Crouse-Hinds | 51865 | EC000981 | EF000004 | EV000582 | 9.0
CEAG Crouse-Hinds | 51865 | EC000981 | EF005728 | EV009071 | 9.0
CEAG Crouse-Hinds | 51865 | EC000981 | EF008404 | EV010598 | 9.0
CEAG Crouse-Hinds | 51865 | EC000981 | EF012518 | 50000 - 50000 | 9.0
CEAG Crouse-Hinds | 51865 | EC000981 | EF009349 | 185 | 9.0
CEAG Crouse-Hinds | 51865 | EC000981 | EF008731 | 185 | 9.0
CEAG Crouse-Hinds | 51865 | EC000981 | EF009350 | EV000202 | 9.0
CEAG Crouse-Hinds | 51865 | EC000981 | EF025740 | 0.95 | 9.0
CEAG Crouse-Hinds | 51865 | EC000981 | EF009482 | Non | 9.0
CEAG Crouse-Hinds | 51865 | EC000981 | EF000008 | 356 | 9.0
CEAG Crouse-Hinds | 51865 | EC000981 | EF001456 | 76 | 9.0
CEAG Crouse-Hinds | 51865 | EC000981 | EF001438 | 175 | 9.0
CEAG Crouse-Hinds | 51865 | EC000981 | EF011868 | EV015019 | 9.0
CEAG Crouse-Hinds | 51865 | EC000981 | EF001391 | 3 | 9.0
CEAG Crouse-Hinds | 51865 | EC000981 | EF000085 | 2.5 | 9.0
CEAG Crouse-Hinds | 51865 | EC000981 | EF000124 | EV000154 | 9.0
CEAG Crouse-Hinds | 51866 | EC000981 | EF000003 | EV000945 | 9.0
CEAG Crouse-Hinds | 51866 | EC000981 | EF000233 | EV003790 | 9.0
CEAG Crouse-Hinds | 51866 | EC000981 | EF002423 | EV011515 | 9.0
CEAG Crouse-Hinds | 51866 | EC000981 | EF005905 | Oui | 9.0
CEAG Crouse-Hinds | 51866 | EC000981 | EF001596 | EV000139 | 9.0
CEAG Crouse-Hinds | 51866 | EC000981 | EF000187 | EV000461 | 9.0
CEAG Crouse-Hinds | 51866 | EC000981 | EF005127 | 12 - 24 | 9.0
CEAG Crouse-Hinds | 51866 | EC000981 | EF000381 | EV011530 | 9.0
CEAG Crouse-Hinds | 51866 | EC000981 | EF016286 | non | 9.0
CEAG Crouse-Hinds | 51866 | EC000981 | EF001277 | EV000154 | 9.0
CEAG Crouse-Hinds | 51866 | EC000981 | EF001278 | EV000222 | 9.0
CEAG Crouse-Hinds | 51866 | EC000981 | EF008732 | 25 | 9.0
CEAG Crouse-Hinds | 51866 | EC000981 | EF008091 | EV010144 | 9.0
CEAG Crouse-Hinds | 51866 | EC000981 | EF002960 | EV009683 | 9.0
CEAG Crouse-Hinds | 51866 | EC000981 | EF016835 | EV005787 | 9.0
CEAG Crouse-Hinds | 51866 | EC000981 | EF011870 | 50000 | 9.0
CEAG Crouse-Hinds | 51866 | EC000981 | EF005474 | EV006422 | 9.0
CEAG Crouse-Hinds | 51866 | EC000981 | EF004293 | EV008784 | 9.0
CEAG Crouse-Hinds | 51866 | EC000981 | EF000004 | EV000582 | 9.0
CEAG Crouse-Hinds | 51866 | EC000981 | EF005728 | EV009071 | 9.0
CEAG Crouse-Hinds | 51866 | EC000981 | EF008404 | EV010598 | 9.0
CEAG Crouse-Hinds | 51866 | EC000981 | EF012518 | 50000 - 50000 | 9.0
CEAG Crouse-Hinds | 51866 | EC000981 | EF009349 | 185 | 9.0
CEAG Crouse-Hinds | 51866 | EC000981 | EF008731 | 185 | 9.0
CEAG Crouse-Hinds | 51866 | EC000981 | EF009350 | EV000202 | 9.0
CEAG Crouse-Hinds | 51866 | EC000981 | EF025740 | 0.95 | 9.0
CEAG Crouse-Hinds | 51866 | EC000981 | EF009482 | Non | 9.0
CEAG Crouse-Hinds | 51866 | EC000981 | EF000008 | 356 | 9.0
CEAG Crouse-Hinds | 51866 | EC000981 | EF001456 | 76 | 9.0
CEAG Crouse-Hinds | 51866 | EC000981 | EF001438 | 175 | 9.0
CEAG Crouse-Hinds | 51866 | EC000981 | EF011868 | EV015019 | 9.0
CEAG Crouse-Hinds | 51866 | EC000981 | EF001391 | 3 | 9.0
CEAG Crouse-Hinds | 51866 | EC000981 | EF000085 | 2.5 | 9.0
CEAG Crouse-Hinds | 51866 | EC000981 | EF000124 | EV000154 | 9.0
CEAG Crouse-Hinds | 51867 | EC000981 | EF000003 | EV000945 | 9.0
CEAG Crouse-Hinds | 51867 | EC000981 | EF000233 | EV003790 | 9.0
CEAG Crouse-Hinds | 51867 | EC000981 | EF002423 | EV011515 | 9.0
CEAG Crouse-Hinds | 51867 | EC000981 | EF005905 | Oui | 9.0
CEAG Crouse-Hinds | 51867 | EC000981 | EF001596 | EV000139 | 9.0
CEAG Crouse-Hinds | 51867 | EC000981 | EF000187 | EV000461 | 9.0
CEAG Crouse-Hinds | 51867 | EC000981 | EF005127 | 12 - 24 | 9.0
CEAG Crouse-Hinds | 51867 | EC000981 | EF000381 | EV011530 | 9.0
CEAG Crouse-Hinds | 51867 | EC000981 | EF016286 | non | 9.0
CEAG Crouse-Hinds | 51867 | EC000981 | EF001277 | EV000154 | 9.0
CEAG Crouse-Hinds | 51867 | EC000981 | EF001278 | EV000222 | 9.0
CEAG Crouse-Hinds | 51867 | EC000981 | EF008732 | 25 | 9.0
CEAG Crouse-Hinds | 51867 | EC000981 | EF008091 | EV010144 | 9.0
CEAG Crouse-Hinds | 51867 | EC000981 | EF002960 | EV009683 | 9.0
CEAG Crouse-Hinds | 51867 | EC000981 | EF016835 | EV005787 | 9.0
CEAG Crouse-Hinds | 51867 | EC000981 | EF011870 | 50000 | 9.0
CEAG Crouse-Hinds | 51867 | EC000981 | EF005474 | EV006422 | 9.0
CEAG Crouse-Hinds | 51867 | EC000981 | EF004293 | EV008784 | 9.0
CEAG Crouse-Hinds | 51867 | EC000981 | EF000004 | EV000582 | 9.0
CEAG Crouse-Hinds | 51867 | EC000981 | EF005728 | EV009071 | 9.0
CEAG Crouse-Hinds | 51867 | EC000981 | EF008404 | EV010598 | 9.0
CEAG Crouse-Hinds | 51867 | EC000981 | EF012518 | 50000 - 50000 | 9.0
CEAG Crouse-Hinds | 51867 | EC000981 | EF009349 | 185 | 9.0
CEAG Crouse-Hinds | 51867 | EC000981 | EF008731 | 185 | 9.0
CEAG Crouse-Hinds | 51867 | EC000981 | EF009350 | EV000202 | 9.0
CEAG Crouse-Hinds | 51867 | EC000981 | EF025740 | 0.95 | 9.0
CEAG Crouse-Hinds | 51867 | EC000981 | EF009482 | Non | 9.0
CEAG Crouse-Hinds | 51867 | EC000981 | EF000008 | 356 | 9.0
CEAG Crouse-Hinds | 51867 | EC000981 | EF001456 | 76 | 9.0
CEAG Crouse-Hinds | 51867 | EC000981 | EF001438 | 175 | 9.0
CEAG Crouse-Hinds | 51867 | EC000981 | EF011868 | EV015019 | 9.0
CEAG Crouse-Hinds | 51867 | EC000981 | EF001391 | 3 | 9.0
CEAG Crouse-Hinds | 51867 | EC000981 | EF000085 | 2.5 | 9.0
CEAG Crouse-Hinds | 51867 | EC000981 | EF000124 | EV000154 | 9.0
CEAG Crouse-Hinds | 51868 | EC000981 | EF000003 | EV000945 | 9.0
CEAG Crouse-Hinds | 51868 | EC000981 | EF000233 | EV003790 | 9.0
CEAG Crouse-Hinds | 51868 | EC000981 | EF002423 | EV011515 | 9.0
CEAG Crouse-Hinds | 51868 | EC000981 | EF005905 | Oui | 9.0
CEAG Crouse-Hinds | 51868 | EC000981 | EF001596 | EV000139 | 9.0
CEAG Crouse-Hinds | 51868 | EC000981 | EF000187 | EV000461 | 9.0
CEAG Crouse-Hinds | 51868 | EC000981 | EF005127 | 12 - 24 | 9.0
CEAG Crouse-Hinds | 51868 | EC000981 | EF000381 | EV011530 | 9.0
CEAG Crouse-Hinds | 51868 | EC000981 | EF016286 | non | 9.0
CEAG Crouse-Hinds | 51868 | EC000981 | EF001277 | EV000154 | 9.0
CEAG Crouse-Hinds | 51868 | EC000981 | EF001278 | EV000222 | 9.0
CEAG Crouse-Hinds | 51868 | EC000981 | EF008732 | 25 | 9.0
CEAG Crouse-Hinds | 51868 | EC000981 | EF008091 | EV010144 | 9.0
CEAG Crouse-Hinds | 51868 | EC000981 | EF002960 | EV009683 | 9.0
CEAG Crouse-Hinds | 51868 | EC000981 | EF016835 | EV005787 | 9.0
CEAG Crouse-Hinds | 51868 | EC000981 | EF011870 | 50000 | 9.0
CEAG Crouse-Hinds | 51868 | EC000981 | EF005474 | EV006422 | 9.0
CEAG Crouse-Hinds | 51868 | EC000981 | EF004293 | EV008784 | 9.0
CEAG Crouse-Hinds | 51868 | EC000981 | EF000004 | EV000582 | 9.0
CEAG Crouse-Hinds | 51868 | EC000981 | EF005728 | EV009071 | 9.0
CEAG Crouse-Hinds | 51868 | EC000981 | EF008404 | EV010598 | 9.0
CEAG Crouse-Hinds | 51868 | EC000981 | EF012518 | 50000 - 50000 | 9.0
CEAG Crouse-Hinds | 51868 | EC000981 | EF009349 | 185 | 9.0
CEAG Crouse-Hinds | 51868 | EC000981 | EF008731 | 185 | 9.0
CEAG Crouse-Hinds | 51868 | EC000981 | EF009350 | EV000202 | 9.0
CEAG Crouse-Hinds | 51868 | EC000981 | EF025740 | 0.95 | 9.0
CEAG Crouse-Hinds | 51868 | EC000981 | EF009482 | Non | 9.0
CEAG Crouse-Hinds | 51868 | EC000981 | EF000008 | 356 | 9.0
CEAG Crouse-Hinds | 51868 | EC000981 | EF001456 | 76 | 9.0
CEAG Crouse-Hinds | 51868 | EC000981 | EF001438 | 175 | 9.0
CEAG Crouse-Hinds | 51868 | EC000981 | EF011868 | EV015019 | 9.0
CEAG Crouse-Hinds | 51868 | EC000981 | EF001391 | 3 | 9.0
CEAG Crouse-Hinds | 51868 | EC000981 | EF000085 | 2.5 | 9.0
CEAG Crouse-Hinds | 51868 | EC000981 | EF000124 | EV000154 | 9.0
CEAG Crouse-Hinds | 51870 | EC000981 | EF000003 | EV000945 | 9.0
CEAG Crouse-Hinds | 51870 | EC000981 | EF000233 | EV003791 | 9.0
CEAG Crouse-Hinds | 51870 | EC000981 | EF002423 | EV011515 | 9.0
CEAG Crouse-Hinds | 51870 | EC000981 | EF005905 | oui | 9.0
CEAG Crouse-Hinds | 51870 | EC000981 | EF001596 | EV000072 | 9.0
CEAG Crouse-Hinds | 51870 | EC000981 | EF000187 | EV000509 | 9.0
CEAG Crouse-Hinds | 51870 | EC000981 | EF005127 | 110 - 250 | 9.0
CEAG Crouse-Hinds | 51870 | EC000981 | EF000381 | EV011530 | 9.0
CEAG Crouse-Hinds | 51870 | EC000981 | EF016286 | Oui | 9.0
CEAG Crouse-Hinds | 51870 | EC000981 | EF001277 | EV003782 | 9.0
CEAG Crouse-Hinds | 51870 | EC000981 | EF001278 | EV000222 | 9.0
CEAG Crouse-Hinds | 51870 | EC000981 | EF008732 | 28 | 9.0
CEAG Crouse-Hinds | 51870 | EC000981 | EF008091 | EV009635 | 9.0
CEAG Crouse-Hinds | 51870 | EC000981 | EF002960 | EV009683 | 9.0
CEAG Crouse-Hinds | 51870 | EC000981 | EF016835 | EV005787 | 9.0
CEAG Crouse-Hinds | 51870 | EC000981 | EF011870 | 50000 | 9.0
CEAG Crouse-Hinds | 51870 | EC000981 | EF005474 | EV006422 | 9.0
CEAG Crouse-Hinds | 51870 | EC000981 | EF004293 | EV008784 | 9.0
CEAG Crouse-Hinds | 51870 | EC000981 | EF000004 | EV000582 | 9.0
CEAG Crouse-Hinds | 51870 | EC000981 | EF005728 | EV009071 | 9.0
CEAG Crouse-Hinds | 51870 | EC000981 | EF008404 | EV010598 | 9.0
CEAG Crouse-Hinds | 51870 | EC000981 | EF012518 | 50000 - 50000 | 9.0
CEAG Crouse-Hinds | 51870 | EC000981 | EF009349 | 185 | 9.0
CEAG Crouse-Hinds | 51870 | EC000981 | EF008731 | 185 | 9.0
CEAG Crouse-Hinds | 51870 | EC000981 | EF009350 | EV000202 | 9.0
CEAG Crouse-Hinds | 51870 | EC000981 | EF025740 | 0,5 | 9.0
CEAG Crouse-Hinds | 51870 | EC000981 | EF009482 | Non | 9.0
CEAG Crouse-Hinds | 51870 | EC000981 | EF000008 | 230 | 9.0
CEAG Crouse-Hinds | 51870 | EC000981 | EF001456 | 115 | 9.0
CEAG Crouse-Hinds | 51870 | EC000981 | EF001438 | 400 | 9.0
CEAG Crouse-Hinds | 51870 | EC000981 | EF011868 | EV015019 | 9.0
CEAG Crouse-Hinds | 51870 | EC000981 | EF001391 | 3 | 9.0
CEAG Crouse-Hinds | 51870 | EC000981 | EF000085 | 2.5 | 9.0
CEAG Crouse-Hinds | 51870 | EC000981 | EF000124 | EV000154 | 9.0
CEAG Crouse-Hinds | 51871 | EC000981 | EF000003 | EV000945 | 9.0
CEAG Crouse-Hinds | 51871 | EC000981 | EF000233 | EV003791 | 9.0
CEAG Crouse-Hinds | 51871 | EC000981 | EF002423 | EV011515 | 9.0
CEAG Crouse-Hinds | 51871 | EC000981 | EF005905 | oui | 9.0
CEAG Crouse-Hinds | 51871 | EC000981 | EF001596 | EV000072 | 9.0
CEAG Crouse-Hinds | 51871 | EC000981 | EF000187 | EV000509 | 9.0
CEAG Crouse-Hinds | 51871 | EC000981 | EF005127 | 110 - 250 | 9.0
CEAG Crouse-Hinds | 51871 | EC000981 | EF000381 | EV011530 | 9.0
CEAG Crouse-Hinds | 51871 | EC000981 | EF016286 | Oui | 9.0
CEAG Crouse-Hinds | 51871 | EC000981 | EF001277 | EV003782 | 9.0
CEAG Crouse-Hinds | 51871 | EC000981 | EF001278 | EV000222 | 9.0
CEAG Crouse-Hinds | 51871 | EC000981 | EF008732 | 28 | 9.0
CEAG Crouse-Hinds | 51871 | EC000981 | EF008091 | EV009635 | 9.0
CEAG Crouse-Hinds | 51871 | EC000981 | EF002960 | EV009683 | 9.0
CEAG Crouse-Hinds | 51871 | EC000981 | EF016835 | EV005787 | 9.0
CEAG Crouse-Hinds | 51871 | EC000981 | EF011870 | 50000 | 9.0
CEAG Crouse-Hinds | 51871 | EC000981 | EF005474 | EV006422 | 9.0
CEAG Crouse-Hinds | 51871 | EC000981 | EF004293 | EV008784 | 9.0
CEAG Crouse-Hinds | 51871 | EC000981 | EF000004 | EV000582 | 9.0
CEAG Crouse-Hinds | 51871 | EC000981 | EF005728 | EV009071 | 9.0
CEAG Crouse-Hinds | 51871 | EC000981 | EF008404 | EV010598 | 9.0
CEAG Crouse-Hinds | 51871 | EC000981 | EF012518 | 50000 - 50000 | 9.0
CEAG Crouse-Hinds | 51871 | EC000981 | EF009349 | 185 | 9.0
CEAG Crouse-Hinds | 51871 | EC000981 | EF008731 | 185 | 9.0
CEAG Crouse-Hinds | 51871 | EC000981 | EF009350 | EV000202 | 9.0
CEAG Crouse-Hinds | 51871 | EC000981 | EF025740 | 0,5 | 9.0
CEAG Crouse-Hinds | 51871 | EC000981 | EF009482 | Non | 9.0
CEAG Crouse-Hinds | 51871 | EC000981 | EF000008 | 230 | 9.0
CEAG Crouse-Hinds | 51871 | EC000981 | EF001456 | 115 | 9.0
CEAG Crouse-Hinds | 51871 | EC000981 | EF001438 | 400 | 9.0
CEAG Crouse-Hinds | 51871 | EC000981 | EF011868 | EV015019 | 9.0
CEAG Crouse-Hinds | 51871 | EC000981 | EF001391 | 3 | 9.0
CEAG Crouse-Hinds | 51871 | EC000981 | EF000085 | 2.5 | 9.0
CEAG Crouse-Hinds | 51871 | EC000981 | EF000124 | EV000154 | 9.0
CEAG Crouse-Hinds | 51872 | EC000981 | EF000003 | EV000945 | 9.0
CEAG Crouse-Hinds | 51872 | EC000981 | EF000233 | EV003791 | 9.0
CEAG Crouse-Hinds | 51872 | EC000981 | EF002423 | EV011515 | 9.0
CEAG Crouse-Hinds | 51872 | EC000981 | EF005905 | oui | 9.0
CEAG Crouse-Hinds | 51872 | EC000981 | EF001596 | EV000072 | 9.0
CEAG Crouse-Hinds | 51872 | EC000981 | EF000187 | EV000509 | 9.0
CEAG Crouse-Hinds | 51872 | EC000981 | EF005127 | 110 - 250 | 9.0
CEAG Crouse-Hinds | 51872 | EC000981 | EF000381 | EV011530 | 9.0
CEAG Crouse-Hinds | 51872 | EC000981 | EF016286 | Oui | 9.0
CEAG Crouse-Hinds | 51872 | EC000981 | EF001277 | EV003782 | 9.0
CEAG Crouse-Hinds | 51872 | EC000981 | EF001278 | EV000222 | 9.0
CEAG Crouse-Hinds | 51872 | EC000981 | EF008732 | 28 | 9.0
CEAG Crouse-Hinds | 51872 | EC000981 | EF008091 | EV009635 | 9.0
CEAG Crouse-Hinds | 51872 | EC000981 | EF002960 | EV009683 | 9.0
CEAG Crouse-Hinds | 51872 | EC000981 | EF016835 | EV005787 | 9.0
CEAG Crouse-Hinds | 51872 | EC000981 | EF011870 | 50000 | 9.0
CEAG Crouse-Hinds | 51872 | EC000981 | EF005474 | EV006422 | 9.0
CEAG Crouse-Hinds | 51872 | EC000981 | EF004293 | EV008784 | 9.0
CEAG Crouse-Hinds | 51872 | EC000981 | EF000004 | EV000582 | 9.0
CEAG Crouse-Hinds | 51872 | EC000981 | EF005728 | EV009071 | 9.0
CEAG Crouse-Hinds | 51872 | EC000981 | EF008404 | EV010598 | 9.0
CEAG Crouse-Hinds | 51872 | EC000981 | EF012518 | 50000 - 50000 | 9.0
CEAG Crouse-Hinds | 51872 | EC000981 | EF009349 | 185 | 9.0
CEAG Crouse-Hinds | 51872 | EC000981 | EF008731 | 185 | 9.0
CEAG Crouse-Hinds | 51872 | EC000981 | EF009350 | EV000202 | 9.0
CEAG Crouse-Hinds | 51872 | EC000981 | EF025740 | 0,5 | 9.0
CEAG Crouse-Hinds | 51872 | EC000981 | EF009482 | Non | 9.0
CEAG Crouse-Hinds | 51872 | EC000981 | EF000008 | 230 | 9.0
CEAG Crouse-Hinds | 51872 | EC000981 | EF001456 | 115 | 9.0
CEAG Crouse-Hinds | 51872 | EC000981 | EF001438 | 400 | 9.0
CEAG Crouse-Hinds | 51872 | EC000981 | EF011868 | EV015019 | 9.0
CEAG Crouse-Hinds | 51872 | EC000981 | EF001391 | 3 | 9.0
CEAG Crouse-Hinds | 51872 | EC000981 | EF000085 | 2.5 | 9.0
CEAG Crouse-Hinds | 51872 | EC000981 | EF000124 | EV000154 | 9.0
CEAG Crouse-Hinds | 51873 | EC000981 | EF000003 | EV000945 | 9.0
CEAG Crouse-Hinds | 51873 | EC000981 | EF000233 | EV003791 | 9.0
CEAG Crouse-Hinds | 51873 | EC000981 | EF002423 | EV011515 | 9.0
CEAG Crouse-Hinds | 51873 | EC000981 | EF005905 | oui | 9.0
CEAG Crouse-Hinds | 51873 | EC000981 | EF001596 | EV000072 | 9.0
CEAG Crouse-Hinds | 51873 | EC000981 | EF000187 | EV000509 | 9.0
CEAG Crouse-Hinds | 51873 | EC000981 | EF005127 | 110 - 250 | 9.0
CEAG Crouse-Hinds | 51873 | EC000981 | EF000381 | EV011530 | 9.0
CEAG Crouse-Hinds | 51873 | EC000981 | EF016286 | Oui | 9.0
CEAG Crouse-Hinds | 51873 | EC000981 | EF001277 | EV003782 | 9.0
CEAG Crouse-Hinds | 51873 | EC000981 | EF001278 | EV000222 | 9.0
CEAG Crouse-Hinds | 51873 | EC000981 | EF008732 | 28 | 9.0
CEAG Crouse-Hinds | 51873 | EC000981 | EF008091 | EV009635 | 9.0
CEAG Crouse-Hinds | 51873 | EC000981 | EF002960 | EV009683 | 9.0
CEAG Crouse-Hinds | 51873 | EC000981 | EF016835 | EV005787 | 9.0
CEAG Crouse-Hinds | 51873 | EC000981 | EF011870 | 50000 | 9.0
CEAG Crouse-Hinds | 51873 | EC000981 | EF005474 | EV006422 | 9.0
CEAG Crouse-Hinds | 51873 | EC000981 | EF004293 | EV008784 | 9.0
CEAG Crouse-Hinds | 51873 | EC000981 | EF000004 | EV000582 | 9.0
CEAG Crouse-Hinds | 51873 | EC000981 | EF005728 | EV009071 | 9.0
CEAG Crouse-Hinds | 51873 | EC000981 | EF008404 | EV010598 | 9.0
CEAG Crouse-Hinds | 51873 | EC000981 | EF012518 | 50000 - 50000 | 9.0
CEAG Crouse-Hinds | 51873 | EC000981 | EF009349 | 185 | 9.0
CEAG Crouse-Hinds | 51873 | EC000981 | EF008731 | 185 | 9.0
CEAG Crouse-Hinds | 51873 | EC000981 | EF009350 | EV000202 | 9.0
CEAG Crouse-Hinds | 51873 | EC000981 | EF025740 | 0,5 | 9.0
CEAG Crouse-Hinds | 51873 | EC000981 | EF009482 | Non | 9.0
CEAG Crouse-Hinds | 51873 | EC000981 | EF000008 | 230 | 9.0
CEAG Crouse-Hinds | 51873 | EC000981 | EF001456 | 115 | 9.0
CEAG Crouse-Hinds | 51873 | EC000981 | EF001438 | 400 | 9.0
CEAG Crouse-Hinds | 51873 | EC000981 | EF011868 | EV015019 | 9.0
CEAG Crouse-Hinds | 51873 | EC000981 | EF001391 | 3 | 9.0
CEAG Crouse-Hinds | 51873 | EC000981 | EF000085 | 2.5 | 9.0
CEAG Crouse-Hinds | 51873 | EC000981 | EF000124 | EV000154 | 9.0
CEAG Crouse-Hinds | 51874 | EC000981 | EF000233 | EV003791 | 9.0
CEAG Crouse-Hinds | 51874 | EC000981 | EF002423 | EV011515 | 9.0
CEAG Crouse-Hinds | 51874 | EC000981 | EF005905 | oui | 9.0
CEAG Crouse-Hinds | 51874 | EC000981 | EF001596 | EV000072 | 9.0
CEAG Crouse-Hinds | 51874 | EC000981 | EF000187 | EV000509 | 9.0
CEAG Crouse-Hinds | 51874 | EC000981 | EF005127 | 110 - 250 | 9.0
CEAG Crouse-Hinds | 51874 | EC000981 | EF000381 | EV011530 | 9.0
CEAG Crouse-Hinds | 51874 | EC000981 | EF016286 | Oui | 9.0
CEAG Crouse-Hinds | 51874 | EC000981 | EF001277 | EV003782 | 9.0
CEAG Crouse-Hinds | 51874 | EC000981 | EF001278 | EV000222 | 9.0
CEAG Crouse-Hinds | 51874 | EC000981 | EF008732 | 28 | 9.0
CEAG Crouse-Hinds | 51874 | EC000981 | EF008091 | EV009635 | 9.0
CEAG Crouse-Hinds | 51874 | EC000981 | EF002960 | EV009683 | 9.0
CEAG Crouse-Hinds | 51874 | EC000981 | EF016835 | EV005787 | 9.0
CEAG Crouse-Hinds | 51874 | EC000981 | EF011870 | 50000 | 9.0
CEAG Crouse-Hinds | 51874 | EC000981 | EF005474 | EV006422 | 9.0
CEAG Crouse-Hinds | 51874 | EC000981 | EF004293 | EV008784 | 9.0
CEAG Crouse-Hinds | 51874 | EC000981 | EF000004 | EV000582 | 9.0
CEAG Crouse-Hinds | 51874 | EC000981 | EF005728 | EV009071 | 9.0
CEAG Crouse-Hinds | 51874 | EC000981 | EF008404 | EV010598 | 9.0
CEAG Crouse-Hinds | 51874 | EC000981 | EF012518 | 50000 - 50000 | 9.0
CEAG Crouse-Hinds | 51874 | EC000981 | EF009349 | 185 | 9.0
CEAG Crouse-Hinds | 51874 | EC000981 | EF008731 | 185 | 9.0
CEAG Crouse-Hinds | 51874 | EC000981 | EF009350 | EV000202 | 9.0
CEAG Crouse-Hinds | 51874 | EC000981 | EF025740 | 0,95 | 9.0
CEAG Crouse-Hinds | 51874 | EC000981 | EF009482 | Non | 9.0
CEAG Crouse-Hinds | 51874 | EC000981 | EF000008 | 230 | 9.0
CEAG Crouse-Hinds | 51874 | EC000981 | EF001456 | 115 | 9.0
CEAG Crouse-Hinds | 51874 | EC000981 | EF001438 | 400 | 9.0
CEAG Crouse-Hinds | 51874 | EC000981 | EF011868 | EV015019 | 9.0
CEAG Crouse-Hinds | 51874 | EC000981 | EF001391 | 3 | 9.0
CEAG Crouse-Hinds | 51874 | EC000981 | EF000085 | 2.5 | 9.0
CEAG Crouse-Hinds | 51874 | EC000981 | EF000124 | EV000154 | 9.0
CEAG Crouse-Hinds | 51875 | EC000981 | EF000233 | EV003791 | 9.0
CEAG Crouse-Hinds | 51875 | EC000981 | EF002423 | EV011515 | 9.0
CEAG Crouse-Hinds | 51875 | EC000981 | EF005905 | oui | 9.0
CEAG Crouse-Hinds | 51875 | EC000981 | EF001596 | EV000072 | 9.0
CEAG Crouse-Hinds | 51875 | EC000981 | EF000187 | EV000509 | 9.0
CEAG Crouse-Hinds | 51875 | EC000981 | EF005127 | 110 - 250 | 9.0
CEAG Crouse-Hinds | 51875 | EC000981 | EF000381 | EV011530 | 9.0
CEAG Crouse-Hinds | 51875 | EC000981 | EF016286 | Oui | 9.0
CEAG Crouse-Hinds | 51875 | EC000981 | EF001277 | EV003782 | 9.0
CEAG Crouse-Hinds | 51875 | EC000981 | EF001278 | EV000222 | 9.0
CEAG Crouse-Hinds | 51875 | EC000981 | EF008732 | 28 | 9.0
CEAG Crouse-Hinds | 51875 | EC000981 | EF008091 | EV009635 | 9.0
CEAG Crouse-Hinds | 51875 | EC000981 | EF002960 | EV009683 | 9.0
CEAG Crouse-Hinds | 51875 | EC000981 | EF016835 | EV005787 | 9.0
CEAG Crouse-Hinds | 51875 | EC000981 | EF011870 | 50000 | 9.0
CEAG Crouse-Hinds | 51875 | EC000981 | EF005474 | EV006422 | 9.0
CEAG Crouse-Hinds | 51875 | EC000981 | EF004293 | EV008784 | 9.0
CEAG Crouse-Hinds | 51875 | EC000981 | EF000004 | EV000582 | 9.0
CEAG Crouse-Hinds | 51875 | EC000981 | EF005728 | EV009071 | 9.0
CEAG Crouse-Hinds | 51875 | EC000981 | EF008404 | EV010598 | 9.0
CEAG Crouse-Hinds | 51875 | EC000981 | EF012518 | 50000 - 50000 | 9.0
CEAG Crouse-Hinds | 51875 | EC000981 | EF009349 | 185 | 9.0
CEAG Crouse-Hinds | 51875 | EC000981 | EF008731 | 185 | 9.0
CEAG Crouse-Hinds | 51875 | EC000981 | EF009350 | EV000202 | 9.0
CEAG Crouse-Hinds | 51875 | EC000981 | EF025740 | 0,95 | 9.0
CEAG Crouse-Hinds | 51875 | EC000981 | EF009482 | Non | 9.0
CEAG Crouse-Hinds | 51875 | EC000981 | EF000008 | 230 | 9.0
CEAG Crouse-Hinds | 51875 | EC000981 | EF001456 | 115 | 9.0
CEAG Crouse-Hinds | 51875 | EC000981 | EF001438 | 400 | 9.0
CEAG Crouse-Hinds | 51875 | EC000981 | EF011868 | EV015019 | 9.0
CEAG Crouse-Hinds | 51875 | EC000981 | EF001391 | 3 | 9.0
CEAG Crouse-Hinds | 51875 | EC000981 | EF000085 | 2.5 | 9.0
CEAG Crouse-Hinds | 51875 | EC000981 | EF000124 | EV000154 | 9.0
CEAG Crouse-Hinds | 51876 | EC000981 | EF000233 | EV003791 | 9.0
CEAG Crouse-Hinds | 51876 | EC000981 | EF002423 | EV011515 | 9.0
CEAG Crouse-Hinds | 51876 | EC000981 | EF005905 | oui | 9.0
CEAG Crouse-Hinds | 51876 | EC000981 | EF001596 | EV000072 | 9.0
CEAG Crouse-Hinds | 51876 | EC000981 | EF000187 | EV000509 | 9.0
CEAG Crouse-Hinds | 51876 | EC000981 | EF005127 | 110 - 250 | 9.0
CEAG Crouse-Hinds | 51876 | EC000981 | EF000381 | EV011530 | 9.0
CEAG Crouse-Hinds | 51876 | EC000981 | EF016286 | Oui | 9.0
CEAG Crouse-Hinds | 51876 | EC000981 | EF001277 | EV003782 | 9.0
CEAG Crouse-Hinds | 51876 | EC000981 | EF001278 | EV000222 | 9.0
CEAG Crouse-Hinds | 51876 | EC000981 | EF008732 | 28 | 9.0
CEAG Crouse-Hinds | 51876 | EC000981 | EF008091 | EV009635 | 9.0
CEAG Crouse-Hinds | 51876 | EC000981 | EF002960 | EV009683 | 9.0
CEAG Crouse-Hinds | 51876 | EC000981 | EF016835 | EV005787 | 9.0
CEAG Crouse-Hinds | 51876 | EC000981 | EF011870 | 50000 | 9.0
CEAG Crouse-Hinds | 51876 | EC000981 | EF005474 | EV006422 | 9.0
CEAG Crouse-Hinds | 51876 | EC000981 | EF004293 | EV008784 | 9.0
CEAG Crouse-Hinds | 51876 | EC000981 | EF000004 | EV000582 | 9.0
CEAG Crouse-Hinds | 51876 | EC000981 | EF005728 | EV009071 | 9.0
CEAG Crouse-Hinds | 51876 | EC000981 | EF008404 | EV010598 | 9.0
CEAG Crouse-Hinds | 51876 | EC000981 | EF012518 | 50000 - 50000 | 9.0
CEAG Crouse-Hinds | 51876 | EC000981 | EF009349 | 185 | 9.0
CEAG Crouse-Hinds | 51876 | EC000981 | EF008731 | 185 | 9.0
CEAG Crouse-Hinds | 51876 | EC000981 | EF009350 | EV000202 | 9.0
CEAG Crouse-Hinds | 51876 | EC000981 | EF025740 | 0,95 | 9.0
CEAG Crouse-Hinds | 51876 | EC000981 | EF009482 | Non | 9.0
CEAG Crouse-Hinds | 51876 | EC000981 | EF000008 | 230 | 9.0
CEAG Crouse-Hinds | 51876 | EC000981 | EF001456 | 115 | 9.0
CEAG Crouse-Hinds | 51876 | EC000981 | EF001438 | 400 | 9.0
CEAG Crouse-Hinds | 51876 | EC000981 | EF011868 | EV015019 | 9.0
CEAG Crouse-Hinds | 51876 | EC000981 | EF001391 | 3 | 9.0
CEAG Crouse-Hinds | 51876 | EC000981 | EF000085 | 2.5 | 9.0
CEAG Crouse-Hinds | 51876 | EC000981 | EF000124 | EV000154 | 9.0
CEAG Crouse-Hinds | 51877 | EC000981 | EF000233 | EV003791 | 9.0
CEAG Crouse-Hinds | 51877 | EC000981 | EF002423 | EV011515 | 9.0
CEAG Crouse-Hinds | 51877 | EC000981 | EF005905 | oui | 9.0
CEAG Crouse-Hinds | 51877 | EC000981 | EF001596 | EV000072 | 9.0
CEAG Crouse-Hinds | 51877 | EC000981 | EF000187 | EV000509 | 9.0
CEAG Crouse-Hinds | 51877 | EC000981 | EF005127 | 110 - 250 | 9.0
CEAG Crouse-Hinds | 51877 | EC000981 | EF000381 | EV011530 | 9.0
CEAG Crouse-Hinds | 51877 | EC000981 | EF016286 | Oui | 9.0
CEAG Crouse-Hinds | 51877 | EC000981 | EF001277 | EV003782 | 9.0
CEAG Crouse-Hinds | 51877 | EC000981 | EF001278 | EV000222 | 9.0
CEAG Crouse-Hinds | 51877 | EC000981 | EF008732 | 28 | 9.0
CEAG Crouse-Hinds | 51877 | EC000981 | EF008091 | EV009635 | 9.0
CEAG Crouse-Hinds | 51877 | EC000981 | EF002960 | EV009683 | 9.0
CEAG Crouse-Hinds | 51877 | EC000981 | EF016835 | EV005787 | 9.0
CEAG Crouse-Hinds | 51877 | EC000981 | EF011870 | 50000 | 9.0
CEAG Crouse-Hinds | 51877 | EC000981 | EF005474 | EV006422 | 9.0
CEAG Crouse-Hinds | 51877 | EC000981 | EF004293 | EV008784 | 9.0
CEAG Crouse-Hinds | 51877 | EC000981 | EF000004 | EV000582 | 9.0
CEAG Crouse-Hinds | 51877 | EC000981 | EF005728 | EV009071 | 9.0
CEAG Crouse-Hinds | 51877 | EC000981 | EF008404 | EV010598 | 9.0
CEAG Crouse-Hinds | 51877 | EC000981 | EF012518 | 50000 - 50000 | 9.0
CEAG Crouse-Hinds | 51877 | EC000981 | EF009349 | 185 | 9.0
CEAG Crouse-Hinds | 51877 | EC000981 | EF008731 | 185 | 9.0
CEAG Crouse-Hinds | 51877 | EC000981 | EF009350 | EV000202 | 9.0
CEAG Crouse-Hinds | 51877 | EC000981 | EF025740 | 0,95 | 9.0
CEAG Crouse-Hinds | 51877 | EC000981 | EF009482 | Non | 9.0
CEAG Crouse-Hinds | 51877 | EC000981 | EF000008 | 230 | 9.0
CEAG Crouse-Hinds | 51877 | EC000981 | EF001456 | 115 | 9.0
CEAG Crouse-Hinds | 51877 | EC000981 | EF001438 | 400 | 9.0
CEAG Crouse-Hinds | 51877 | EC000981 | EF011868 | EV015019 | 9.0
CEAG Crouse-Hinds | 51877 | EC000981 | EF001391 | 3 | 9.0
CEAG Crouse-Hinds | 51877 | EC000981 | EF000085 | 2.5 | 9.0
CEAG Crouse-Hinds | 51877 | EC000981 | EF000124 | EV000154 | 9.0
CEAG Crouse-Hinds | 51878 | EC000773 | EF001302 | oui | 9.0
CEAG Crouse-Hinds | 51878 | EC000773 | EF007847 | EV011515 | 9.0
CEAG Crouse-Hinds | 51878 | EC000773 | EF007985 | EV011515 | 9.0
CEAG Crouse-Hinds | 51878 | EC000773 | EF005905 | oui | 9.0
CEAG Crouse-Hinds | 51878 | EC000773 | EF001596 | EV000139 | 9.0
CEAG Crouse-Hinds | 51878 | EC000773 | EF000136 | EV000206 | 9.0
CEAG Crouse-Hinds | 51878 | EC000773 | EF007696 | Oui | 9.0
CEAG Crouse-Hinds | 51878 | EC000773 | EF007697 | Non | 9.0
CEAG Crouse-Hinds | 51878 | EC000773 | EF007900 | 3.3 | 9.0
CEAG Crouse-Hinds | 51878 | EC000773 | EF007901 | 3.3 | 9.0
CEAG Crouse-Hinds | 51878 | EC000773 | EF005728 | EV009071 | 9.0
CEAG Crouse-Hinds | 51878 | EC000773 | EF008404 | EV010598 | 9.0
CEAG Crouse-Hinds | 51878 | EC000773 | EF001644 | EV010463 | 9.0
CEAG Crouse-Hinds | 51878 | EC000773 | EF016835 | EV005787 | 9.0
CEAG Crouse-Hinds | 51878 | EC000773 | EF000008 | 119 | 9.0
CEAG Crouse-Hinds | 51878 | EC000773 | EF001456 | 325 | 9.0
CEAG Crouse-Hinds | 51878 | EC000773 | EF001438 | 146,5 | 9.0
CEAG Crouse-Hinds | 51878 | EC000773 | EF005474 | EV006421 | 9.0
CEAG Crouse-Hinds | 51879 | EC000773 | EF001302 | oui | 9.0
CEAG Crouse-Hinds | 51879 | EC000773 | EF007847 | EV011515 | 9.0
CEAG Crouse-Hinds | 51879 | EC000773 | EF007985 | EV011515 | 9.0
CEAG Crouse-Hinds | 51879 | EC000773 | EF005905 | oui | 9.0
CEAG Crouse-Hinds | 51879 | EC000773 | EF001596 | EV000139 | 9.0
CEAG Crouse-Hinds | 51879 | EC000773 | EF000136 | EV000206 | 9.0
CEAG Crouse-Hinds | 51879 | EC000773 | EF007696 | Oui | 9.0
CEAG Crouse-Hinds | 51879 | EC000773 | EF007697 | Non | 9.0
CEAG Crouse-Hinds | 51879 | EC000773 | EF007900 | 3.3 | 9.0
CEAG Crouse-Hinds | 51879 | EC000773 | EF007901 | 3.3 | 9.0
CEAG Crouse-Hinds | 51879 | EC000773 | EF005728 | EV009071 | 9.0
CEAG Crouse-Hinds | 51879 | EC000773 | EF008404 | EV010598 | 9.0
CEAG Crouse-Hinds | 51879 | EC000773 | EF001644 | EV010463 | 9.0
CEAG Crouse-Hinds | 51879 | EC000773 | EF016835 | EV005787 | 9.0
CEAG Crouse-Hinds | 51879 | EC000773 | EF000008 | 119 | 9.0
CEAG Crouse-Hinds | 51879 | EC000773 | EF001456 | 325 | 9.0
CEAG Crouse-Hinds | 51879 | EC000773 | EF001438 | 146,5 | 9.0
CEAG Crouse-Hinds | 51879 | EC000773 | EF005474 | EV006421 | 9.0
CEAG Crouse-Hinds | 51885 | EC001952 | EF000003 | EV000154 | 9.0
CEAG Crouse-Hinds | 51885 | EC001952 | EF000441 | non | 9.0
CEAG Crouse-Hinds | 51885 | EC001952 | EF002423 | EV011514 | 9.0
CEAG Crouse-Hinds | 51885 | EC001952 | EF005905 | oui | 9.0
CEAG Crouse-Hinds | 51885 | EC001952 | EF006436 | 1 | 9.0
CEAG Crouse-Hinds | 51885 | EC001952 | EF000048 | EV000154 | 9.0
CEAG Crouse-Hinds | 51885 | EC001952 | EF001596 | EV000072 | 9.0
CEAG Crouse-Hinds | 51885 | EC001952 | EF004284 | EV006800 | 9.0
CEAG Crouse-Hinds | 51885 | EC001952 | EF000187 | EV000460 | 9.0
CEAG Crouse-Hinds | 51885 | EC001952 | EF005127 | 230 - 230 | 9.0
CEAG Crouse-Hinds | 51885 | EC001952 | EF000381 | EV005787 | 9.0
CEAG Crouse-Hinds | 51885 | EC001952 | EF007556 | non | 9.0
CEAG Crouse-Hinds | 51885 | EC001952 | EF012170 | EV000278 | 9.0
CEAG Crouse-Hinds | 51885 | EC001952 | EF008157 | EV011536 | 9.0
CEAG Crouse-Hinds | 51885 | EC001952 | EF016835 | EV004701 | 9.0
CEAG Crouse-Hinds | 51885 | EC001952 | EF011870 | 6000 | 9.0
CEAG Crouse-Hinds | 51885 | EC001952 | EF005474 | EV006422 | 9.0
CEAG Crouse-Hinds | 51885 | EC001952 | EF004293 | EV008784 | 9.0
CEAG Crouse-Hinds | 51885 | EC001952 | EF000004 | EV000582 | 9.0
CEAG Crouse-Hinds | 51885 | EC001952 | EF005728 | EV009071 | 9.0
CEAG Crouse-Hinds | 51885 | EC001952 | EF008404 | EV010598 | 9.0
CEAG Crouse-Hinds | 51885 | EC001952 | EF012090 | -20 - 55 | 9.0
CEAG Crouse-Hinds | 51885 | EC001952 | EF000280 | 10 - 10 | 9.0
CEAG Crouse-Hinds | 51885 | EC001952 | EF009347 | 10 | 9.0
CEAG Crouse-Hinds | 51885 | EC001952 | EF009349 | 550 | 9.0
CEAG Crouse-Hinds | 51885 | EC001952 | EF009350 | EV000202 | 9.0
CEAG Crouse-Hinds | 51885 | EC001952 | EF009346 | 4000 - 4000 | 9.0
CEAG Crouse-Hinds | 51885 | EC001952 | EF009482 | Non | 9.0
CEAG Crouse-Hinds | 51885 | EC001952 | EF000008 | 124 | 9.0
CEAG Crouse-Hinds | 51885 | EC001952 | EF001456 | 172 | 9.0
CEAG Crouse-Hinds | 51885 | EC001952 | EF001438 | 180 | 9.0
CEAG Crouse-Hinds | 51885 | EC001952 | EF011868 | EV015019 | 9.0
CEAG Crouse-Hinds | 51885 | EC001952 | EF001391 | 2 | 9.0
CEAG Crouse-Hinds | 51885 | EC001952 | EF000085 | 2.5 | 9.0
CEAG Crouse-Hinds | 51885 | EC001952 | EF000124 | EV001008 | 9.0
CEAG Crouse-Hinds | 51888 | EC001952 | EF000003 | EV000154 | 9.0
CEAG Crouse-Hinds | 51888 | EC001952 | EF000441 | non | 9.0
CEAG Crouse-Hinds | 51888 | EC001952 | EF002423 | EV011514 | 9.0
CEAG Crouse-Hinds | 51888 | EC001952 | EF005905 | oui | 9.0
CEAG Crouse-Hinds | 51888 | EC001952 | EF006436 | 1 | 9.0
CEAG Crouse-Hinds | 51888 | EC001952 | EF000048 | EV000154 | 9.0
CEAG Crouse-Hinds | 51888 | EC001952 | EF001596 | EV000072 | 9.0
CEAG Crouse-Hinds | 51888 | EC001952 | EF004284 | EV006800 | 9.0
CEAG Crouse-Hinds | 51888 | EC001952 | EF000187 | EV000509 | 9.0
CEAG Crouse-Hinds | 51888 | EC001952 | EF005127 | 12 - 24 | 9.0
CEAG Crouse-Hinds | 51888 | EC001952 | EF000381 | EV005787 | 9.0
CEAG Crouse-Hinds | 51888 | EC001952 | EF007556 | non | 9.0
CEAG Crouse-Hinds | 51888 | EC001952 | EF012170 | EV000278 | 9.0
CEAG Crouse-Hinds | 51888 | EC001952 | EF008157 | EV011536 | 9.0
CEAG Crouse-Hinds | 51888 | EC001952 | EF016835 | EV004701 | 9.0
CEAG Crouse-Hinds | 51888 | EC001952 | EF011870 | 6000 | 9.0
CEAG Crouse-Hinds | 51888 | EC001952 | EF005474 | EV006422 | 9.0
CEAG Crouse-Hinds | 51888 | EC001952 | EF004293 | EV008784 | 9.0
CEAG Crouse-Hinds | 51888 | EC001952 | EF000004 | EV000582 | 9.0
CEAG Crouse-Hinds | 51888 | EC001952 | EF005728 | EV009071 | 9.0
CEAG Crouse-Hinds | 51888 | EC001952 | EF008404 | EV010598 | 9.0
CEAG Crouse-Hinds | 51888 | EC001952 | EF012090 | -20 - 55 | 9.0
CEAG Crouse-Hinds | 51888 | EC001952 | EF000280 | 10 - 10 | 9.0
CEAG Crouse-Hinds | 51888 | EC001952 | EF009347 | 10 | 9.0
CEAG Crouse-Hinds | 51888 | EC001952 | EF009349 | 550 | 9.0
CEAG Crouse-Hinds | 51888 | EC001952 | EF009350 | EV000202 | 9.0
CEAG Crouse-Hinds | 51888 | EC001952 | EF009346 | 4000 - 4000 | 9.0
CEAG Crouse-Hinds | 51888 | EC001952 | EF009482 | Non | 9.0
CEAG Crouse-Hinds | 51888 | EC001952 | EF000008 | 124 | 9.0
CEAG Crouse-Hinds | 51888 | EC001952 | EF001456 | 172 | 9.0
CEAG Crouse-Hinds | 51888 | EC001952 | EF001438 | 180 | 9.0
CEAG Crouse-Hinds | 51888 | EC001952 | EF011868 | EV015019 | 9.0
CEAG Crouse-Hinds | 51888 | EC001952 | EF001391 | 2 | 9.0
CEAG Crouse-Hinds | 51888 | EC001952 | EF000085 | 2.5 | 9.0
CEAG Crouse-Hinds | 51888 | EC001952 | EF000124 | EV001008 | 9.0
CEAG Crouse-Hinds | 51891 | EC000981 | EF000003 | EV000945 | 9.0
CEAG Crouse-Hinds | 51891 | EC000981 | EF000233 | EV003791 | 9.0
CEAG Crouse-Hinds | 51891 | EC000981 | EF002423 | EV011515 | 9.0
CEAG Crouse-Hinds | 51891 | EC000981 | EF005905 | oui | 9.0
CEAG Crouse-Hinds | 51891 | EC000981 | EF001596 | EV000139 | 9.0
CEAG Crouse-Hinds | 51891 | EC000981 | EF000187 | EV000509 | 9.0
CEAG Crouse-Hinds | 51891 | EC000981 | EF005127 | 110 - 250 | 9.0
CEAG Crouse-Hinds | 51891 | EC000981 | EF000381 | EV011530 | 9.0
CEAG Crouse-Hinds | 51891 | EC000981 | EF016286 | Oui | 9.0
CEAG Crouse-Hinds | 51891 | EC000981 | EF001277 | EV003783 | 9.0
CEAG Crouse-Hinds | 51891 | EC000981 | EF001278 | EV000222 | 9.0
CEAG Crouse-Hinds | 51891 | EC000981 | EF008732 | 25 | 9.0
CEAG Crouse-Hinds | 51891 | EC000981 | EF008091 | EV009635 | 9.0
CEAG Crouse-Hinds | 51891 | EC000981 | EF002960 | EV009683 | 9.0
CEAG Crouse-Hinds | 51891 | EC000981 | EF016835 | EV005787 | 9.0
CEAG Crouse-Hinds | 51891 | EC000981 | EF011870 | 50000 | 9.0
CEAG Crouse-Hinds | 51891 | EC000981 | EF005474 | EV006422 | 9.0
CEAG Crouse-Hinds | 51891 | EC000981 | EF004293 | EV008784 | 9.0
CEAG Crouse-Hinds | 51891 | EC000981 | EF000004 | EV000582 | 9.0
CEAG Crouse-Hinds | 51891 | EC000981 | EF005728 | EV009071 | 9.0
CEAG Crouse-Hinds | 51891 | EC000981 | EF008404 | EV010598 | 9.0
CEAG Crouse-Hinds | 51891 | EC000981 | EF012518 | 50000 - 50000 | 9.0
CEAG Crouse-Hinds | 51891 | EC000981 | EF009349 | 185 | 9.0
CEAG Crouse-Hinds | 51891 | EC000981 | EF008731 | 185 | 9.0
CEAG Crouse-Hinds | 51891 | EC000981 | EF009350 | EV000202 | 9.0
CEAG Crouse-Hinds | 51891 | EC000981 | EF025740 | 0,5 | 9.0
CEAG Crouse-Hinds | 51891 | EC000981 | EF009482 | Non | 9.0
CEAG Crouse-Hinds | 51891 | EC000981 | EF000008 | 356 | 9.0
CEAG Crouse-Hinds | 51891 | EC000981 | EF001456 | 76 | 9.0
CEAG Crouse-Hinds | 51891 | EC000981 | EF001438 | 175 | 9.0
CEAG Crouse-Hinds | 51891 | EC000981 | EF011868 | EV015019 | 9.0
CEAG Crouse-Hinds | 51891 | EC000981 | EF001391 | 3 | 9.0
CEAG Crouse-Hinds | 51891 | EC000981 | EF000085 | 2.5 | 9.0
CEAG Crouse-Hinds | 51891 | EC000981 | EF000124 | EV000154 | 9.0
CEAG Crouse-Hinds | 51892 | EC000981 | EF000003 | EV000945 | 9.0
CEAG Crouse-Hinds | 51892 | EC000981 | EF000233 | EV003791 | 9.0
CEAG Crouse-Hinds | 51892 | EC000981 | EF002423 | EV011515 | 9.0
CEAG Crouse-Hinds | 51892 | EC000981 | EF005905 | oui | 9.0
CEAG Crouse-Hinds | 51892 | EC000981 | EF001596 | EV000139 | 9.0
CEAG Crouse-Hinds | 51892 | EC000981 | EF000187 | EV000509 | 9.0
CEAG Crouse-Hinds | 51892 | EC000981 | EF005127 | 110 - 250 | 9.0
CEAG Crouse-Hinds | 51892 | EC000981 | EF000381 | EV011530 | 9.0
CEAG Crouse-Hinds | 51892 | EC000981 | EF016286 | Oui | 9.0
CEAG Crouse-Hinds | 51892 | EC000981 | EF001277 | EV003783 | 9.0
CEAG Crouse-Hinds | 51892 | EC000981 | EF001278 | EV000222 | 9.0
CEAG Crouse-Hinds | 51892 | EC000981 | EF008732 | 25 | 9.0
CEAG Crouse-Hinds | 51892 | EC000981 | EF008091 | EV009635 | 9.0
CEAG Crouse-Hinds | 51892 | EC000981 | EF002960 | EV009683 | 9.0
CEAG Crouse-Hinds | 51892 | EC000981 | EF016835 | EV005787 | 9.0
CEAG Crouse-Hinds | 51892 | EC000981 | EF011870 | 50000 | 9.0
CEAG Crouse-Hinds | 51892 | EC000981 | EF005474 | EV006422 | 9.0
CEAG Crouse-Hinds | 51892 | EC000981 | EF004293 | EV008784 | 9.0
CEAG Crouse-Hinds | 51892 | EC000981 | EF000004 | EV000582 | 9.0
CEAG Crouse-Hinds | 51892 | EC000981 | EF005728 | EV009071 | 9.0
CEAG Crouse-Hinds | 51892 | EC000981 | EF008404 | EV010598 | 9.0
CEAG Crouse-Hinds | 51892 | EC000981 | EF012518 | 50000 - 50000 | 9.0
CEAG Crouse-Hinds | 51892 | EC000981 | EF009349 | 185 | 9.0
CEAG Crouse-Hinds | 51892 | EC000981 | EF008731 | 185 | 9.0
CEAG Crouse-Hinds | 51892 | EC000981 | EF009350 | EV000202 | 9.0
CEAG Crouse-Hinds | 51892 | EC000981 | EF025740 | 0,5 | 9.0
CEAG Crouse-Hinds | 51892 | EC000981 | EF009482 | Non | 9.0
CEAG Crouse-Hinds | 51892 | EC000981 | EF000008 | 356 | 9.0
CEAG Crouse-Hinds | 51892 | EC000981 | EF001456 | 76 | 9.0
CEAG Crouse-Hinds | 51892 | EC000981 | EF001438 | 175 | 9.0
CEAG Crouse-Hinds | 51892 | EC000981 | EF011868 | EV015019 | 9.0
CEAG Crouse-Hinds | 51892 | EC000981 | EF001391 | 3 | 9.0
CEAG Crouse-Hinds | 51892 | EC000981 | EF000085 | 2.5 | 9.0
CEAG Crouse-Hinds | 51892 | EC000981 | EF000124 | EV000154 | 9.0
CEAG Crouse-Hinds | 51893 | EC000981 | EF000003 | EV000945 | 9.0
CEAG Crouse-Hinds | 51893 | EC000981 | EF000233 | EV003791 | 9.0
CEAG Crouse-Hinds | 51893 | EC000981 | EF002423 | EV011515 | 9.0
CEAG Crouse-Hinds | 51893 | EC000981 | EF005905 | oui | 9.0
CEAG Crouse-Hinds | 51893 | EC000981 | EF001596 | EV000139 | 9.0
CEAG Crouse-Hinds | 51893 | EC000981 | EF000187 | EV000509 | 9.0
CEAG Crouse-Hinds | 51893 | EC000981 | EF005127 | 110 - 250 | 9.0
CEAG Crouse-Hinds | 51893 | EC000981 | EF000381 | EV011530 | 9.0
CEAG Crouse-Hinds | 51893 | EC000981 | EF016286 | Oui | 9.0
CEAG Crouse-Hinds | 51893 | EC000981 | EF001277 | EV003783 | 9.0
CEAG Crouse-Hinds | 51893 | EC000981 | EF001278 | EV000222 | 9.0
CEAG Crouse-Hinds | 51893 | EC000981 | EF008732 | 25 | 9.0
CEAG Crouse-Hinds | 51893 | EC000981 | EF008091 | EV009635 | 9.0
CEAG Crouse-Hinds | 51893 | EC000981 | EF002960 | EV009683 | 9.0
CEAG Crouse-Hinds | 51893 | EC000981 | EF016835 | EV005787 | 9.0
CEAG Crouse-Hinds | 51893 | EC000981 | EF011870 | 50000 | 9.0
CEAG Crouse-Hinds | 51893 | EC000981 | EF005474 | EV006422 | 9.0
CEAG Crouse-Hinds | 51893 | EC000981 | EF004293 | EV008784 | 9.0
CEAG Crouse-Hinds | 51893 | EC000981 | EF000004 | EV000582 | 9.0
CEAG Crouse-Hinds | 51893 | EC000981 | EF005728 | EV009071 | 9.0
CEAG Crouse-Hinds | 51893 | EC000981 | EF008404 | EV010598 | 9.0
CEAG Crouse-Hinds | 51893 | EC000981 | EF012518 | 50000 - 50000 | 9.0
CEAG Crouse-Hinds | 51893 | EC000981 | EF009349 | 185 | 9.0
CEAG Crouse-Hinds | 51893 | EC000981 | EF008731 | 185 | 9.0
CEAG Crouse-Hinds | 51893 | EC000981 | EF009350 | EV000202 | 9.0
CEAG Crouse-Hinds | 51893 | EC000981 | EF025740 | 0,5 | 9.0
CEAG Crouse-Hinds | 51893 | EC000981 | EF009482 | Non | 9.0
CEAG Crouse-Hinds | 51893 | EC000981 | EF000008 | 356 | 9.0
CEAG Crouse-Hinds | 51893 | EC000981 | EF001456 | 76 | 9.0
CEAG Crouse-Hinds | 51893 | EC000981 | EF001438 | 175 | 9.0
CEAG Crouse-Hinds | 51893 | EC000981 | EF011868 | EV015019 | 9.0
CEAG Crouse-Hinds | 51893 | EC000981 | EF001391 | 3 | 9.0
CEAG Crouse-Hinds | 51893 | EC000981 | EF000085 | 2.5 | 9.0
CEAG Crouse-Hinds | 51893 | EC000981 | EF000124 | EV000154 | 9.0
CEAG Crouse-Hinds | 51894 | EC000981 | EF000003 | EV000945 | 9.0
CEAG Crouse-Hinds | 51894 | EC000981 | EF000233 | EV003791 | 9.0
CEAG Crouse-Hinds | 51894 | EC000981 | EF002423 | EV011515 | 9.0
CEAG Crouse-Hinds | 51894 | EC000981 | EF005905 | oui | 9.0
CEAG Crouse-Hinds | 51894 | EC000981 | EF001596 | EV000139 | 9.0
CEAG Crouse-Hinds | 51894 | EC000981 | EF000187 | EV000509 | 9.0
CEAG Crouse-Hinds | 51894 | EC000981 | EF005127 | 110 - 250 | 9.0
CEAG Crouse-Hinds | 51894 | EC000981 | EF000381 | EV011530 | 9.0
CEAG Crouse-Hinds | 51894 | EC000981 | EF016286 | Oui | 9.0
CEAG Crouse-Hinds | 51894 | EC000981 | EF001277 | EV003783 | 9.0
CEAG Crouse-Hinds | 51894 | EC000981 | EF001278 | EV000222 | 9.0
CEAG Crouse-Hinds | 51894 | EC000981 | EF008732 | 25 | 9.0
CEAG Crouse-Hinds | 51894 | EC000981 | EF008091 | EV009635 | 9.0
CEAG Crouse-Hinds | 51894 | EC000981 | EF002960 | EV009683 | 9.0
CEAG Crouse-Hinds | 51894 | EC000981 | EF016835 | EV005787 | 9.0
CEAG Crouse-Hinds | 51894 | EC000981 | EF011870 | 50000 | 9.0
CEAG Crouse-Hinds | 51894 | EC000981 | EF005474 | EV006422 | 9.0
CEAG Crouse-Hinds | 51894 | EC000981 | EF004293 | EV008784 | 9.0
CEAG Crouse-Hinds | 51894 | EC000981 | EF000004 | EV000582 | 9.0
CEAG Crouse-Hinds | 51894 | EC000981 | EF005728 | EV009071 | 9.0
CEAG Crouse-Hinds | 51894 | EC000981 | EF008404 | EV010598 | 9.0
CEAG Crouse-Hinds | 51894 | EC000981 | EF012518 | 50000 - 50000 | 9.0
CEAG Crouse-Hinds | 51894 | EC000981 | EF009349 | 185 | 9.0
CEAG Crouse-Hinds | 51894 | EC000981 | EF008731 | 185 | 9.0
CEAG Crouse-Hinds | 51894 | EC000981 | EF009350 | EV000202 | 9.0
CEAG Crouse-Hinds | 51894 | EC000981 | EF025740 | 0,5 | 9.0
CEAG Crouse-Hinds | 51894 | EC000981 | EF009482 | Non | 9.0
CEAG Crouse-Hinds | 51894 | EC000981 | EF000008 | 356 | 9.0
CEAG Crouse-Hinds | 51894 | EC000981 | EF001456 | 76 | 9.0
CEAG Crouse-Hinds | 51894 | EC000981 | EF001438 | 175 | 9.0
CEAG Crouse-Hinds | 51894 | EC000981 | EF011868 | EV015019 | 9.0
CEAG Crouse-Hinds | 51894 | EC000981 | EF001391 | 3 | 9.0
CEAG Crouse-Hinds | 51894 | EC000981 | EF000085 | 2.5 | 9.0
CEAG Crouse-Hinds | 51894 | EC000981 | EF000124 | EV000154 | 9.0
CEAG Crouse-Hinds | 51895 | EC000981 | EF000003 | EV000945 | 9.0
CEAG Crouse-Hinds | 51895 | EC000981 | EF000233 | EV003790 | 9.0
CEAG Crouse-Hinds | 51895 | EC000981 | EF002423 | EV011515 | 9.0
CEAG Crouse-Hinds | 51895 | EC000981 | EF005905 | Oui | 9.0
CEAG Crouse-Hinds | 51895 | EC000981 | EF001596 | EV000139 | 9.0
CEAG Crouse-Hinds | 51895 | EC000981 | EF000187 | EV000509 | 9.0
CEAG Crouse-Hinds | 51895 | EC000981 | EF005127 | 110 - 250 | 9.0
CEAG Crouse-Hinds | 51895 | EC000981 | EF000381 | EV011530 | 9.0
CEAG Crouse-Hinds | 51895 | EC000981 | EF016286 | non | 9.0
CEAG Crouse-Hinds | 51895 | EC000981 | EF001277 | EV000154 | 9.0
CEAG Crouse-Hinds | 51895 | EC000981 | EF001278 | EV000222 | 9.0
CEAG Crouse-Hinds | 51895 | EC000981 | EF008732 | 25 | 9.0
CEAG Crouse-Hinds | 51895 | EC000981 | EF008091 | EV010144 | 9.0
CEAG Crouse-Hinds | 51895 | EC000981 | EF002960 | EV009683 | 9.0
CEAG Crouse-Hinds | 51895 | EC000981 | EF016835 | EV005787 | 9.0
CEAG Crouse-Hinds | 51895 | EC000981 | EF011870 | 50000 | 9.0
CEAG Crouse-Hinds | 51895 | EC000981 | EF005474 | EV006422 | 9.0
CEAG Crouse-Hinds | 51895 | EC000981 | EF004293 | EV008784 | 9.0
CEAG Crouse-Hinds | 51895 | EC000981 | EF000004 | EV000582 | 9.0
CEAG Crouse-Hinds | 51895 | EC000981 | EF005728 | EV009071 | 9.0
CEAG Crouse-Hinds | 51895 | EC000981 | EF008404 | EV010598 | 9.0
CEAG Crouse-Hinds | 51895 | EC000981 | EF012518 | 50000 - 50000 | 9.0
CEAG Crouse-Hinds | 51895 | EC000981 | EF009349 | 185 | 9.0
CEAG Crouse-Hinds | 51895 | EC000981 | EF008731 | 185 | 9.0
CEAG Crouse-Hinds | 51895 | EC000981 | EF009350 | EV000202 | 9.0
CEAG Crouse-Hinds | 51895 | EC000981 | EF025740 | 0.95 | 9.0
CEAG Crouse-Hinds | 51895 | EC000981 | EF009482 | Non | 9.0
CEAG Crouse-Hinds | 51895 | EC000981 | EF000008 | 356 | 9.0
CEAG Crouse-Hinds | 51895 | EC000981 | EF001456 | 76 | 9.0
CEAG Crouse-Hinds | 51895 | EC000981 | EF001438 | 175 | 9.0
CEAG Crouse-Hinds | 51895 | EC000981 | EF011868 | EV015019 | 9.0
CEAG Crouse-Hinds | 51895 | EC000981 | EF001391 | 3 | 9.0
CEAG Crouse-Hinds | 51895 | EC000981 | EF000085 | 2.5 | 9.0
CEAG Crouse-Hinds | 51895 | EC000981 | EF000124 | EV000154 | 9.0
CEAG Crouse-Hinds | 51896 | EC000981 | EF000003 | EV000945 | 9.0
CEAG Crouse-Hinds | 51896 | EC000981 | EF000233 | EV003790 | 9.0
CEAG Crouse-Hinds | 51896 | EC000981 | EF002423 | EV011515 | 9.0
CEAG Crouse-Hinds | 51896 | EC000981 | EF005905 | Oui | 9.0
CEAG Crouse-Hinds | 51896 | EC000981 | EF001596 | EV000139 | 9.0
CEAG Crouse-Hinds | 51896 | EC000981 | EF000187 | EV000509 | 9.0
CEAG Crouse-Hinds | 51896 | EC000981 | EF005127 | 110 - 250 | 9.0
CEAG Crouse-Hinds | 51896 | EC000981 | EF000381 | EV011530 | 9.0
CEAG Crouse-Hinds | 51896 | EC000981 | EF016286 | non | 9.0
CEAG Crouse-Hinds | 51896 | EC000981 | EF001277 | EV000154 | 9.0
CEAG Crouse-Hinds | 51896 | EC000981 | EF001278 | EV000222 | 9.0
CEAG Crouse-Hinds | 51896 | EC000981 | EF008732 | 25 | 9.0
CEAG Crouse-Hinds | 51896 | EC000981 | EF008091 | EV010144 | 9.0
CEAG Crouse-Hinds | 51896 | EC000981 | EF002960 | EV009683 | 9.0
CEAG Crouse-Hinds | 51896 | EC000981 | EF016835 | EV005787 | 9.0
CEAG Crouse-Hinds | 51896 | EC000981 | EF011870 | 50000 | 9.0
CEAG Crouse-Hinds | 51896 | EC000981 | EF005474 | EV006422 | 9.0
CEAG Crouse-Hinds | 51896 | EC000981 | EF004293 | EV008784 | 9.0
CEAG Crouse-Hinds | 51896 | EC000981 | EF000004 | EV000582 | 9.0
CEAG Crouse-Hinds | 51896 | EC000981 | EF005728 | EV009071 | 9.0
CEAG Crouse-Hinds | 51896 | EC000981 | EF008404 | EV010598 | 9.0
CEAG Crouse-Hinds | 51896 | EC000981 | EF012518 | 50000 - 50000 | 9.0
CEAG Crouse-Hinds | 51896 | EC000981 | EF009349 | 185 | 9.0
CEAG Crouse-Hinds | 51896 | EC000981 | EF008731 | 185 | 9.0
CEAG Crouse-Hinds | 51896 | EC000981 | EF009350 | EV000202 | 9.0
CEAG Crouse-Hinds | 51896 | EC000981 | EF025740 | 0.95 | 9.0
CEAG Crouse-Hinds | 51896 | EC000981 | EF009482 | Non | 9.0
CEAG Crouse-Hinds | 51896 | EC000981 | EF000008 | 356 | 9.0
CEAG Crouse-Hinds | 51896 | EC000981 | EF001456 | 76 | 9.0
CEAG Crouse-Hinds | 51896 | EC000981 | EF001438 | 175 | 9.0
CEAG Crouse-Hinds | 51896 | EC000981 | EF011868 | EV015019 | 9.0
CEAG Crouse-Hinds | 51896 | EC000981 | EF001391 | 3 | 9.0
CEAG Crouse-Hinds | 51896 | EC000981 | EF000085 | 2.5 | 9.0
CEAG Crouse-Hinds | 51896 | EC000981 | EF000124 | EV000154 | 9.0
CEAG Crouse-Hinds | 51897 | EC000981 | EF000003 | EV000945 | 9.0
CEAG Crouse-Hinds | 51897 | EC000981 | EF000233 | EV003790 | 9.0
CEAG Crouse-Hinds | 51897 | EC000981 | EF002423 | EV011515 | 9.0
CEAG Crouse-Hinds | 51897 | EC000981 | EF005905 | Oui | 9.0
CEAG Crouse-Hinds | 51897 | EC000981 | EF001596 | EV000139 | 9.0
CEAG Crouse-Hinds | 51897 | EC000981 | EF000187 | EV000509 | 9.0
CEAG Crouse-Hinds | 51897 | EC000981 | EF005127 | 110 - 250 | 9.0
CEAG Crouse-Hinds | 51897 | EC000981 | EF000381 | EV011530 | 9.0
CEAG Crouse-Hinds | 51897 | EC000981 | EF016286 | non | 9.0
CEAG Crouse-Hinds | 51897 | EC000981 | EF001277 | EV000154 | 9.0
CEAG Crouse-Hinds | 51897 | EC000981 | EF001278 | EV000222 | 9.0
CEAG Crouse-Hinds | 51897 | EC000981 | EF008732 | 25 | 9.0
CEAG Crouse-Hinds | 51897 | EC000981 | EF008091 | EV010144 | 9.0
CEAG Crouse-Hinds | 51897 | EC000981 | EF002960 | EV009683 | 9.0
CEAG Crouse-Hinds | 51897 | EC000981 | EF016835 | EV005787 | 9.0
CEAG Crouse-Hinds | 51897 | EC000981 | EF011870 | 50000 | 9.0
CEAG Crouse-Hinds | 51897 | EC000981 | EF005474 | EV006422 | 9.0
CEAG Crouse-Hinds | 51897 | EC000981 | EF004293 | EV008784 | 9.0
CEAG Crouse-Hinds | 51897 | EC000981 | EF000004 | EV000582 | 9.0
CEAG Crouse-Hinds | 51897 | EC000981 | EF005728 | EV009071 | 9.0
CEAG Crouse-Hinds | 51897 | EC000981 | EF008404 | EV010598 | 9.0
CEAG Crouse-Hinds | 51897 | EC000981 | EF012518 | 50000 - 50000 | 9.0
CEAG Crouse-Hinds | 51897 | EC000981 | EF009349 | 185 | 9.0
CEAG Crouse-Hinds | 51897 | EC000981 | EF008731 | 185 | 9.0
CEAG Crouse-Hinds | 51897 | EC000981 | EF009350 | EV000202 | 9.0
CEAG Crouse-Hinds | 51897 | EC000981 | EF025740 | 0.95 | 9.0
CEAG Crouse-Hinds | 51897 | EC000981 | EF009482 | Non | 9.0
CEAG Crouse-Hinds | 51897 | EC000981 | EF000008 | 356 | 9.0
CEAG Crouse-Hinds | 51897 | EC000981 | EF001456 | 76 | 9.0
CEAG Crouse-Hinds | 51897 | EC000981 | EF001438 | 175 | 9.0
CEAG Crouse-Hinds | 51897 | EC000981 | EF011868 | EV015019 | 9.0
CEAG Crouse-Hinds | 51897 | EC000981 | EF001391 | 3 | 9.0
CEAG Crouse-Hinds | 51897 | EC000981 | EF000085 | 2.5 | 9.0
CEAG Crouse-Hinds | 51897 | EC000981 | EF000124 | EV000154 | 9.0
CEAG Crouse-Hinds | 51898 | EC000981 | EF000003 | EV000945 | 9.0
CEAG Crouse-Hinds | 51898 | EC000981 | EF000233 | EV003790 | 9.0
CEAG Crouse-Hinds | 51898 | EC000981 | EF002423 | EV011515 | 9.0
CEAG Crouse-Hinds | 51898 | EC000981 | EF005905 | Oui | 9.0
CEAG Crouse-Hinds | 51898 | EC000981 | EF001596 | EV000139 | 9.0
CEAG Crouse-Hinds | 51898 | EC000981 | EF000187 | EV000509 | 9.0
CEAG Crouse-Hinds | 51898 | EC000981 | EF005127 | 110 - 250 | 9.0
CEAG Crouse-Hinds | 51898 | EC000981 | EF000381 | EV011530 | 9.0
CEAG Crouse-Hinds | 51898 | EC000981 | EF016286 | non | 9.0
CEAG Crouse-Hinds | 51898 | EC000981 | EF001277 | EV000154 | 9.0
CEAG Crouse-Hinds | 51898 | EC000981 | EF001278 | EV000222 | 9.0
CEAG Crouse-Hinds | 51898 | EC000981 | EF008732 | 25 | 9.0
CEAG Crouse-Hinds | 51898 | EC000981 | EF008091 | EV010144 | 9.0
CEAG Crouse-Hinds | 51898 | EC000981 | EF002960 | EV009683 | 9.0
CEAG Crouse-Hinds | 51898 | EC000981 | EF016835 | EV005787 | 9.0
CEAG Crouse-Hinds | 51898 | EC000981 | EF011870 | 50000 | 9.0
CEAG Crouse-Hinds | 51898 | EC000981 | EF005474 | EV006422 | 9.0
CEAG Crouse-Hinds | 51898 | EC000981 | EF004293 | EV008784 | 9.0
CEAG Crouse-Hinds | 51898 | EC000981 | EF000004 | EV000582 | 9.0
CEAG Crouse-Hinds | 51898 | EC000981 | EF005728 | EV009071 | 9.0
CEAG Crouse-Hinds | 51898 | EC000981 | EF008404 | EV010598 | 9.0
CEAG Crouse-Hinds | 51898 | EC000981 | EF012518 | 50000 - 50000 | 9.0
CEAG Crouse-Hinds | 51898 | EC000981 | EF009349 | 185 | 9.0
CEAG Crouse-Hinds | 51898 | EC000981 | EF008731 | 185 | 9.0
CEAG Crouse-Hinds | 51898 | EC000981 | EF009350 | EV000202 | 9.0
CEAG Crouse-Hinds | 51898 | EC000981 | EF025740 | 0.95 | 9.0
CEAG Crouse-Hinds | 51898 | EC000981 | EF009482 | Non | 9.0
CEAG Crouse-Hinds | 51898 | EC000981 | EF000008 | 356 | 9.0
CEAG Crouse-Hinds | 51898 | EC000981 | EF001456 | 76 | 9.0
CEAG Crouse-Hinds | 51898 | EC000981 | EF001438 | 175 | 9.0
CEAG Crouse-Hinds | 51898 | EC000981 | EF011868 | EV015019 | 9.0
CEAG Crouse-Hinds | 51898 | EC000981 | EF001391 | 3 | 9.0
CEAG Crouse-Hinds | 51898 | EC000981 | EF000085 | 2.5 | 9.0
CEAG Crouse-Hinds | 51898 | EC000981 | EF000124 | EV000154 | 9.0
CEAG Crouse-Hinds | 51927 | EC002302 | EF000003 | EV000945 | 9.0
CEAG Crouse-Hinds | 51927 | EC002302 | EF004913 | EV008074 | 9.0
CEAG Crouse-Hinds | 51927 | EC002302 | EF005658 | 72 | 9.0
CEAG Crouse-Hinds | 51927 | EC002302 | EF005896 | 72 | 9.0
CEAG Crouse-Hinds | 51927 | EC002302 | EF005992 | 90 | 9.0
CEAG Crouse-Hinds | 51927 | EC002302 | EF006072 | 15 | 9.0
CEAG Crouse-Hinds | 51927 | EC002302 | EF006101 | oui | 9.0
CEAG Crouse-Hinds | 51950 | EC000379 | EF000007 | EV000154 | 9.0
CEAG Crouse-Hinds | 51950 | EC000379 | EF000008 | 420 | 9.0
CEAG Crouse-Hinds | 51950 | EC000379 | EF000040 | 219 | 9.0
CEAG Crouse-Hinds | 51950 | EC000379 | EF000049 | 134,5 | 9.0
CEAG Crouse-Hinds | 51950 | EC000379 | EF000536 | 2 | 9.0
CEAG Crouse-Hinds | 51950 | EC000379 | EF000781 | EV000494 | 9.0
CEAG Crouse-Hinds | 51950 | EC000379 | EF001596 | EV000139 | 9.0
CEAG Crouse-Hinds | 51950 | EC000379 | EF002558 | EV000193 | 9.0
CEAG Crouse-Hinds | 51950 | EC000379 | EF002560 | EV000154 | 9.0
CEAG Crouse-Hinds | 51950 | EC000379 | EF002657 | EV000494 | 9.0
CEAG Crouse-Hinds | 51950 | EC000379 | EF002788 | EV008865 | 9.0
CEAG Crouse-Hinds | 51950 | EC000379 | EF002789 | EV000494 | 9.0
CEAG Crouse-Hinds | 51950 | EC000379 | EF002790 | EV000494 | 9.0
CEAG Crouse-Hinds | 51950 | EC000379 | EF002791 | EV000494 | 9.0
CEAG Crouse-Hinds | 51950 | EC000379 | EF002794 | EV005626 | 9.0
CEAG Crouse-Hinds | 51950 | EC000379 | EF002795 | EV005627 | 9.0
CEAG Crouse-Hinds | 51950 | EC000379 | EF004019 | EV006576 | 9.0
CEAG Crouse-Hinds | 51950 | EC000379 | EF005474 | EV006422 | 9.0
CEAG Crouse-Hinds | 51950 | EC000379 | EF006050 | non | 9.0
CEAG Crouse-Hinds | 51950 | EC000379 | EF008403 | EV005455 | 9.0
CEAG Crouse-Hinds | 51950 | EC000379 | EF015209 | 5 | 9.0
CEAG Crouse-Hinds | 51950 | EC000379 | EF016110 | EV009095 | 9.0
CEAG Crouse-Hinds | 51951 | EC000379 | EF000007 | EV000154 | 9.0
CEAG Crouse-Hinds | 51951 | EC000379 | EF000008 | 420 | 9.0
CEAG Crouse-Hinds | 51951 | EC000379 | EF000040 | 219 | 9.0
CEAG Crouse-Hinds | 51951 | EC000379 | EF000049 | 134,5 | 9.0
CEAG Crouse-Hinds | 51951 | EC000379 | EF000536 | 2 | 9.0
CEAG Crouse-Hinds | 51951 | EC000379 | EF000781 | EV000494 | 9.0
CEAG Crouse-Hinds | 51951 | EC000379 | EF001596 | EV000139 | 9.0
CEAG Crouse-Hinds | 51951 | EC000379 | EF002657 | EV000494 | 9.0
CEAG Crouse-Hinds | 51951 | EC000379 | EF002788 | EV008865 | 9.0
CEAG Crouse-Hinds | 51951 | EC000379 | EF002794 | EV005626 | 9.0
CEAG Crouse-Hinds | 51951 | EC000379 | EF002795 | EV005627 | 9.0
CEAG Crouse-Hinds | 51951 | EC000379 | EF005474 | EV006422 | 9.0
CEAG Crouse-Hinds | 51951 | EC000379 | EF006050 | non | 9.0
CEAG Crouse-Hinds | 51951 | EC000379 | EF008403 | EV005455 | 9.0
CEAG Crouse-Hinds | 51952 | EC000379 | EF000007 | EV000154 | 9.0
CEAG Crouse-Hinds | 51952 | EC000379 | EF000008 | 420 | 9.0
CEAG Crouse-Hinds | 51952 | EC000379 | EF000040 | 219 | 9.0
CEAG Crouse-Hinds | 51952 | EC000379 | EF000049 | 134,5 | 9.0
CEAG Crouse-Hinds | 51952 | EC000379 | EF000536 | 2 | 9.0
CEAG Crouse-Hinds | 51952 | EC000379 | EF000781 | EV000494 | 9.0
CEAG Crouse-Hinds | 51952 | EC000379 | EF001596 | EV000139 | 9.0
CEAG Crouse-Hinds | 51952 | EC000379 | EF002558 | EV000193 | 9.0
CEAG Crouse-Hinds | 51952 | EC000379 | EF002560 | EV000154 | 9.0
CEAG Crouse-Hinds | 51952 | EC000379 | EF002657 | EV000494 | 9.0
CEAG Crouse-Hinds | 51952 | EC000379 | EF002788 | EV005609 | 9.0
CEAG Crouse-Hinds | 51952 | EC000379 | EF002789 | EV000494 | 9.0
CEAG Crouse-Hinds | 51952 | EC000379 | EF002790 | EV000494 | 9.0
CEAG Crouse-Hinds | 51952 | EC000379 | EF002791 | EV000494 | 9.0
CEAG Crouse-Hinds | 51952 | EC000379 | EF002793 | 5 | 9.0
CEAG Crouse-Hinds | 51952 | EC000379 | EF002794 | EV005626 | 9.0
CEAG Crouse-Hinds | 51952 | EC000379 | EF002795 | EV005627 | 9.0
CEAG Crouse-Hinds | 51952 | EC000379 | EF004019 | EV006576 | 9.0
CEAG Crouse-Hinds | 51952 | EC000379 | EF005474 | EV006422 | 9.0
CEAG Crouse-Hinds | 51952 | EC000379 | EF006050 | non | 9.0
CEAG Crouse-Hinds | 51952 | EC000379 | EF008403 | EV005455 | 9.0
CEAG Crouse-Hinds | 51952 | EC000379 | EF015209 | 5 | 9.0
CEAG Crouse-Hinds | 51952 | EC000379 | EF016110 | EV009095 | 9.0
CEAG Crouse-Hinds | 51953 | EC000379 | EF000007 | EV000154 | 9.0
CEAG Crouse-Hinds | 51953 | EC000379 | EF000008 | 420 | 9.0
CEAG Crouse-Hinds | 51953 | EC000379 | EF000040 | 219 | 9.0
CEAG Crouse-Hinds | 51953 | EC000379 | EF000049 | 134,5 | 9.0
CEAG Crouse-Hinds | 51953 | EC000379 | EF000536 | 2 | 9.0
CEAG Crouse-Hinds | 51953 | EC000379 | EF000781 | EV000494 | 9.0
CEAG Crouse-Hinds | 51953 | EC000379 | EF001596 | EV000139 | 9.0
CEAG Crouse-Hinds | 51953 | EC000379 | EF002558 | EV000193 | 9.0
CEAG Crouse-Hinds | 51953 | EC000379 | EF002560 | EV000154 | 9.0
CEAG Crouse-Hinds | 51953 | EC000379 | EF002657 | EV000494 | 9.0
CEAG Crouse-Hinds | 51953 | EC000379 | EF002788 | EV008865 | 9.0
CEAG Crouse-Hinds | 51953 | EC000379 | EF002789 | EV000494 | 9.0
CEAG Crouse-Hinds | 51953 | EC000379 | EF002790 | EV000494 | 9.0
CEAG Crouse-Hinds | 51953 | EC000379 | EF002791 | EV000494 | 9.0
CEAG Crouse-Hinds | 51953 | EC000379 | EF002793 | 4 | 9.0
CEAG Crouse-Hinds | 51953 | EC000379 | EF002794 | EV005626 | 9.0
CEAG Crouse-Hinds | 51953 | EC000379 | EF002795 | EV005627 | 9.0
CEAG Crouse-Hinds | 51953 | EC000379 | EF004019 | EV006576 | 9.0
CEAG Crouse-Hinds | 51953 | EC000379 | EF005474 | EV006422 | 9.0
CEAG Crouse-Hinds | 51953 | EC000379 | EF006050 | non | 9.0
CEAG Crouse-Hinds | 51953 | EC000379 | EF008403 | EV005455 | 9.0
CEAG Crouse-Hinds | 51953 | EC000379 | EF015209 | 5 | 9.0
CEAG Crouse-Hinds | 51953 | EC000379 | EF016110 | EV009095 | 9.0
CEAG Crouse-Hinds | 51954 | EC000379 | EF000007 | EV000154 | 9.0
CEAG Crouse-Hinds | 51954 | EC000379 | EF000008 | 420 | 9.0
CEAG Crouse-Hinds | 51954 | EC000379 | EF000040 | 219 | 9.0
CEAG Crouse-Hinds | 51954 | EC000379 | EF000049 | 134,5 | 9.0
CEAG Crouse-Hinds | 51954 | EC000379 | EF000536 | 2 | 9.0
CEAG Crouse-Hinds | 51954 | EC000379 | EF000781 | EV000494 | 9.0
CEAG Crouse-Hinds | 51954 | EC000379 | EF001596 | EV000139 | 9.0
CEAG Crouse-Hinds | 51954 | EC000379 | EF002558 | EV000193 | 9.0
CEAG Crouse-Hinds | 51954 | EC000379 | EF002560 | EV000154 | 9.0
CEAG Crouse-Hinds | 51954 | EC000379 | EF002657 | EV000494 | 9.0
CEAG Crouse-Hinds | 51954 | EC000379 | EF002788 | EV008865 | 9.0
CEAG Crouse-Hinds | 51954 | EC000379 | EF002789 | EV000494 | 9.0
CEAG Crouse-Hinds | 51954 | EC000379 | EF002790 | EV000494 | 9.0
CEAG Crouse-Hinds | 51954 | EC000379 | EF002791 | EV000494 | 9.0
CEAG Crouse-Hinds | 51954 | EC000379 | EF002793 | 3 | 9.0
CEAG Crouse-Hinds | 51954 | EC000379 | EF002794 | EV005626 | 9.0
CEAG Crouse-Hinds | 51954 | EC000379 | EF002795 | EV005627 | 9.0
CEAG Crouse-Hinds | 51954 | EC000379 | EF004019 | EV006576 | 9.0
CEAG Crouse-Hinds | 51954 | EC000379 | EF005474 | EV006422 | 9.0
CEAG Crouse-Hinds | 51954 | EC000379 | EF006050 | non | 9.0
CEAG Crouse-Hinds | 51954 | EC000379 | EF008403 | EV005455 | 9.0
CEAG Crouse-Hinds | 51954 | EC000379 | EF015209 | 5 | 9.0
CEAG Crouse-Hinds | 51954 | EC000379 | EF016110 | EV009095 | 9.0
CEAG Crouse-Hinds | 51955 | EC000379 | EF000007 | EV000154 | 9.0
CEAG Crouse-Hinds | 51955 | EC000379 | EF000008 | 420 | 9.0
CEAG Crouse-Hinds | 51955 | EC000379 | EF000040 | 219 | 9.0
CEAG Crouse-Hinds | 51955 | EC000379 | EF000049 | 135 | 9.0
CEAG Crouse-Hinds | 51955 | EC000379 | EF000536 | 2 | 9.0
CEAG Crouse-Hinds | 51955 | EC000379 | EF000781 | EV000494 | 9.0
CEAG Crouse-Hinds | 51955 | EC000379 | EF001596 | EV000139 | 9.0
CEAG Crouse-Hinds | 51955 | EC000379 | EF002558 | EV000193 | 9.0
CEAG Crouse-Hinds | 51955 | EC000379 | EF002560 | EV000154 | 9.0
CEAG Crouse-Hinds | 51955 | EC000379 | EF002657 | EV000494 | 9.0
CEAG Crouse-Hinds | 51955 | EC000379 | EF002788 | EV005698 | 9.0
CEAG Crouse-Hinds | 51955 | EC000379 | EF002789 | EV000494 | 9.0
CEAG Crouse-Hinds | 51955 | EC000379 | EF002790 | EV000494 | 9.0
CEAG Crouse-Hinds | 51955 | EC000379 | EF002791 | EV000494 | 9.0
CEAG Crouse-Hinds | 51955 | EC000379 | EF002793 | 2 | 9.0
CEAG Crouse-Hinds | 51955 | EC000379 | EF002794 | EV005626 | 9.0
CEAG Crouse-Hinds | 51955 | EC000379 | EF002795 | EV005627 | 9.0
CEAG Crouse-Hinds | 51955 | EC000379 | EF004019 | EV006576 | 9.0
CEAG Crouse-Hinds | 51955 | EC000379 | EF005474 | EV006422 | 9.0
CEAG Crouse-Hinds | 51955 | EC000379 | EF006050 | non | 9.0
CEAG Crouse-Hinds | 51955 | EC000379 | EF008403 | EV005455 | 9.0
CEAG Crouse-Hinds | 51955 | EC000379 | EF015209 | 5 | 9.0
CEAG Crouse-Hinds | 51955 | EC000379 | EF016110 | EV009095 | 9.0
CEAG Crouse-Hinds | 52017 | EC001105 | EF000010 | EV009449 | 9.0
CEAG Crouse-Hinds | 52017 | EC001105 | EF001364 | 8 | 9.0
CEAG Crouse-Hinds | 52017 | EC001105 | EF001389 | 20 | 9.0
CEAG Crouse-Hinds | 52017 | EC001105 | EF001391 | 3 | 9.0
CEAG Crouse-Hinds | 52017 | EC001105 | EF001392 | 20 | 9.0
CEAG Crouse-Hinds | 52017 | EC001105 | EF001416 | non | 9.0
CEAG Crouse-Hinds | 52017 | EC001105 | EF002428 | non | 9.0
CEAG Crouse-Hinds | 52017 | EC001105 | EF003118 | EV006421 | 9.0
CEAG Crouse-Hinds | 52017 | EC001105 | EF006819 | EV000154 | 9.0
CEAG Crouse-Hinds | 52017 | EC001105 | EF006976 | EV000421 | 9.0
CEAG Crouse-Hinds | 52017 | EC001105 | EF007243 | non | 9.0
CEAG Crouse-Hinds | 52017 | EC001105 | EF007246 | non | 9.0
CEAG Crouse-Hinds | 52017 | EC001105 | EF007262 | non | 9.0
CEAG Crouse-Hinds | 52017 | EC001105 | EF007264 | non | 9.0
CEAG Crouse-Hinds | 52017 | EC001105 | EF007317 | oui | 9.0
CEAG Crouse-Hinds | 52018 | EC001105 | EF000010 | EV009188 | 9.0
CEAG Crouse-Hinds | 52018 | EC001105 | EF001364 | 8 | 9.0
CEAG Crouse-Hinds | 52018 | EC001105 | EF001389 | 20 | 9.0
CEAG Crouse-Hinds | 52018 | EC001105 | EF001391 | 3 | 9.0
CEAG Crouse-Hinds | 52018 | EC001105 | EF001392 | 20 | 9.0
CEAG Crouse-Hinds | 52018 | EC001105 | EF001416 | non | 9.0
CEAG Crouse-Hinds | 52018 | EC001105 | EF002428 | non | 9.0
CEAG Crouse-Hinds | 52018 | EC001105 | EF003118 | EV006421 | 9.0
CEAG Crouse-Hinds | 52018 | EC001105 | EF006819 | EV000154 | 9.0
CEAG Crouse-Hinds | 52018 | EC001105 | EF006976 | EV000421 | 9.0
CEAG Crouse-Hinds | 52018 | EC001105 | EF007243 | non | 9.0
CEAG Crouse-Hinds | 52018 | EC001105 | EF007246 | non | 9.0
CEAG Crouse-Hinds | 52018 | EC001105 | EF007262 | non | 9.0
CEAG Crouse-Hinds | 52018 | EC001105 | EF007264 | non | 9.0
CEAG Crouse-Hinds | 52018 | EC001105 | EF007317 | oui | 9.0
CEAG Crouse-Hinds | 52019 | EC001105 | EF000010 | EV000398 | 9.0
CEAG Crouse-Hinds | 52019 | EC001105 | EF001364 | 8 | 9.0
CEAG Crouse-Hinds | 52019 | EC001105 | EF001376 | 1 | 9.0
CEAG Crouse-Hinds | 52019 | EC001105 | EF001377 | 1 | 9.0
CEAG Crouse-Hinds | 52019 | EC001105 | EF001389 | 20 | 9.0
CEAG Crouse-Hinds | 52019 | EC001105 | EF001391 | 3 | 9.0
CEAG Crouse-Hinds | 52019 | EC001105 | EF001392 | 20 | 9.0
CEAG Crouse-Hinds | 52019 | EC001105 | EF001416 | non | 9.0
CEAG Crouse-Hinds | 52019 | EC001105 | EF002428 | non | 9.0
CEAG Crouse-Hinds | 52019 | EC001105 | EF003118 | EV006421 | 9.0
CEAG Crouse-Hinds | 52019 | EC001105 | EF006819 | EV000154 | 9.0
CEAG Crouse-Hinds | 52019 | EC001105 | EF006976 | EV000421 | 9.0
CEAG Crouse-Hinds | 52019 | EC001105 | EF007243 | non | 9.0
CEAG Crouse-Hinds | 52019 | EC001105 | EF007246 | non | 9.0
CEAG Crouse-Hinds | 52019 | EC001105 | EF007262 | non | 9.0
CEAG Crouse-Hinds | 52019 | EC001105 | EF007264 | non | 9.0
CEAG Crouse-Hinds | 52019 | EC001105 | EF007317 | oui | 9.0
CEAG Crouse-Hinds | 52020 | EC001105 | EF000010 | EV000398 | 9.0
CEAG Crouse-Hinds | 52020 | EC001105 | EF001364 | 8 | 9.0
CEAG Crouse-Hinds | 52020 | EC001105 | EF001376 | 1 | 9.0
CEAG Crouse-Hinds | 52020 | EC001105 | EF001377 | 1 | 9.0
CEAG Crouse-Hinds | 52020 | EC001105 | EF001389 | 20 | 9.0
CEAG Crouse-Hinds | 52020 | EC001105 | EF001391 | 3 | 9.0
CEAG Crouse-Hinds | 52020 | EC001105 | EF001392 | 20 | 9.0
CEAG Crouse-Hinds | 52020 | EC001105 | EF001416 | non | 9.0
CEAG Crouse-Hinds | 52020 | EC001105 | EF002428 | non | 9.0
CEAG Crouse-Hinds | 52020 | EC001105 | EF003118 | EV006421 | 9.0
CEAG Crouse-Hinds | 52020 | EC001105 | EF006819 | EV000154 | 9.0
CEAG Crouse-Hinds | 52020 | EC001105 | EF006976 | EV000421 | 9.0
CEAG Crouse-Hinds | 52020 | EC001105 | EF007243 | non | 9.0
CEAG Crouse-Hinds | 52020 | EC001105 | EF007246 | non | 9.0
CEAG Crouse-Hinds | 52020 | EC001105 | EF007262 | non | 9.0
CEAG Crouse-Hinds | 52020 | EC001105 | EF007264 | non | 9.0
CEAG Crouse-Hinds | 52020 | EC001105 | EF007317 | oui | 9.0
CEAG Crouse-Hinds | 52021 | EC001105 | EF000010 | EV009512 | 9.0
CEAG Crouse-Hinds | 52021 | EC001105 | EF001364 | 8 | 9.0
CEAG Crouse-Hinds | 52021 | EC001105 | EF001376 | 1 | 9.0
CEAG Crouse-Hinds | 52021 | EC001105 | EF001377 | 1 | 9.0
CEAG Crouse-Hinds | 52021 | EC001105 | EF001389 | 20 | 9.0
CEAG Crouse-Hinds | 52021 | EC001105 | EF001391 | 3 | 9.0
CEAG Crouse-Hinds | 52021 | EC001105 | EF001392 | 20 | 9.0
CEAG Crouse-Hinds | 52021 | EC001105 | EF001416 | non | 9.0
CEAG Crouse-Hinds | 52021 | EC001105 | EF002428 | non | 9.0
CEAG Crouse-Hinds | 52021 | EC001105 | EF003118 | EV006421 | 9.0
CEAG Crouse-Hinds | 52021 | EC001105 | EF006819 | EV000154 | 9.0
CEAG Crouse-Hinds | 52021 | EC001105 | EF006976 | EV000421 | 9.0
CEAG Crouse-Hinds | 52021 | EC001105 | EF007243 | non | 9.0
CEAG Crouse-Hinds | 52021 | EC001105 | EF007246 | non | 9.0
CEAG Crouse-Hinds | 52021 | EC001105 | EF007262 | non | 9.0
CEAG Crouse-Hinds | 52021 | EC001105 | EF007264 | non | 9.0
CEAG Crouse-Hinds | 52021 | EC001105 | EF007317 | oui | 9.0
CEAG Crouse-Hinds | 52022 | EC001105 | EF000010 | EV009449 | 9.0
CEAG Crouse-Hinds | 52022 | EC001105 | EF001364 | 16 | 9.0
CEAG Crouse-Hinds | 52022 | EC001105 | EF001376 | 2 | 9.0
CEAG Crouse-Hinds | 52022 | EC001105 | EF001389 | 40 | 9.0
CEAG Crouse-Hinds | 52022 | EC001105 | EF001391 | 3 | 9.0
CEAG Crouse-Hinds | 52022 | EC001105 | EF001392 | 40 | 9.0
CEAG Crouse-Hinds | 52022 | EC001105 | EF001416 | non | 9.0
CEAG Crouse-Hinds | 52022 | EC001105 | EF002428 | non | 9.0
CEAG Crouse-Hinds | 52022 | EC001105 | EF003118 | EV006421 | 9.0
CEAG Crouse-Hinds | 52022 | EC001105 | EF006819 | EV000154 | 9.0
CEAG Crouse-Hinds | 52022 | EC001105 | EF006976 | EV000421 | 9.0
CEAG Crouse-Hinds | 52022 | EC001105 | EF007243 | non | 9.0
CEAG Crouse-Hinds | 52022 | EC001105 | EF007246 | non | 9.0
CEAG Crouse-Hinds | 52022 | EC001105 | EF007262 | non | 9.0
CEAG Crouse-Hinds | 52022 | EC001105 | EF007264 | non | 9.0
CEAG Crouse-Hinds | 52022 | EC001105 | EF007317 | oui | 9.0
CEAG Crouse-Hinds | 52023 | EC001105 | EF000010 | EV009188 | 9.0
CEAG Crouse-Hinds | 52023 | EC001105 | EF001364 | 16 | 9.0
CEAG Crouse-Hinds | 52023 | EC001105 | EF001376 | 1 | 9.0
CEAG Crouse-Hinds | 52023 | EC001105 | EF001377 | 1 | 9.0
CEAG Crouse-Hinds | 52023 | EC001105 | EF001389 | 40 | 9.0
CEAG Crouse-Hinds | 52023 | EC001105 | EF001391 | 3 | 9.0
CEAG Crouse-Hinds | 52023 | EC001105 | EF001392 | 40 | 9.0
CEAG Crouse-Hinds | 52023 | EC001105 | EF001416 | non | 9.0
CEAG Crouse-Hinds | 52023 | EC001105 | EF002428 | non | 9.0
CEAG Crouse-Hinds | 52023 | EC001105 | EF003118 | EV006421 | 9.0
CEAG Crouse-Hinds | 52023 | EC001105 | EF006819 | EV000154 | 9.0
CEAG Crouse-Hinds | 52023 | EC001105 | EF006976 | EV000421 | 9.0
CEAG Crouse-Hinds | 52023 | EC001105 | EF007243 | non | 9.0
CEAG Crouse-Hinds | 52023 | EC001105 | EF007246 | non | 9.0
CEAG Crouse-Hinds | 52023 | EC001105 | EF007262 | non | 9.0
CEAG Crouse-Hinds | 52023 | EC001105 | EF007264 | non | 9.0
CEAG Crouse-Hinds | 52023 | EC001105 | EF007317 | oui | 9.0
CEAG Crouse-Hinds | 52024 | EC001105 | EF000010 | EV000398 | 9.0
CEAG Crouse-Hinds | 52024 | EC001105 | EF001364 | 16 | 9.0
CEAG Crouse-Hinds | 52024 | EC001105 | EF001376 | 1 | 9.0
CEAG Crouse-Hinds | 52024 | EC001105 | EF001377 | 1 | 9.0
CEAG Crouse-Hinds | 52024 | EC001105 | EF001389 | 40 | 9.0
CEAG Crouse-Hinds | 52024 | EC001105 | EF001391 | 3 | 9.0
CEAG Crouse-Hinds | 52024 | EC001105 | EF001392 | 40 | 9.0
CEAG Crouse-Hinds | 52024 | EC001105 | EF001416 | non | 9.0
CEAG Crouse-Hinds | 52024 | EC001105 | EF002428 | non | 9.0
CEAG Crouse-Hinds | 52024 | EC001105 | EF003118 | EV006421 | 9.0
CEAG Crouse-Hinds | 52024 | EC001105 | EF006819 | EV000154 | 9.0
CEAG Crouse-Hinds | 52024 | EC001105 | EF006976 | EV000421 | 9.0
CEAG Crouse-Hinds | 52024 | EC001105 | EF007243 | non | 9.0
CEAG Crouse-Hinds | 52024 | EC001105 | EF007246 | non | 9.0
CEAG Crouse-Hinds | 52024 | EC001105 | EF007262 | non | 9.0
CEAG Crouse-Hinds | 52024 | EC001105 | EF007264 | non | 9.0
CEAG Crouse-Hinds | 52024 | EC001105 | EF007317 | oui | 9.0
CEAG Crouse-Hinds | 52025 | EC001105 | EF000010 | EV000398 | 9.0
CEAG Crouse-Hinds | 52025 | EC001105 | EF001364 | 16 | 9.0
CEAG Crouse-Hinds | 52025 | EC001105 | EF001376 | 1 | 9.0
CEAG Crouse-Hinds | 52025 | EC001105 | EF001377 | 1 | 9.0
CEAG Crouse-Hinds | 52025 | EC001105 | EF001389 | 40 | 9.0
CEAG Crouse-Hinds | 52025 | EC001105 | EF001391 | 3 | 9.0
CEAG Crouse-Hinds | 52025 | EC001105 | EF001392 | 40 | 9.0
CEAG Crouse-Hinds | 52025 | EC001105 | EF001416 | non | 9.0
CEAG Crouse-Hinds | 52025 | EC001105 | EF002428 | non | 9.0
CEAG Crouse-Hinds | 52025 | EC001105 | EF003118 | EV006421 | 9.0
CEAG Crouse-Hinds | 52025 | EC001105 | EF006819 | EV000154 | 9.0
CEAG Crouse-Hinds | 52025 | EC001105 | EF006976 | EV000421 | 9.0
CEAG Crouse-Hinds | 52025 | EC001105 | EF007243 | non | 9.0
CEAG Crouse-Hinds | 52025 | EC001105 | EF007246 | non | 9.0
CEAG Crouse-Hinds | 52025 | EC001105 | EF007262 | non | 9.0
CEAG Crouse-Hinds | 52025 | EC001105 | EF007264 | non | 9.0
CEAG Crouse-Hinds | 52025 | EC001105 | EF007317 | oui | 9.0
CEAG Crouse-Hinds | 52026 | EC001105 | EF000010 | EV000398 | 9.0
CEAG Crouse-Hinds | 52026 | EC001105 | EF001364 | 16 | 9.0
CEAG Crouse-Hinds | 52026 | EC001105 | EF001376 | 1 | 9.0
CEAG Crouse-Hinds | 52026 | EC001105 | EF001377 | 1 | 9.0
CEAG Crouse-Hinds | 52026 | EC001105 | EF001389 | 40 | 9.0
CEAG Crouse-Hinds | 52026 | EC001105 | EF001391 | 3 | 9.0
CEAG Crouse-Hinds | 52026 | EC001105 | EF001392 | 40 | 9.0
CEAG Crouse-Hinds | 52026 | EC001105 | EF001416 | non | 9.0
CEAG Crouse-Hinds | 52026 | EC001105 | EF002428 | non | 9.0
CEAG Crouse-Hinds | 52026 | EC001105 | EF003118 | EV006421 | 9.0
CEAG Crouse-Hinds | 52026 | EC001105 | EF006819 | EV000154 | 9.0
CEAG Crouse-Hinds | 52026 | EC001105 | EF006976 | EV000421 | 9.0
CEAG Crouse-Hinds | 52026 | EC001105 | EF007243 | non | 9.0
CEAG Crouse-Hinds | 52026 | EC001105 | EF007246 | non | 9.0
CEAG Crouse-Hinds | 52026 | EC001105 | EF007262 | non | 9.0
CEAG Crouse-Hinds | 52026 | EC001105 | EF007264 | non | 9.0
CEAG Crouse-Hinds | 52026 | EC001105 | EF007317 | oui | 9.0
CEAG Crouse-Hinds | 52027 | EC001105 | EF000010 | EV009208 | 9.0
CEAG Crouse-Hinds | 52027 | EC001105 | EF001364 | 32 | 9.0
CEAG Crouse-Hinds | 52027 | EC001105 | EF001376 | 1 | 9.0
CEAG Crouse-Hinds | 52027 | EC001105 | EF001377 | 1 | 9.0
CEAG Crouse-Hinds | 52027 | EC001105 | EF001389 | 80 | 9.0
CEAG Crouse-Hinds | 52027 | EC001105 | EF001391 | 3 | 9.0
CEAG Crouse-Hinds | 52027 | EC001105 | EF001392 | 80 | 9.0
CEAG Crouse-Hinds | 52027 | EC001105 | EF001416 | non | 9.0
CEAG Crouse-Hinds | 52027 | EC001105 | EF002428 | non | 9.0
CEAG Crouse-Hinds | 52027 | EC001105 | EF003118 | EV006421 | 9.0
CEAG Crouse-Hinds | 52027 | EC001105 | EF006819 | EV000154 | 9.0
CEAG Crouse-Hinds | 52027 | EC001105 | EF006976 | EV000421 | 9.0
CEAG Crouse-Hinds | 52027 | EC001105 | EF007243 | non | 9.0
CEAG Crouse-Hinds | 52027 | EC001105 | EF007246 | non | 9.0
CEAG Crouse-Hinds | 52027 | EC001105 | EF007262 | non | 9.0
CEAG Crouse-Hinds | 52027 | EC001105 | EF007264 | non | 9.0
CEAG Crouse-Hinds | 52027 | EC001105 | EF007317 | oui | 9.0
CEAG Crouse-Hinds | 52035 | EC001952 | EF000003 | EV010173 | 9.0
CEAG Crouse-Hinds | 52035 | EC001952 | EF000441 | non | 9.0
CEAG Crouse-Hinds | 52035 | EC001952 | EF002423 | EV011515 | 9.0
CEAG Crouse-Hinds | 52035 | EC001952 | EF005905 | non | 9.0
CEAG Crouse-Hinds | 52035 | EC001952 | EF000048 | EV000494 | 9.0
CEAG Crouse-Hinds | 52035 | EC001952 | EF001596 | EV000072 | 9.0
CEAG Crouse-Hinds | 52035 | EC001952 | EF004284 | EV006800 | 9.0
CEAG Crouse-Hinds | 52035 | EC001952 | EF000187 | EV000460 | 9.0
CEAG Crouse-Hinds | 52035 | EC001952 | EF005127 | 230 - 230 | 9.0
CEAG Crouse-Hinds | 52035 | EC001952 | EF009345 | 100 | 9.0
CEAG Crouse-Hinds | 52035 | EC001952 | EF000381 | EV011531 | 9.0
CEAG Crouse-Hinds | 52035 | EC001952 | EF007556 | oui | 9.0
CEAG Crouse-Hinds | 52035 | EC001952 | EF016286 | Non | 9.0
CEAG Crouse-Hinds | 52035 | EC001952 | EF012170 | EV000278 | 9.0
CEAG Crouse-Hinds | 52035 | EC001952 | EF008157 | EV011534 | 9.0
CEAG Crouse-Hinds | 52035 | EC001952 | EF016835 | EV005787 | 9.0
CEAG Crouse-Hinds | 52035 | EC001952 | EF005474 | EV006422 | 9.0
CEAG Crouse-Hinds | 52035 | EC001952 | EF011959 | EV000154 | 9.0
CEAG Crouse-Hinds | 52035 | EC001952 | EF004293 | EV008784 | 9.0
CEAG Crouse-Hinds | 52035 | EC001952 | EF000004 | EV000582 | 9.0
CEAG Crouse-Hinds | 52035 | EC001952 | EF005728 | EV009071 | 9.0
CEAG Crouse-Hinds | 52035 | EC001952 | EF008404 | EV010598 | 9.0
CEAG Crouse-Hinds | 52035 | EC001952 | EF012090 | -55 - 55 | 9.0
CEAG Crouse-Hinds | 52035 | EC001952 | EF000280 | 22 - 22 | 9.0
CEAG Crouse-Hinds | 52035 | EC001952 | EF009349 | 1453 | 9.0
CEAG Crouse-Hinds | 52035 | EC001952 | EF012172 | 63 | 9.0
CEAG Crouse-Hinds | 52035 | EC001952 | EF009350 | EV000202 | 9.0
CEAG Crouse-Hinds | 52035 | EC001952 | EF009346 | 4000 | 9.0
CEAG Crouse-Hinds | 52035 | EC001952 | EF009482 | Non | 9.0
CEAG Crouse-Hinds | 52035 | EC001952 | EF000008 | 253 | 9.0
CEAG Crouse-Hinds | 52035 | EC001952 | EF001456 | 175 | 9.0
CEAG Crouse-Hinds | 52035 | EC001952 | EF001438 | 380 | 9.0
CEAG Crouse-Hinds | 52035 | EC001952 | EF011868 | EV015019 | 9.0
CEAG Crouse-Hinds | 52035 | EC001952 | EF001391 | 3 | 9.0
CEAG Crouse-Hinds | 52035 | EC001952 | EF000085 | 4 | 9.0
CEAG Crouse-Hinds | 52035 | EC001952 | EF000124 | EV001008 | 9.0
CEAG Crouse-Hinds | 52040 | EC002557 | EF000007 | EV000205 | 9.0
CEAG Crouse-Hinds | 52040 | EC002557 | EF000008 | 48,3 | 9.0
CEAG Crouse-Hinds | 52040 | EC002557 | EF000040 | 2300 | 9.0
CEAG Crouse-Hinds | 52040 | EC002557 | EF000215 | EV000726 | 9.0
CEAG Crouse-Hinds | 52040 | EC002557 | EF000551 | 48,3 | 9.0
CEAG Crouse-Hinds | 52040 | EC002557 | EF001438 | 300 | 9.0
CEAG Crouse-Hinds | 52040 | EC002557 | EF002169 | EV000179 | 9.0
CEAG Crouse-Hinds | 52040 | EC002557 | EF006243 | Non | 9.0
CEAG Crouse-Hinds | 52040 | EC002557 | EF013236 | Oui | 9.0
CEAG Crouse-Hinds | 52040 | EC002557 | EF013237 | Oui | 9.0
CEAG Crouse-Hinds | 52041 | EC002557 | EF000007 | EV000205 | 9.0
CEAG Crouse-Hinds | 52041 | EC002557 | EF000008 | 48,3 | 9.0
CEAG Crouse-Hinds | 52041 | EC002557 | EF000040 | 300 | 9.0
CEAG Crouse-Hinds | 52041 | EC002557 | EF000215 | EV000726 | 9.0
CEAG Crouse-Hinds | 52041 | EC002557 | EF000551 | 48,3 | 9.0
CEAG Crouse-Hinds | 52041 | EC002557 | EF001438 | 1900 | 9.0
CEAG Crouse-Hinds | 52041 | EC002557 | EF002169 | EV000179 | 9.0
CEAG Crouse-Hinds | 52041 | EC002557 | EF006243 | Non | 9.0
CEAG Crouse-Hinds | 52041 | EC002557 | EF013236 | Oui | 9.0
CEAG Crouse-Hinds | 52041 | EC002557 | EF013237 | Oui | 9.0
CEAG Crouse-Hinds | 52042 | EC002557 | EF000007 | EV000205 | 9.0
CEAG Crouse-Hinds | 52042 | EC002557 | EF000008 | 48,3 | 9.0
CEAG Crouse-Hinds | 52042 | EC002557 | EF000040 | 1300 | 9.0
CEAG Crouse-Hinds | 52042 | EC002557 | EF000215 | EV000726 | 9.0
CEAG Crouse-Hinds | 52042 | EC002557 | EF000551 | 48,3 | 9.0
CEAG Crouse-Hinds | 52042 | EC002557 | EF001438 | 1900 | 9.0
CEAG Crouse-Hinds | 52042 | EC002557 | EF002169 | EV000179 | 9.0
CEAG Crouse-Hinds | 52042 | EC002557 | EF006243 | Non | 9.0
CEAG Crouse-Hinds | 52042 | EC002557 | EF013236 | Oui | 9.0
CEAG Crouse-Hinds | 52042 | EC002557 | EF013237 | Oui | 9.0
CEAG Crouse-Hinds | 52043 | EC002557 | EF000007 | EV000205 | 9.0
CEAG Crouse-Hinds | 52043 | EC002557 | EF000008 | 48,3 | 9.0
CEAG Crouse-Hinds | 52043 | EC002557 | EF000040 | 1300 | 9.0
CEAG Crouse-Hinds | 52043 | EC002557 | EF000215 | EV000726 | 9.0
CEAG Crouse-Hinds | 52043 | EC002557 | EF000551 | 48,3 | 9.0
CEAG Crouse-Hinds | 52043 | EC002557 | EF001438 | 2100 | 9.0
CEAG Crouse-Hinds | 52043 | EC002557 | EF002169 | EV000179 | 9.0
CEAG Crouse-Hinds | 52043 | EC002557 | EF006243 | Non | 9.0
CEAG Crouse-Hinds | 52043 | EC002557 | EF013236 | Oui | 9.0
CEAG Crouse-Hinds | 52043 | EC002557 | EF013237 | Oui | 9.0
CEAG Crouse-Hinds | 52044 | EC002557 | EF000007 | EV000205 | 9.0
CEAG Crouse-Hinds | 52044 | EC002557 | EF000008 | 48,3 | 9.0
CEAG Crouse-Hinds | 52044 | EC002557 | EF000040 | 800 | 9.0
CEAG Crouse-Hinds | 52044 | EC002557 | EF000215 | EV000726 | 9.0
CEAG Crouse-Hinds | 52044 | EC002557 | EF000551 | 48,3 | 9.0
CEAG Crouse-Hinds | 52044 | EC002557 | EF001438 | 2100 | 9.0
CEAG Crouse-Hinds | 52044 | EC002557 | EF002169 | EV000179 | 9.0
CEAG Crouse-Hinds | 52044 | EC002557 | EF006243 | Non | 9.0
CEAG Crouse-Hinds | 52044 | EC002557 | EF013236 | Oui | 9.0
CEAG Crouse-Hinds | 52044 | EC002557 | EF013237 | Oui | 9.0
CEAG Crouse-Hinds | 52045 | EC002557 | EF000007 | EV000205 | 9.0
CEAG Crouse-Hinds | 52045 | EC002557 | EF000008 | 48,3 | 9.0
CEAG Crouse-Hinds | 52045 | EC002557 | EF000040 | 190 | 9.0
CEAG Crouse-Hinds | 52045 | EC002557 | EF000215 | EV000726 | 9.0
CEAG Crouse-Hinds | 52045 | EC002557 | EF000551 | 48,3 | 9.0
CEAG Crouse-Hinds | 52045 | EC002557 | EF001438 | 1900 | 9.0
CEAG Crouse-Hinds | 52045 | EC002557 | EF002169 | EV000179 | 9.0
CEAG Crouse-Hinds | 52045 | EC002557 | EF006243 | Non | 9.0
CEAG Crouse-Hinds | 52045 | EC002557 | EF013236 | Oui | 9.0
CEAG Crouse-Hinds | 52045 | EC002557 | EF013237 | Oui | 9.0
CEAG Crouse-Hinds | 52046 | EC002557 | EF000007 | EV000205 | 9.0
CEAG Crouse-Hinds | 52046 | EC002557 | EF000008 | 48,3 | 9.0
CEAG Crouse-Hinds | 52046 | EC002557 | EF000040 | 190 | 9.0
CEAG Crouse-Hinds | 52046 | EC002557 | EF000215 | EV000726 | 9.0
CEAG Crouse-Hinds | 52046 | EC002557 | EF000551 | 48,3 | 9.0
CEAG Crouse-Hinds | 52046 | EC002557 | EF001438 | 1900 | 9.0
CEAG Crouse-Hinds | 52046 | EC002557 | EF002169 | EV000179 | 9.0
CEAG Crouse-Hinds | 52046 | EC002557 | EF006243 | Non | 9.0
CEAG Crouse-Hinds | 52046 | EC002557 | EF013236 | Oui | 9.0
CEAG Crouse-Hinds | 52046 | EC002557 | EF013237 | Oui | 9.0
CEAG Crouse-Hinds | 52047 | EC002557 | EF000007 | EV000205 | 9.0
CEAG Crouse-Hinds | 52047 | EC002557 | EF000008 | 48,3 | 9.0
CEAG Crouse-Hinds | 52047 | EC002557 | EF000040 | 800 | 9.0
CEAG Crouse-Hinds | 52047 | EC002557 | EF000215 | EV000726 | 9.0
CEAG Crouse-Hinds | 52047 | EC002557 | EF000551 | 48,3 | 9.0
CEAG Crouse-Hinds | 52047 | EC002557 | EF001438 | 500 | 9.0
CEAG Crouse-Hinds | 52047 | EC002557 | EF002169 | EV000179 | 9.0
CEAG Crouse-Hinds | 52047 | EC002557 | EF006243 | Non | 9.0
CEAG Crouse-Hinds | 52047 | EC002557 | EF013236 | Oui | 9.0
CEAG Crouse-Hinds | 52047 | EC002557 | EF013237 | Oui | 9.0
CEAG Crouse-Hinds | 52048 | EC002557 | EF000007 | EV000205 | 9.0
CEAG Crouse-Hinds | 52048 | EC002557 | EF000008 | 48,3 | 9.0
CEAG Crouse-Hinds | 52048 | EC002557 | EF000040 | 1300 | 9.0
CEAG Crouse-Hinds | 52048 | EC002557 | EF000215 | EV000726 | 9.0
CEAG Crouse-Hinds | 52048 | EC002557 | EF000551 | 48,3 | 9.0
CEAG Crouse-Hinds | 52048 | EC002557 | EF001438 | 500 | 9.0
CEAG Crouse-Hinds | 52048 | EC002557 | EF002169 | EV000179 | 9.0
CEAG Crouse-Hinds | 52048 | EC002557 | EF006243 | Non | 9.0
CEAG Crouse-Hinds | 52048 | EC002557 | EF013236 | Oui | 9.0
CEAG Crouse-Hinds | 52048 | EC002557 | EF013237 | Oui | 9.0
CEAG Crouse-Hinds | 52049 | EC002557 | EF000007 | EV000205 | 9.0
CEAG Crouse-Hinds | 52049 | EC002557 | EF000008 | 48,3 | 9.0
CEAG Crouse-Hinds | 52049 | EC002557 | EF000040 | 48,3 | 9.0
CEAG Crouse-Hinds | 52049 | EC002557 | EF000215 | EV000726 | 9.0
CEAG Crouse-Hinds | 52049 | EC002557 | EF000551 | 48,3 | 9.0
CEAG Crouse-Hinds | 52049 | EC002557 | EF001438 | 600 | 9.0
CEAG Crouse-Hinds | 52049 | EC002557 | EF002169 | EV000179 | 9.0
CEAG Crouse-Hinds | 52050 | EC002557 | EF000007 | EV000205 | 9.0
CEAG Crouse-Hinds | 52050 | EC002557 | EF000008 | 48,3 | 9.0
CEAG Crouse-Hinds | 52050 | EC002557 | EF000040 | 48,3 | 9.0
CEAG Crouse-Hinds | 52050 | EC002557 | EF000215 | EV000726 | 9.0
CEAG Crouse-Hinds | 52050 | EC002557 | EF000551 | 48,3 | 9.0
CEAG Crouse-Hinds | 52050 | EC002557 | EF001438 | 1200 | 9.0
CEAG Crouse-Hinds | 52050 | EC002557 | EF002169 | EV000179 | 9.0
CEAG Crouse-Hinds | 52050 | EC002557 | EF006243 | Non | 9.0
CEAG Crouse-Hinds | 52050 | EC002557 | EF013236 | Oui | 9.0
CEAG Crouse-Hinds | 52050 | EC002557 | EF013237 | Oui | 9.0
CEAG Crouse-Hinds | 52051 | EC002557 | EF000007 | EV000205 | 9.0
CEAG Crouse-Hinds | 52051 | EC002557 | EF000008 | 48,3 | 9.0
CEAG Crouse-Hinds | 52051 | EC002557 | EF000040 | 48,3 | 9.0
CEAG Crouse-Hinds | 52051 | EC002557 | EF000215 | EV000726 | 9.0
CEAG Crouse-Hinds | 52051 | EC002557 | EF000551 | 48,3 | 9.0
CEAG Crouse-Hinds | 52051 | EC002557 | EF001438 | 1500 | 9.0
CEAG Crouse-Hinds | 52051 | EC002557 | EF002169 | EV000179 | 9.0
CEAG Crouse-Hinds | 52051 | EC002557 | EF006243 | Non | 9.0
CEAG Crouse-Hinds | 52051 | EC002557 | EF013236 | Oui | 9.0
CEAG Crouse-Hinds | 52051 | EC002557 | EF013237 | Oui | 9.0
CEAG Crouse-Hinds | 52052 | EC002557 | EF000007 | EV000294 | 9.0
CEAG Crouse-Hinds | 52052 | EC002557 | EF000008 | 290 | 9.0
CEAG Crouse-Hinds | 52052 | EC002557 | EF000040 | 20 | 9.0
CEAG Crouse-Hinds | 52052 | EC002557 | EF000215 | EV008892 | 9.0
CEAG Crouse-Hinds | 52052 | EC002557 | EF001438 | 1200 | 9.0
CEAG Crouse-Hinds | 52052 | EC002557 | EF002169 | EV000294 | 9.0
CEAG Crouse-Hinds | 52052 | EC002557 | EF006243 | Non | 9.0
CEAG Crouse-Hinds | 52052 | EC002557 | EF013236 | Oui | 9.0
CEAG Crouse-Hinds | 52052 | EC002557 | EF013237 | Oui | 9.0
CEAG Crouse-Hinds | 52053 | EC002557 | EF000007 | EV000294 | 9.0
CEAG Crouse-Hinds | 52053 | EC002557 | EF000008 | 290 | 9.0
CEAG Crouse-Hinds | 52053 | EC002557 | EF000040 | 20 | 9.0
CEAG Crouse-Hinds | 52053 | EC002557 | EF000215 | EV008892 | 9.0
CEAG Crouse-Hinds | 52053 | EC002557 | EF001438 | 1600 | 9.0
CEAG Crouse-Hinds | 52053 | EC002557 | EF002169 | EV000294 | 9.0
CEAG Crouse-Hinds | 52053 | EC002557 | EF006243 | Non | 9.0
CEAG Crouse-Hinds | 52053 | EC002557 | EF013236 | Oui | 9.0
CEAG Crouse-Hinds | 52053 | EC002557 | EF013237 | Oui | 9.0
CEAG Crouse-Hinds | 52054 | EC002557 | EF000007 | EV000294 | 9.0
CEAG Crouse-Hinds | 52054 | EC002557 | EF000008 | 15 | 9.0
CEAG Crouse-Hinds | 52054 | EC002557 | EF000040 | 85 | 9.0
CEAG Crouse-Hinds | 52054 | EC002557 | EF000215 | EV001398 | 9.0
CEAG Crouse-Hinds | 52054 | EC002557 | EF000551 | 85 | 9.0
CEAG Crouse-Hinds | 52054 | EC002557 | EF001438 | 100 | 9.0
CEAG Crouse-Hinds | 52054 | EC002557 | EF002169 | EV000294 | 9.0
CEAG Crouse-Hinds | 52054 | EC002557 | EF006243 | Non | 9.0
CEAG Crouse-Hinds | 52054 | EC002557 | EF013236 | Oui | 9.0
CEAG Crouse-Hinds | 52054 | EC002557 | EF013237 | Oui | 9.0
CEAG Crouse-Hinds | 52055 | EC002557 | EF000007 | EV000205 | 9.0
CEAG Crouse-Hinds | 52055 | EC002557 | EF000008 | 40 | 9.0
CEAG Crouse-Hinds | 52055 | EC002557 | EF000040 | 100 | 9.0
CEAG Crouse-Hinds | 52055 | EC002557 | EF000215 | EV001398 | 9.0
CEAG Crouse-Hinds | 52055 | EC002557 | EF001438 | 215 | 9.0
CEAG Crouse-Hinds | 52055 | EC002557 | EF002169 | EV000179 | 9.0
CEAG Crouse-Hinds | 52055 | EC002557 | EF006243 | Non | 9.0
CEAG Crouse-Hinds | 52055 | EC002557 | EF013236 | Oui | 9.0
CEAG Crouse-Hinds | 52055 | EC002557 | EF013237 | Oui | 9.0
CEAG Crouse-Hinds | 52056 | EC002557 | EF000007 | EV000205 | 9.0
CEAG Crouse-Hinds | 52056 | EC002557 | EF000008 | 40 | 9.0
CEAG Crouse-Hinds | 52056 | EC002557 | EF000040 | 100 | 9.0
CEAG Crouse-Hinds | 52056 | EC002557 | EF000215 | EV001398 | 9.0
CEAG Crouse-Hinds | 52056 | EC002557 | EF001438 | 215 | 9.0
CEAG Crouse-Hinds | 52056 | EC002557 | EF002169 | EV000179 | 9.0
CEAG Crouse-Hinds | 52056 | EC002557 | EF006243 | Non | 9.0
CEAG Crouse-Hinds | 52056 | EC002557 | EF013236 | Oui | 9.0
CEAG Crouse-Hinds | 52056 | EC002557 | EF013237 | Oui | 9.0
CEAG Crouse-Hinds | 52057 | EC002557 | EF000007 | EV000205 | 9.0
CEAG Crouse-Hinds | 52057 | EC002557 | EF000008 | 40 | 9.0
CEAG Crouse-Hinds | 52057 | EC002557 | EF000040 | 100 | 9.0
CEAG Crouse-Hinds | 52057 | EC002557 | EF000215 | EV001398 | 9.0
CEAG Crouse-Hinds | 52057 | EC002557 | EF001438 | 215 | 9.0
CEAG Crouse-Hinds | 52057 | EC002557 | EF002169 | EV000294 | 9.0
CEAG Crouse-Hinds | 52057 | EC002557 | EF006243 | Non | 9.0
CEAG Crouse-Hinds | 52057 | EC002557 | EF013236 | Oui | 9.0
CEAG Crouse-Hinds | 52057 | EC002557 | EF013237 | Oui | 9.0
CEAG Crouse-Hinds | 52058 | EC002557 | EF000007 | EV000205 | 9.0
CEAG Crouse-Hinds | 52058 | EC002557 | EF000008 | 50 | 9.0
CEAG Crouse-Hinds | 52058 | EC002557 | EF000040 | 60 | 9.0
CEAG Crouse-Hinds | 52058 | EC002557 | EF000215 | EV001398 | 9.0
CEAG Crouse-Hinds | 52058 | EC002557 | EF001438 | 150 | 9.0
CEAG Crouse-Hinds | 52058 | EC002557 | EF002169 | EV000179 | 9.0
CEAG Crouse-Hinds | 52058 | EC002557 | EF006243 | Non | 9.0
CEAG Crouse-Hinds | 52058 | EC002557 | EF013236 | Oui | 9.0
CEAG Crouse-Hinds | 52058 | EC002557 | EF013237 | Oui | 9.0
CEAG Crouse-Hinds | 52059 | EC002557 | EF000007 | EV000294 | 9.0
CEAG Crouse-Hinds | 52059 | EC002557 | EF000008 | 30 | 9.0
CEAG Crouse-Hinds | 52059 | EC002557 | EF000040 | 30 | 9.0
CEAG Crouse-Hinds | 52059 | EC002557 | EF000215 | EV001398 | 9.0
CEAG Crouse-Hinds | 52059 | EC002557 | EF001438 | 50 | 9.0
CEAG Crouse-Hinds | 52059 | EC002557 | EF002169 | EV000294 | 9.0
CEAG Crouse-Hinds | 52059 | EC002557 | EF006243 | Non | 9.0
CEAG Crouse-Hinds | 52059 | EC002557 | EF013236 | Oui | 9.0
CEAG Crouse-Hinds | 52059 | EC002557 | EF013237 | Oui | 9.0
CEAG Crouse-Hinds | 52060 | EC002557 | EF000007 | EV000205 | 9.0
CEAG Crouse-Hinds | 52060 | EC002557 | EF000008 | 40 | 9.0
CEAG Crouse-Hinds | 52060 | EC002557 | EF000040 | 60 | 9.0
CEAG Crouse-Hinds | 52060 | EC002557 | EF000215 | EV001398 | 9.0
CEAG Crouse-Hinds | 52060 | EC002557 | EF001438 | 120 | 9.0
CEAG Crouse-Hinds | 52060 | EC002557 | EF002169 | EV000179 | 9.0
CEAG Crouse-Hinds | 52060 | EC002557 | EF006243 | Non | 9.0
CEAG Crouse-Hinds | 52060 | EC002557 | EF013236 | Oui | 9.0
CEAG Crouse-Hinds | 52060 | EC002557 | EF013237 | Oui | 9.0
CEAG Crouse-Hinds | 52061 | EC002557 | EF000007 | EV000205 | 9.0
CEAG Crouse-Hinds | 52061 | EC002557 | EF000008 | 40 | 9.0
CEAG Crouse-Hinds | 52061 | EC002557 | EF000040 | 85 | 9.0
CEAG Crouse-Hinds | 52061 | EC002557 | EF000215 | EV001398 | 9.0
CEAG Crouse-Hinds | 52061 | EC002557 | EF001438 | 115 | 9.0
CEAG Crouse-Hinds | 52061 | EC002557 | EF002169 | EV000179 | 9.0
CEAG Crouse-Hinds | 52061 | EC002557 | EF006243 | Non | 9.0
CEAG Crouse-Hinds | 52061 | EC002557 | EF013236 | Oui | 9.0
CEAG Crouse-Hinds | 52061 | EC002557 | EF013237 | Oui | 9.0
CEAG Crouse-Hinds | 52062 | EC002557 | EF000007 | EV000205 | 9.0
CEAG Crouse-Hinds | 52062 | EC002557 | EF000008 | 60 | 9.0
CEAG Crouse-Hinds | 52062 | EC002557 | EF000040 | 50 | 9.0
CEAG Crouse-Hinds | 52062 | EC002557 | EF000215 | EV001398 | 9.0
CEAG Crouse-Hinds | 52062 | EC002557 | EF001438 | 120 | 9.0
CEAG Crouse-Hinds | 52062 | EC002557 | EF002169 | EV000179 | 9.0
CEAG Crouse-Hinds | 52062 | EC002557 | EF006243 | Non | 9.0
CEAG Crouse-Hinds | 52062 | EC002557 | EF013236 | Oui | 9.0
CEAG Crouse-Hinds | 52062 | EC002557 | EF013237 | Oui | 9.0
CEAG Crouse-Hinds | 52063 | EC002557 | EF000007 | EV000270 | 9.0
CEAG Crouse-Hinds | 52063 | EC002557 | EF000008 | 48 | 9.0
CEAG Crouse-Hinds | 52063 | EC002557 | EF000040 | 30 | 9.0
CEAG Crouse-Hinds | 52063 | EC002557 | EF000215 | EV000692 | 9.0
CEAG Crouse-Hinds | 52063 | EC002557 | EF000551 | 48 | 9.0
CEAG Crouse-Hinds | 52063 | EC002557 | EF001438 | 48 | 9.0
CEAG Crouse-Hinds | 52063 | EC002557 | EF002169 | EV000139 | 9.0
CEAG Crouse-Hinds | 52063 | EC002557 | EF006243 | Non | 9.0
CEAG Crouse-Hinds | 52063 | EC002557 | EF013236 | Oui | 9.0
CEAG Crouse-Hinds | 52063 | EC002557 | EF013237 | Oui | 9.0
CEAG Crouse-Hinds | 52064 | EC002557 | EF000007 | EV000270 | 9.0
CEAG Crouse-Hinds | 52064 | EC002557 | EF000008 | 48 | 9.0
CEAG Crouse-Hinds | 52064 | EC002557 | EF000040 | 36 | 9.0
CEAG Crouse-Hinds | 52064 | EC002557 | EF000215 | EV000692 | 9.0
CEAG Crouse-Hinds | 52064 | EC002557 | EF000551 | 48 | 9.0
CEAG Crouse-Hinds | 52064 | EC002557 | EF001438 | 48 | 9.0
CEAG Crouse-Hinds | 52064 | EC002557 | EF002169 | EV000139 | 9.0
CEAG Crouse-Hinds | 52064 | EC002557 | EF006243 | Non | 9.0
CEAG Crouse-Hinds | 52064 | EC002557 | EF013236 | Oui | 9.0
CEAG Crouse-Hinds | 52064 | EC002557 | EF013237 | Oui | 9.0
CEAG Crouse-Hinds | 52065 | EC002557 | EF000007 | EV000270 | 9.0
CEAG Crouse-Hinds | 52065 | EC002557 | EF000008 | 48 | 9.0
CEAG Crouse-Hinds | 52065 | EC002557 | EF000040 | 36 | 9.0
CEAG Crouse-Hinds | 52065 | EC002557 | EF000215 | EV000692 | 9.0
CEAG Crouse-Hinds | 52065 | EC002557 | EF000551 | 48 | 9.0
CEAG Crouse-Hinds | 52065 | EC002557 | EF001438 | 48 | 9.0
CEAG Crouse-Hinds | 52065 | EC002557 | EF002169 | EV000139 | 9.0
CEAG Crouse-Hinds | 52065 | EC002557 | EF006243 | Non | 9.0
CEAG Crouse-Hinds | 52065 | EC002557 | EF013236 | Oui | 9.0
CEAG Crouse-Hinds | 52065 | EC002557 | EF013237 | Oui | 9.0
CEAG Crouse-Hinds | 52066 | EC002557 | EF000007 | EV000205 | 9.0
CEAG Crouse-Hinds | 52066 | EC002557 | EF000008 | 40 | 9.0
CEAG Crouse-Hinds | 52066 | EC002557 | EF000040 | 100 | 9.0
CEAG Crouse-Hinds | 52066 | EC002557 | EF000215 | EV001398 | 9.0
CEAG Crouse-Hinds | 52066 | EC002557 | EF001438 | 215 | 9.0
CEAG Crouse-Hinds | 52066 | EC002557 | EF002169 | EV000179 | 9.0
CEAG Crouse-Hinds | 52066 | EC002557 | EF006243 | Non | 9.0
CEAG Crouse-Hinds | 52066 | EC002557 | EF013236 | Oui | 9.0
CEAG Crouse-Hinds | 52066 | EC002557 | EF013237 | Oui | 9.0
CEAG Crouse-Hinds | 52067 | EC002557 | EF000007 | EV000205 | 9.0
CEAG Crouse-Hinds | 52067 | EC002557 | EF000008 | 40 | 9.0
CEAG Crouse-Hinds | 52067 | EC002557 | EF000040 | 100 | 9.0
CEAG Crouse-Hinds | 52067 | EC002557 | EF000215 | EV001398 | 9.0
CEAG Crouse-Hinds | 52067 | EC002557 | EF001438 | 215 | 9.0
CEAG Crouse-Hinds | 52067 | EC002557 | EF002169 | EV000294 | 9.0
CEAG Crouse-Hinds | 52067 | EC002557 | EF006243 | Non | 9.0
CEAG Crouse-Hinds | 52067 | EC002557 | EF013236 | Oui | 9.0
CEAG Crouse-Hinds | 52067 | EC002557 | EF013237 | Oui | 9.0
CEAG Crouse-Hinds | 52068 | EC002557 | EF000007 | EV000205 | 9.0
CEAG Crouse-Hinds | 52068 | EC002557 | EF000008 | 40 | 9.0
CEAG Crouse-Hinds | 52068 | EC002557 | EF000040 | 100 | 9.0
CEAG Crouse-Hinds | 52068 | EC002557 | EF000215 | EV001398 | 9.0
CEAG Crouse-Hinds | 52068 | EC002557 | EF001438 | 215 | 9.0
CEAG Crouse-Hinds | 52068 | EC002557 | EF002169 | EV000294 | 9.0
CEAG Crouse-Hinds | 52068 | EC002557 | EF006243 | Non | 9.0
CEAG Crouse-Hinds | 52068 | EC002557 | EF013236 | Oui | 9.0
CEAG Crouse-Hinds | 52068 | EC002557 | EF013237 | Oui | 9.0
CEAG Crouse-Hinds | 52100 | EC000216 | EF001364 | 10 | 9.0
CEAG Crouse-Hinds | 52100 | EC000216 | EF001389 | 25 | 9.0
CEAG Crouse-Hinds | 52100 | EC000216 | EF001435 | 110 | 9.0
CEAG Crouse-Hinds | 52100 | EC000216 | EF001435 | 690 | 9.0
CEAG Crouse-Hinds | 52100 | EC000216 | EF006697 | non | 9.0
CEAG Crouse-Hinds | 52100 | EC000216 | EF006959 | non | 9.0
CEAG Crouse-Hinds | 52100 | EC000216 | EF006981 | oui | 9.0
CEAG Crouse-Hinds | 52100 | EC000216 | EF006985 | oui | 9.0
CEAG Crouse-Hinds | 52100 | EC000216 | EF006986 | oui | 9.0
CEAG Crouse-Hinds | 52100 | EC000216 | EF007027 | 12 | 9.0
CEAG Crouse-Hinds | 52100 | EC000216 | EF007050 | 0,64 | 9.0
CEAG Crouse-Hinds | 52100 | EC000216 | EF007355 | 690 | 9.0
CEAG Crouse-Hinds | 52100 | EC000216 | EF007386 | non | 9.0
CEAG Crouse-Hinds | 52100 | EC000216 | EF009165 | 25 | 9.0
CEAG Crouse-Hinds | 52100 | EC000216 | EF009166 | 12 | 9.0
CEAG Crouse-Hinds | 52100 | EC000216 | EF009408 | non | 9.0
CEAG Crouse-Hinds | 52101 | EC000216 | EF001364 | 10 | 9.0
CEAG Crouse-Hinds | 52101 | EC000216 | EF001389 | 25 | 9.0
CEAG Crouse-Hinds | 52101 | EC000216 | EF001435 | 110 | 9.0
CEAG Crouse-Hinds | 52101 | EC000216 | EF001435 | 690 | 9.0
CEAG Crouse-Hinds | 52101 | EC000216 | EF006697 | non | 9.0
CEAG Crouse-Hinds | 52101 | EC000216 | EF006959 | non | 9.0
CEAG Crouse-Hinds | 52101 | EC000216 | EF006981 | oui | 9.0
CEAG Crouse-Hinds | 52101 | EC000216 | EF006985 | oui | 9.0
CEAG Crouse-Hinds | 52101 | EC000216 | EF006986 | oui | 9.0
CEAG Crouse-Hinds | 52101 | EC000216 | EF007027 | 12 | 9.0
CEAG Crouse-Hinds | 52101 | EC000216 | EF007050 | 0,64 | 9.0
CEAG Crouse-Hinds | 52101 | EC000216 | EF007355 | 690 | 9.0
CEAG Crouse-Hinds | 52101 | EC000216 | EF007386 | non | 9.0
CEAG Crouse-Hinds | 52101 | EC000216 | EF009165 | 25 | 9.0
CEAG Crouse-Hinds | 52101 | EC000216 | EF009166 | 12 | 9.0
CEAG Crouse-Hinds | 52101 | EC000216 | EF009408 | non | 9.0
CEAG Crouse-Hinds | 52102 | EC000216 | EF001364 | 10 | 9.0
CEAG Crouse-Hinds | 52102 | EC000216 | EF001376 | 1 | 9.0
CEAG Crouse-Hinds | 52102 | EC000216 | EF001389 | 25 | 9.0
CEAG Crouse-Hinds | 52102 | EC000216 | EF001391 | 6 | 9.0
CEAG Crouse-Hinds | 52102 | EC000216 | EF001435 | 110 | 9.0
CEAG Crouse-Hinds | 52102 | EC000216 | EF001435 | 690 | 9.0
CEAG Crouse-Hinds | 52102 | EC000216 | EF001444 | 1 | 9.0
CEAG Crouse-Hinds | 52102 | EC000216 | EF003118 | EV006422 | 9.0
CEAG Crouse-Hinds | 52102 | EC000216 | EF006281 | oui | 9.0
CEAG Crouse-Hinds | 52102 | EC000216 | EF006697 | non | 9.0
CEAG Crouse-Hinds | 52102 | EC000216 | EF006819 | EV000415 | 9.0
CEAG Crouse-Hinds | 52102 | EC000216 | EF006959 | non | 9.0
CEAG Crouse-Hinds | 52102 | EC000216 | EF006976 | EV000092 | 9.0
CEAG Crouse-Hinds | 52102 | EC000216 | EF006981 | oui | 9.0
CEAG Crouse-Hinds | 52102 | EC000216 | EF006985 | oui | 9.0
CEAG Crouse-Hinds | 52102 | EC000216 | EF006986 | oui | 9.0
CEAG Crouse-Hinds | 52102 | EC000216 | EF007027 | 12 | 9.0
CEAG Crouse-Hinds | 52102 | EC000216 | EF007050 | 0,65 | 9.0
CEAG Crouse-Hinds | 52102 | EC000216 | EF007167 | EV000206 | 9.0
CEAG Crouse-Hinds | 52102 | EC000216 | EF007243 | non | 9.0
CEAG Crouse-Hinds | 52102 | EC000216 | EF007247 | non | 9.0
CEAG Crouse-Hinds | 52102 | EC000216 | EF007248 | non | 9.0
CEAG Crouse-Hinds | 52102 | EC000216 | EF007262 | non | 9.0
CEAG Crouse-Hinds | 52102 | EC000216 | EF007264 | non | 9.0
CEAG Crouse-Hinds | 52102 | EC000216 | EF007355 | 690 | 9.0
CEAG Crouse-Hinds | 52102 | EC000216 | EF007386 | non | 9.0
CEAG Crouse-Hinds | 52102 | EC000216 | EF007491 | non | 9.0
CEAG Crouse-Hinds | 52102 | EC000216 | EF008240 | EV009311 | 9.0
CEAG Crouse-Hinds | 52102 | EC000216 | EF009165 | 25 | 9.0
CEAG Crouse-Hinds | 52102 | EC000216 | EF009166 | 12 | 9.0
CEAG Crouse-Hinds | 52102 | EC000216 | EF009408 | non | 9.0
CEAG Crouse-Hinds | 52103 | EC000216 | EF001364 | 20 | 9.0
CEAG Crouse-Hinds | 52103 | EC000216 | EF001376 | 1 | 9.0
CEAG Crouse-Hinds | 52103 | EC000216 | EF001377 | 1 | 9.0
CEAG Crouse-Hinds | 52103 | EC000216 | EF001389 | 40 | 9.0
CEAG Crouse-Hinds | 52103 | EC000216 | EF001391 | 3 | 9.0
CEAG Crouse-Hinds | 52103 | EC000216 | EF001435 | 110 | 9.0
CEAG Crouse-Hinds | 52103 | EC000216 | EF001435 | 690 | 9.0
CEAG Crouse-Hinds | 52103 | EC000216 | EF001444 | 4 | 9.0
CEAG Crouse-Hinds | 52103 | EC000216 | EF003118 | EV006422 | 9.0
CEAG Crouse-Hinds | 52103 | EC000216 | EF006281 | oui | 9.0
CEAG Crouse-Hinds | 52103 | EC000216 | EF006697 | non | 9.0
CEAG Crouse-Hinds | 52103 | EC000216 | EF006819 | EV000415 | 9.0
CEAG Crouse-Hinds | 52103 | EC000216 | EF006959 | non | 9.0
CEAG Crouse-Hinds | 52103 | EC000216 | EF006976 | EV000092 | 9.0
CEAG Crouse-Hinds | 52103 | EC000216 | EF006981 | oui | 9.0
CEAG Crouse-Hinds | 52103 | EC000216 | EF006985 | oui | 9.0
CEAG Crouse-Hinds | 52103 | EC000216 | EF006986 | oui | 9.0
CEAG Crouse-Hinds | 52103 | EC000216 | EF007027 | 20 | 9.0
CEAG Crouse-Hinds | 52103 | EC000216 | EF007050 | 1,26 | 9.0
CEAG Crouse-Hinds | 52103 | EC000216 | EF007167 | EV000206 | 9.0
CEAG Crouse-Hinds | 52103 | EC000216 | EF007243 | non | 9.0
CEAG Crouse-Hinds | 52103 | EC000216 | EF007247 | non | 9.0
CEAG Crouse-Hinds | 52103 | EC000216 | EF007248 | non | 9.0
CEAG Crouse-Hinds | 52103 | EC000216 | EF007262 | non | 9.0
CEAG Crouse-Hinds | 52103 | EC000216 | EF007264 | non | 9.0
CEAG Crouse-Hinds | 52103 | EC000216 | EF007355 | 690 | 9.0
CEAG Crouse-Hinds | 52103 | EC000216 | EF007386 | non | 9.0
CEAG Crouse-Hinds | 52103 | EC000216 | EF007491 | non | 9.0
CEAG Crouse-Hinds | 52103 | EC000216 | EF008240 | EV009311 | 9.0
CEAG Crouse-Hinds | 52103 | EC000216 | EF009165 | 40 | 9.0
CEAG Crouse-Hinds | 52103 | EC000216 | EF009166 | 20 | 9.0
CEAG Crouse-Hinds | 52103 | EC000216 | EF009408 | non | 9.0
CEAG Crouse-Hinds | 52300 | EC001952 | EF000003 | EV010173 | 9.0
CEAG Crouse-Hinds | 52300 | EC001952 | EF000004 | EV000582 | 9.0
CEAG Crouse-Hinds | 52300 | EC001952 | EF000008 | 201 | 9.0
CEAG Crouse-Hinds | 52300 | EC001952 | EF000048 | EV000494 | 9.0
CEAG Crouse-Hinds | 52300 | EC001952 | EF000085 | 6 | 9.0
CEAG Crouse-Hinds | 52300 | EC001952 | EF000124 | EV001008 | 9.0
CEAG Crouse-Hinds | 52300 | EC001952 | EF000187 | EV000509 | 9.0
CEAG Crouse-Hinds | 52300 | EC001952 | EF000280 | 22 - 22 | 9.0
CEAG Crouse-Hinds | 52300 | EC001952 | EF000381 | EV011531 | 9.0
CEAG Crouse-Hinds | 52300 | EC001952 | EF000441 | Non | 9.0
CEAG Crouse-Hinds | 52300 | EC001952 | EF001391 | 6 | 9.0
CEAG Crouse-Hinds | 52300 | EC001952 | EF001438 | 770 | 9.0
CEAG Crouse-Hinds | 52300 | EC001952 | EF001456 | 115 | 9.0
CEAG Crouse-Hinds | 52300 | EC001952 | EF002423 | EV011514 | 9.0
CEAG Crouse-Hinds | 52300 | EC001952 | EF004284 | EV006800 | 9.0
CEAG Crouse-Hinds | 52300 | EC001952 | EF004293 | EV008784 | 9.0
CEAG Crouse-Hinds | 52300 | EC001952 | EF005127 | 110 - 277 | 9.0
CEAG Crouse-Hinds | 52300 | EC001952 | EF005474 | EV006422 | 9.0
CEAG Crouse-Hinds | 52300 | EC001952 | EF005728 | EV009071 | 9.0
CEAG Crouse-Hinds | 52300 | EC001952 | EF005905 | Oui | 9.0
CEAG Crouse-Hinds | 52300 | EC001952 | EF007556 | Oui | 9.0
CEAG Crouse-Hinds | 52300 | EC001952 | EF008157 | EV011534 | 9.0
CEAG Crouse-Hinds | 52300 | EC001952 | EF008404 | EV010598 | 9.0
CEAG Crouse-Hinds | 52300 | EC001952 | EF009346 | 5000 - 5000 | 9.0
CEAG Crouse-Hinds | 52300 | EC001952 | EF009347 | 22 | 9.0
CEAG Crouse-Hinds | 52300 | EC001952 | EF009349 | 2910 | 9.0
CEAG Crouse-Hinds | 52300 | EC001952 | EF009350 | EV000202 | 9.0
CEAG Crouse-Hinds | 52300 | EC001952 | EF009482 | Non | 9.0
CEAG Crouse-Hinds | 52300 | EC001952 | EF011868 | EV015019 | 9.0
CEAG Crouse-Hinds | 52300 | EC001952 | EF011959 | EV000154 | 9.0
CEAG Crouse-Hinds | 52300 | EC001952 | EF012170 | EV014410 | 9.0
CEAG Crouse-Hinds | 52300 | EC001952 | EF016286 | Oui | 9.0
CEAG Crouse-Hinds | 52300 | EC001952 | EF025740 | 0.92 | 9.0
CEAG Crouse-Hinds | 52301 | EC001952 | EF000003 | EV010173 | 9.0
CEAG Crouse-Hinds | 52301 | EC001952 | EF000004 | EV000582 | 9.0
CEAG Crouse-Hinds | 52301 | EC001952 | EF000008 | 201 | 9.0
CEAG Crouse-Hinds | 52301 | EC001952 | EF000048 | EV000494 | 9.0
CEAG Crouse-Hinds | 52301 | EC001952 | EF000085 | 6 | 9.0
CEAG Crouse-Hinds | 52301 | EC001952 | EF000124 | EV001008 | 9.0
CEAG Crouse-Hinds | 52301 | EC001952 | EF000187 | EV000509 | 9.0
CEAG Crouse-Hinds | 52301 | EC001952 | EF000280 | 22 - 22 | 9.0
CEAG Crouse-Hinds | 52301 | EC001952 | EF000381 | EV011531 | 9.0
CEAG Crouse-Hinds | 52301 | EC001952 | EF000441 | Non | 9.0
CEAG Crouse-Hinds | 52301 | EC001952 | EF001391 | 6 | 9.0
CEAG Crouse-Hinds | 52301 | EC001952 | EF001438 | 770 | 9.0
CEAG Crouse-Hinds | 52301 | EC001952 | EF001456 | 115 | 9.0
CEAG Crouse-Hinds | 52301 | EC001952 | EF002423 | EV011514 | 9.0
CEAG Crouse-Hinds | 52301 | EC001952 | EF004284 | EV006800 | 9.0
CEAG Crouse-Hinds | 52301 | EC001952 | EF004293 | EV008784 | 9.0
CEAG Crouse-Hinds | 52301 | EC001952 | EF005127 | 110 - 277 | 9.0
CEAG Crouse-Hinds | 52301 | EC001952 | EF005474 | EV006422 | 9.0
CEAG Crouse-Hinds | 52301 | EC001952 | EF005728 | EV009071 | 9.0
CEAG Crouse-Hinds | 52301 | EC001952 | EF005905 | Oui | 9.0
CEAG Crouse-Hinds | 52301 | EC001952 | EF007556 | Oui | 9.0
CEAG Crouse-Hinds | 52301 | EC001952 | EF008157 | EV011534 | 9.0
CEAG Crouse-Hinds | 52301 | EC001952 | EF008404 | EV010598 | 9.0
CEAG Crouse-Hinds | 52301 | EC001952 | EF009346 | 5000 - 5000 | 9.0
CEAG Crouse-Hinds | 52301 | EC001952 | EF009347 | 22 | 9.0
CEAG Crouse-Hinds | 52301 | EC001952 | EF009349 | 2910 | 9.0
CEAG Crouse-Hinds | 52301 | EC001952 | EF009350 | EV000202 | 9.0
CEAG Crouse-Hinds | 52301 | EC001952 | EF009482 | Non | 9.0
CEAG Crouse-Hinds | 52301 | EC001952 | EF011868 | EV015020 | 9.0
CEAG Crouse-Hinds | 52301 | EC001952 | EF011959 | EV000154 | 9.0
CEAG Crouse-Hinds | 52301 | EC001952 | EF012170 | EV014410 | 9.0
CEAG Crouse-Hinds | 52301 | EC001952 | EF016286 | Oui | 9.0
CEAG Crouse-Hinds | 52301 | EC001952 | EF025740 | 0.92 | 9.0
CEAG Crouse-Hinds | 52302 | EC001952 | EF000003 | EV010173 | 9.0
CEAG Crouse-Hinds | 52302 | EC001952 | EF000004 | EV000582 | 9.0
CEAG Crouse-Hinds | 52302 | EC001952 | EF000008 | 201 | 9.0
CEAG Crouse-Hinds | 52302 | EC001952 | EF000048 | EV000494 | 9.0
CEAG Crouse-Hinds | 52302 | EC001952 | EF000085 | 6 | 9.0
CEAG Crouse-Hinds | 52302 | EC001952 | EF000124 | EV001008 | 9.0
CEAG Crouse-Hinds | 52302 | EC001952 | EF000187 | EV000509 | 9.0
CEAG Crouse-Hinds | 52302 | EC001952 | EF000280 | 22 - 22 | 9.0
CEAG Crouse-Hinds | 52302 | EC001952 | EF000381 | EV011531 | 9.0
CEAG Crouse-Hinds | 52302 | EC001952 | EF000441 | Non | 9.0
CEAG Crouse-Hinds | 52302 | EC001952 | EF001391 | 6 | 9.0
CEAG Crouse-Hinds | 52302 | EC001952 | EF001438 | 770 | 9.0
CEAG Crouse-Hinds | 52302 | EC001952 | EF001456 | 115 | 9.0
CEAG Crouse-Hinds | 52302 | EC001952 | EF001596 | EV000139 | 9.0
CEAG Crouse-Hinds | 52302 | EC001952 | EF002423 | EV011514 | 9.0
CEAG Crouse-Hinds | 52302 | EC001952 | EF004284 | EV006800 | 9.0
CEAG Crouse-Hinds | 52302 | EC001952 | EF004293 | EV008784 | 9.0
CEAG Crouse-Hinds | 52302 | EC001952 | EF005127 | 110 - 277 | 9.0
CEAG Crouse-Hinds | 52302 | EC001952 | EF005474 | EV006422 | 9.0
CEAG Crouse-Hinds | 52302 | EC001952 | EF005728 | EV009071 | 9.0
CEAG Crouse-Hinds | 52302 | EC001952 | EF005905 | Oui | 9.0
CEAG Crouse-Hinds | 52302 | EC001952 | EF007556 | Oui | 9.0
CEAG Crouse-Hinds | 52302 | EC001952 | EF008157 | EV011534 | 9.0
CEAG Crouse-Hinds | 52302 | EC001952 | EF008404 | EV010598 | 9.0
CEAG Crouse-Hinds | 52302 | EC001952 | EF009346 | 5000 - 5000 | 9.0
CEAG Crouse-Hinds | 52302 | EC001952 | EF009347 | 22 | 9.0
CEAG Crouse-Hinds | 52302 | EC001952 | EF009349 | 2910 | 9.0
CEAG Crouse-Hinds | 52302 | EC001952 | EF009350 | EV000202 | 9.0
CEAG Crouse-Hinds | 52302 | EC001952 | EF009482 | Non | 9.0
CEAG Crouse-Hinds | 52302 | EC001952 | EF011868 | EV015020 | 9.0
CEAG Crouse-Hinds | 52302 | EC001952 | EF011959 | EV000154 | 9.0
CEAG Crouse-Hinds | 52302 | EC001952 | EF012170 | EV014410 | 9.0
CEAG Crouse-Hinds | 52302 | EC001952 | EF016286 | Oui | 9.0
CEAG Crouse-Hinds | 52302 | EC001952 | EF025740 | 0.92 | 9.0
CEAG Crouse-Hinds | 52303 | EC001952 | EF000003 | EV010173 | 9.0
CEAG Crouse-Hinds | 52303 | EC001952 | EF000004 | EV000582 | 9.0
CEAG Crouse-Hinds | 52303 | EC001952 | EF000008 | 201 | 9.0
CEAG Crouse-Hinds | 52303 | EC001952 | EF000048 | EV000494 | 9.0
CEAG Crouse-Hinds | 52303 | EC001952 | EF000085 | 6 | 9.0
CEAG Crouse-Hinds | 52303 | EC001952 | EF000124 | EV001008 | 9.0
CEAG Crouse-Hinds | 52303 | EC001952 | EF000187 | EV000509 | 9.0
CEAG Crouse-Hinds | 52303 | EC001952 | EF000280 | 22 - 22 | 9.0
CEAG Crouse-Hinds | 52303 | EC001952 | EF000381 | EV011531 | 9.0
CEAG Crouse-Hinds | 52303 | EC001952 | EF000441 | Non | 9.0
CEAG Crouse-Hinds | 52303 | EC001952 | EF001391 | 6 | 9.0
CEAG Crouse-Hinds | 52303 | EC001952 | EF001438 | 770 | 9.0
CEAG Crouse-Hinds | 52303 | EC001952 | EF001456 | 115 | 9.0
CEAG Crouse-Hinds | 52303 | EC001952 | EF002423 | EV011514 | 9.0
CEAG Crouse-Hinds | 52303 | EC001952 | EF004284 | EV006800 | 9.0
CEAG Crouse-Hinds | 52303 | EC001952 | EF004293 | EV008784 | 9.0
CEAG Crouse-Hinds | 52303 | EC001952 | EF005127 | 110 - 277 | 9.0
CEAG Crouse-Hinds | 52303 | EC001952 | EF005474 | EV006422 | 9.0
CEAG Crouse-Hinds | 52303 | EC001952 | EF005728 | EV009071 | 9.0
CEAG Crouse-Hinds | 52303 | EC001952 | EF005905 | Oui | 9.0
CEAG Crouse-Hinds | 52303 | EC001952 | EF007556 | Oui | 9.0
CEAG Crouse-Hinds | 52303 | EC001952 | EF008157 | EV011534 | 9.0
CEAG Crouse-Hinds | 52303 | EC001952 | EF008404 | EV010598 | 9.0
CEAG Crouse-Hinds | 52303 | EC001952 | EF009346 | 5000 - 5000 | 9.0
CEAG Crouse-Hinds | 52303 | EC001952 | EF009347 | 22 | 9.0
CEAG Crouse-Hinds | 52303 | EC001952 | EF009349 | 2910 | 9.0
CEAG Crouse-Hinds | 52303 | EC001952 | EF009350 | EV000202 | 9.0
CEAG Crouse-Hinds | 52303 | EC001952 | EF009482 | Non | 9.0
CEAG Crouse-Hinds | 52303 | EC001952 | EF011868 | EV015020 | 9.0
CEAG Crouse-Hinds | 52303 | EC001952 | EF011959 | EV000154 | 9.0
CEAG Crouse-Hinds | 52303 | EC001952 | EF012170 | EV014410 | 9.0
CEAG Crouse-Hinds | 52303 | EC001952 | EF016286 | Oui | 9.0
CEAG Crouse-Hinds | 52303 | EC001952 | EF025740 | 0.92 | 9.0
CEAG Crouse-Hinds | 52304 | EC001952 | EF000003 | EV010173 | 9.0
CEAG Crouse-Hinds | 52304 | EC001952 | EF000004 | EV000582 | 9.0
CEAG Crouse-Hinds | 52304 | EC001952 | EF000008 | 201 | 9.0
CEAG Crouse-Hinds | 52304 | EC001952 | EF000048 | EV000494 | 9.0
CEAG Crouse-Hinds | 52304 | EC001952 | EF000085 | 6 | 9.0
CEAG Crouse-Hinds | 52304 | EC001952 | EF000124 | EV001008 | 9.0
CEAG Crouse-Hinds | 52304 | EC001952 | EF000187 | EV000509 | 9.0
CEAG Crouse-Hinds | 52304 | EC001952 | EF000280 | 44 - 44 | 9.0
CEAG Crouse-Hinds | 52304 | EC001952 | EF000381 | EV011531 | 9.0
CEAG Crouse-Hinds | 52304 | EC001952 | EF000441 | Non | 9.0
CEAG Crouse-Hinds | 52304 | EC001952 | EF001391 | 6 | 9.0
CEAG Crouse-Hinds | 52304 | EC001952 | EF001438 | 770 | 9.0
CEAG Crouse-Hinds | 52304 | EC001952 | EF001456 | 115 | 9.0
CEAG Crouse-Hinds | 52304 | EC001952 | EF002423 | EV011514 | 9.0
CEAG Crouse-Hinds | 52304 | EC001952 | EF004284 | EV006800 | 9.0
CEAG Crouse-Hinds | 52304 | EC001952 | EF004293 | EV008784 | 9.0
CEAG Crouse-Hinds | 52304 | EC001952 | EF005127 | 110 - 277 | 9.0
CEAG Crouse-Hinds | 52304 | EC001952 | EF005474 | EV006422 | 9.0
CEAG Crouse-Hinds | 52304 | EC001952 | EF005728 | EV009071 | 9.0
CEAG Crouse-Hinds | 52304 | EC001952 | EF005905 | Oui | 9.0
CEAG Crouse-Hinds | 52304 | EC001952 | EF007556 | Oui | 9.0
CEAG Crouse-Hinds | 52304 | EC001952 | EF008157 | EV011534 | 9.0
CEAG Crouse-Hinds | 52304 | EC001952 | EF008404 | EV010598 | 9.0
CEAG Crouse-Hinds | 52304 | EC001952 | EF009346 | 5000 - 5000 | 9.0
CEAG Crouse-Hinds | 52304 | EC001952 | EF009347 | 44 | 9.0
CEAG Crouse-Hinds | 52304 | EC001952 | EF009349 | 5610 | 9.0
CEAG Crouse-Hinds | 52304 | EC001952 | EF009350 | EV000202 | 9.0
CEAG Crouse-Hinds | 52304 | EC001952 | EF009482 | Non | 9.0
CEAG Crouse-Hinds | 52304 | EC001952 | EF011868 | EV015019 | 9.0
CEAG Crouse-Hinds | 52304 | EC001952 | EF011959 | EV000154 | 9.0
CEAG Crouse-Hinds | 52304 | EC001952 | EF012170 | EV014410 | 9.0
CEAG Crouse-Hinds | 52304 | EC001952 | EF016286 | Oui | 9.0
CEAG Crouse-Hinds | 52304 | EC001952 | EF025740 | 0.95 | 9.0
CEAG Crouse-Hinds | 52305 | EC001952 | EF000003 | EV010173 | 9.0
CEAG Crouse-Hinds | 52305 | EC001952 | EF000004 | EV000582 | 9.0
CEAG Crouse-Hinds | 52305 | EC001952 | EF000008 | 201 | 9.0
CEAG Crouse-Hinds | 52305 | EC001952 | EF000048 | EV000494 | 9.0
CEAG Crouse-Hinds | 52305 | EC001952 | EF000085 | 6 | 9.0
CEAG Crouse-Hinds | 52305 | EC001952 | EF000124 | EV001008 | 9.0
CEAG Crouse-Hinds | 52305 | EC001952 | EF000187 | EV000509 | 9.0
CEAG Crouse-Hinds | 52305 | EC001952 | EF000280 | 44 - 44 | 9.0
CEAG Crouse-Hinds | 52305 | EC001952 | EF000381 | EV011531 | 9.0
CEAG Crouse-Hinds | 52305 | EC001952 | EF000441 | Non | 9.0
CEAG Crouse-Hinds | 52305 | EC001952 | EF001391 | 6 | 9.0
CEAG Crouse-Hinds | 52305 | EC001952 | EF001438 | 770 | 9.0
CEAG Crouse-Hinds | 52305 | EC001952 | EF001456 | 115 | 9.0
CEAG Crouse-Hinds | 52305 | EC001952 | EF002423 | EV011514 | 9.0
CEAG Crouse-Hinds | 52305 | EC001952 | EF004284 | EV006800 | 9.0
CEAG Crouse-Hinds | 52305 | EC001952 | EF004293 | EV008784 | 9.0
CEAG Crouse-Hinds | 52305 | EC001952 | EF005127 | 110 - 277 | 9.0
CEAG Crouse-Hinds | 52305 | EC001952 | EF005474 | EV006422 | 9.0
CEAG Crouse-Hinds | 52305 | EC001952 | EF005728 | EV009071 | 9.0
CEAG Crouse-Hinds | 52305 | EC001952 | EF005905 | Oui | 9.0
CEAG Crouse-Hinds | 52305 | EC001952 | EF007556 | Oui | 9.0
CEAG Crouse-Hinds | 52305 | EC001952 | EF008157 | EV011534 | 9.0
CEAG Crouse-Hinds | 52305 | EC001952 | EF008404 | EV010598 | 9.0
CEAG Crouse-Hinds | 52305 | EC001952 | EF009346 | 5000 - 5000 | 9.0
CEAG Crouse-Hinds | 52305 | EC001952 | EF009347 | 44 | 9.0
CEAG Crouse-Hinds | 52305 | EC001952 | EF009349 | 5610 | 9.0
CEAG Crouse-Hinds | 52305 | EC001952 | EF009350 | EV000202 | 9.0
CEAG Crouse-Hinds | 52305 | EC001952 | EF009482 | Non | 9.0
CEAG Crouse-Hinds | 52305 | EC001952 | EF011868 | EV015020 | 9.0
CEAG Crouse-Hinds | 52305 | EC001952 | EF011959 | EV000154 | 9.0
CEAG Crouse-Hinds | 52305 | EC001952 | EF012170 | EV014410 | 9.0
CEAG Crouse-Hinds | 52305 | EC001952 | EF016286 | Oui | 9.0
CEAG Crouse-Hinds | 52305 | EC001952 | EF025740 | 0.95 | 9.0
CEAG Crouse-Hinds | 52306 | EC001952 | EF000003 | EV010173 | 9.0
CEAG Crouse-Hinds | 52306 | EC001952 | EF000004 | EV000582 | 9.0
CEAG Crouse-Hinds | 52306 | EC001952 | EF000008 | 201 | 9.0
CEAG Crouse-Hinds | 52306 | EC001952 | EF000048 | EV000494 | 9.0
CEAG Crouse-Hinds | 52306 | EC001952 | EF000085 | 6 | 9.0
CEAG Crouse-Hinds | 52306 | EC001952 | EF000124 | EV001008 | 9.0
CEAG Crouse-Hinds | 52306 | EC001952 | EF000187 | EV000509 | 9.0
CEAG Crouse-Hinds | 52306 | EC001952 | EF000280 | 44 - 44 | 9.0
CEAG Crouse-Hinds | 52306 | EC001952 | EF000381 | EV011531 | 9.0
CEAG Crouse-Hinds | 52306 | EC001952 | EF000441 | Non | 9.0
CEAG Crouse-Hinds | 52306 | EC001952 | EF001391 | 6 | 9.0
CEAG Crouse-Hinds | 52306 | EC001952 | EF001438 | 770 | 9.0
CEAG Crouse-Hinds | 52306 | EC001952 | EF001456 | 115 | 9.0
CEAG Crouse-Hinds | 52306 | EC001952 | EF002423 | EV011514 | 9.0
CEAG Crouse-Hinds | 52306 | EC001952 | EF004284 | EV006800 | 9.0
CEAG Crouse-Hinds | 52306 | EC001952 | EF004293 | EV008784 | 9.0
CEAG Crouse-Hinds | 52306 | EC001952 | EF005127 | 110 - 277 | 9.0
CEAG Crouse-Hinds | 52306 | EC001952 | EF005474 | EV006422 | 9.0
CEAG Crouse-Hinds | 52306 | EC001952 | EF005728 | EV009071 | 9.0
CEAG Crouse-Hinds | 52306 | EC001952 | EF005905 | Oui | 9.0
CEAG Crouse-Hinds | 52306 | EC001952 | EF007556 | Oui | 9.0
CEAG Crouse-Hinds | 52306 | EC001952 | EF008157 | EV011534 | 9.0
CEAG Crouse-Hinds | 52306 | EC001952 | EF008404 | EV010598 | 9.0
CEAG Crouse-Hinds | 52306 | EC001952 | EF009346 | 5000 - 5000 | 9.0
CEAG Crouse-Hinds | 52306 | EC001952 | EF009347 | 44 | 9.0
CEAG Crouse-Hinds | 52306 | EC001952 | EF009349 | 5610 | 9.0
CEAG Crouse-Hinds | 52306 | EC001952 | EF009350 | EV000202 | 9.0
CEAG Crouse-Hinds | 52306 | EC001952 | EF009482 | Non | 9.0
CEAG Crouse-Hinds | 52306 | EC001952 | EF011868 | EV015019 | 9.0
CEAG Crouse-Hinds | 52306 | EC001952 | EF011959 | EV000154 | 9.0
CEAG Crouse-Hinds | 52306 | EC001952 | EF012170 | EV014410 | 9.0
CEAG Crouse-Hinds | 52306 | EC001952 | EF016286 | Oui | 9.0
CEAG Crouse-Hinds | 52306 | EC001952 | EF025740 | 0.95 | 9.0
CEAG Crouse-Hinds | 52307 | EC001952 | EF000003 | EV010173 | 9.0
CEAG Crouse-Hinds | 52307 | EC001952 | EF000004 | EV000582 | 9.0
CEAG Crouse-Hinds | 52307 | EC001952 | EF000008 | 201 | 9.0
CEAG Crouse-Hinds | 52307 | EC001952 | EF000048 | EV000494 | 9.0
CEAG Crouse-Hinds | 52307 | EC001952 | EF000085 | 6 | 9.0
CEAG Crouse-Hinds | 52307 | EC001952 | EF000124 | EV001008 | 9.0
CEAG Crouse-Hinds | 52307 | EC001952 | EF000187 | EV000509 | 9.0
CEAG Crouse-Hinds | 52307 | EC001952 | EF000280 | 44 - 44 | 9.0
CEAG Crouse-Hinds | 52307 | EC001952 | EF000381 | EV011531 | 9.0
CEAG Crouse-Hinds | 52307 | EC001952 | EF000441 | Non | 9.0
CEAG Crouse-Hinds | 52307 | EC001952 | EF001391 | 6 | 9.0
CEAG Crouse-Hinds | 52307 | EC001952 | EF001438 | 770 | 9.0
CEAG Crouse-Hinds | 52307 | EC001952 | EF001456 | 115 | 9.0
CEAG Crouse-Hinds | 52307 | EC001952 | EF002423 | EV011514 | 9.0
CEAG Crouse-Hinds | 52307 | EC001952 | EF004284 | EV006800 | 9.0
CEAG Crouse-Hinds | 52307 | EC001952 | EF004293 | EV008784 | 9.0
CEAG Crouse-Hinds | 52307 | EC001952 | EF005127 | 110 - 277 | 9.0
CEAG Crouse-Hinds | 52307 | EC001952 | EF005474 | EV006422 | 9.0
CEAG Crouse-Hinds | 52307 | EC001952 | EF005728 | EV009071 | 9.0
CEAG Crouse-Hinds | 52307 | EC001952 | EF005905 | Oui | 9.0
CEAG Crouse-Hinds | 52307 | EC001952 | EF007556 | Oui | 9.0
CEAG Crouse-Hinds | 52307 | EC001952 | EF008157 | EV011534 | 9.0
CEAG Crouse-Hinds | 52307 | EC001952 | EF008404 | EV010598 | 9.0
CEAG Crouse-Hinds | 52307 | EC001952 | EF009346 | 5000 - 5000 | 9.0
CEAG Crouse-Hinds | 52307 | EC001952 | EF009347 | 44 | 9.0
CEAG Crouse-Hinds | 52307 | EC001952 | EF009349 | 5610 | 9.0
CEAG Crouse-Hinds | 52307 | EC001952 | EF009350 | EV000202 | 9.0
CEAG Crouse-Hinds | 52307 | EC001952 | EF009482 | Non | 9.0
CEAG Crouse-Hinds | 52307 | EC001952 | EF011868 | EV015020 | 9.0
CEAG Crouse-Hinds | 52307 | EC001952 | EF011959 | EV000154 | 9.0
CEAG Crouse-Hinds | 52307 | EC001952 | EF012170 | EV014410 | 9.0
CEAG Crouse-Hinds | 52307 | EC001952 | EF016286 | Oui | 9.0
CEAG Crouse-Hinds | 52307 | EC001952 | EF025740 | 0.95 | 9.0
CEAG Crouse-Hinds | 52308 | EC001952 | EF000003 | EV010173 | 9.0
CEAG Crouse-Hinds | 52308 | EC001952 | EF000004 | EV000582 | 9.0
CEAG Crouse-Hinds | 52308 | EC001952 | EF000008 | 201 | 9.0
CEAG Crouse-Hinds | 52308 | EC001952 | EF000048 | EV000494 | 9.0
CEAG Crouse-Hinds | 52308 | EC001952 | EF000085 | 6 | 9.0
CEAG Crouse-Hinds | 52308 | EC001952 | EF000124 | EV001008 | 9.0
CEAG Crouse-Hinds | 52308 | EC001952 | EF000187 | EV000509 | 9.0
CEAG Crouse-Hinds | 52308 | EC001952 | EF000280 | 67 - 67 | 9.0
CEAG Crouse-Hinds | 52308 | EC001952 | EF000381 | EV011531 | 9.0
CEAG Crouse-Hinds | 52308 | EC001952 | EF000441 | Non | 9.0
CEAG Crouse-Hinds | 52308 | EC001952 | EF001391 | 6 | 9.0
CEAG Crouse-Hinds | 52308 | EC001952 | EF001438 | 931 | 9.0
CEAG Crouse-Hinds | 52308 | EC001952 | EF001456 | 115 | 9.0
CEAG Crouse-Hinds | 52308 | EC001952 | EF002423 | EV011514 | 9.0
CEAG Crouse-Hinds | 52308 | EC001952 | EF004284 | EV006800 | 9.0
CEAG Crouse-Hinds | 52308 | EC001952 | EF004293 | EV008784 | 9.0
CEAG Crouse-Hinds | 52308 | EC001952 | EF005127 | 110 - 277 | 9.0
CEAG Crouse-Hinds | 52308 | EC001952 | EF005474 | EV006422 | 9.0
CEAG Crouse-Hinds | 52308 | EC001952 | EF005728 | EV009071 | 9.0
CEAG Crouse-Hinds | 52308 | EC001952 | EF005905 | Oui | 9.0
CEAG Crouse-Hinds | 52308 | EC001952 | EF007556 | Oui | 9.0
CEAG Crouse-Hinds | 52308 | EC001952 | EF008157 | EV011534 | 9.0
CEAG Crouse-Hinds | 52308 | EC001952 | EF008404 | EV010598 | 9.0
CEAG Crouse-Hinds | 52308 | EC001952 | EF009346 | 5000 - 5000 | 9.0
CEAG Crouse-Hinds | 52308 | EC001952 | EF009347 | 67 | 9.0
CEAG Crouse-Hinds | 52308 | EC001952 | EF009349 | 8600 | 9.0
CEAG Crouse-Hinds | 52308 | EC001952 | EF009350 | EV000202 | 9.0
CEAG Crouse-Hinds | 52308 | EC001952 | EF009482 | Non | 9.0
CEAG Crouse-Hinds | 52308 | EC001952 | EF011868 | EV015019 | 9.0
CEAG Crouse-Hinds | 52308 | EC001952 | EF011959 | EV000154 | 9.0
CEAG Crouse-Hinds | 52308 | EC001952 | EF012170 | EV014410 | 9.0
CEAG Crouse-Hinds | 52308 | EC001952 | EF016286 | Oui | 9.0
CEAG Crouse-Hinds | 52308 | EC001952 | EF025740 | 0.95 | 9.0
CEAG Crouse-Hinds | 52309 | EC001952 | EF000003 | EV010173 | 9.0
CEAG Crouse-Hinds | 52309 | EC001952 | EF000004 | EV000582 | 9.0
CEAG Crouse-Hinds | 52309 | EC001952 | EF000008 | 201 | 9.0
CEAG Crouse-Hinds | 52309 | EC001952 | EF000048 | EV000494 | 9.0
CEAG Crouse-Hinds | 52309 | EC001952 | EF000085 | 6 | 9.0
CEAG Crouse-Hinds | 52309 | EC001952 | EF000124 | EV001008 | 9.0
CEAG Crouse-Hinds | 52309 | EC001952 | EF000187 | EV000509 | 9.0
CEAG Crouse-Hinds | 52309 | EC001952 | EF000280 | 67 - 67 | 9.0
CEAG Crouse-Hinds | 52309 | EC001952 | EF000381 | EV011531 | 9.0
CEAG Crouse-Hinds | 52309 | EC001952 | EF000441 | Non | 9.0
CEAG Crouse-Hinds | 52309 | EC001952 | EF001391 | 6 | 9.0
CEAG Crouse-Hinds | 52309 | EC001952 | EF001438 | 931 | 9.0
CEAG Crouse-Hinds | 52309 | EC001952 | EF001456 | 115 | 9.0
CEAG Crouse-Hinds | 52309 | EC001952 | EF002423 | EV011514 | 9.0
CEAG Crouse-Hinds | 52309 | EC001952 | EF004284 | EV006800 | 9.0
CEAG Crouse-Hinds | 52309 | EC001952 | EF004293 | EV008784 | 9.0
CEAG Crouse-Hinds | 52309 | EC001952 | EF005127 | 110 - 277 | 9.0
CEAG Crouse-Hinds | 52309 | EC001952 | EF005474 | EV006422 | 9.0
CEAG Crouse-Hinds | 52309 | EC001952 | EF005728 | EV009071 | 9.0
CEAG Crouse-Hinds | 52309 | EC001952 | EF005905 | Oui | 9.0
CEAG Crouse-Hinds | 52309 | EC001952 | EF007556 | Oui | 9.0
CEAG Crouse-Hinds | 52309 | EC001952 | EF008157 | EV011534 | 9.0
CEAG Crouse-Hinds | 52309 | EC001952 | EF008404 | EV010598 | 9.0
CEAG Crouse-Hinds | 52309 | EC001952 | EF009346 | 5000 - 5000 | 9.0
CEAG Crouse-Hinds | 52309 | EC001952 | EF009347 | 67 | 9.0
CEAG Crouse-Hinds | 52309 | EC001952 | EF009349 | 8600 | 9.0
CEAG Crouse-Hinds | 52309 | EC001952 | EF009350 | EV000202 | 9.0
CEAG Crouse-Hinds | 52309 | EC001952 | EF009482 | Non | 9.0
CEAG Crouse-Hinds | 52309 | EC001952 | EF011868 | EV015020 | 9.0
CEAG Crouse-Hinds | 52309 | EC001952 | EF011959 | EV000154 | 9.0
CEAG Crouse-Hinds | 52309 | EC001952 | EF012170 | EV014410 | 9.0
CEAG Crouse-Hinds | 52309 | EC001952 | EF016286 | Oui | 9.0
CEAG Crouse-Hinds | 52309 | EC001952 | EF025740 | 0.95 | 9.0
CEAG Crouse-Hinds | 52310 | EC001952 | EF000003 | EV010173 | 9.0
CEAG Crouse-Hinds | 52310 | EC001952 | EF000004 | EV000582 | 9.0
CEAG Crouse-Hinds | 52310 | EC001952 | EF000008 | 201 | 9.0
CEAG Crouse-Hinds | 52310 | EC001952 | EF000048 | EV000494 | 9.0
CEAG Crouse-Hinds | 52310 | EC001952 | EF000085 | 6 | 9.0
CEAG Crouse-Hinds | 52310 | EC001952 | EF000124 | EV001008 | 9.0
CEAG Crouse-Hinds | 52310 | EC001952 | EF000187 | EV000509 | 9.0
CEAG Crouse-Hinds | 52310 | EC001952 | EF000280 | 67 - 67 | 9.0
CEAG Crouse-Hinds | 52310 | EC001952 | EF000381 | EV011531 | 9.0
CEAG Crouse-Hinds | 52310 | EC001952 | EF000441 | Non | 9.0
CEAG Crouse-Hinds | 52310 | EC001952 | EF001391 | 6 | 9.0
CEAG Crouse-Hinds | 52310 | EC001952 | EF001438 | 931 | 9.0
CEAG Crouse-Hinds | 52310 | EC001952 | EF001456 | 115 | 9.0
CEAG Crouse-Hinds | 52310 | EC001952 | EF002423 | EV011514 | 9.0
CEAG Crouse-Hinds | 52310 | EC001952 | EF004284 | EV006800 | 9.0
CEAG Crouse-Hinds | 52310 | EC001952 | EF004293 | EV008784 | 9.0
CEAG Crouse-Hinds | 52310 | EC001952 | EF005127 | 110 - 277 | 9.0
CEAG Crouse-Hinds | 52310 | EC001952 | EF005474 | EV006422 | 9.0
CEAG Crouse-Hinds | 52310 | EC001952 | EF005728 | EV009071 | 9.0
CEAG Crouse-Hinds | 52310 | EC001952 | EF005905 | Oui | 9.0
CEAG Crouse-Hinds | 52310 | EC001952 | EF007556 | Oui | 9.0
CEAG Crouse-Hinds | 52310 | EC001952 | EF008157 | EV011534 | 9.0
CEAG Crouse-Hinds | 52310 | EC001952 | EF008404 | EV010598 | 9.0
CEAG Crouse-Hinds | 52310 | EC001952 | EF009346 | 5000 - 5000 | 9.0
CEAG Crouse-Hinds | 52310 | EC001952 | EF009347 | 67 | 9.0
CEAG Crouse-Hinds | 52310 | EC001952 | EF009349 | 8600 | 9.0
CEAG Crouse-Hinds | 52310 | EC001952 | EF009350 | EV000202 | 9.0
CEAG Crouse-Hinds | 52310 | EC001952 | EF009482 | Non | 9.0
CEAG Crouse-Hinds | 52310 | EC001952 | EF011868 | EV015019 | 9.0
CEAG Crouse-Hinds | 52310 | EC001952 | EF011959 | EV000154 | 9.0
CEAG Crouse-Hinds | 52310 | EC001952 | EF012170 | EV014410 | 9.0
CEAG Crouse-Hinds | 52310 | EC001952 | EF016286 | Oui | 9.0
CEAG Crouse-Hinds | 52310 | EC001952 | EF025740 | 0.95 | 9.0
CEAG Crouse-Hinds | 52311 | EC001952 | EF000003 | EV010173 | 9.0
CEAG Crouse-Hinds | 52311 | EC001952 | EF000004 | EV000582 | 9.0
CEAG Crouse-Hinds | 52311 | EC001952 | EF000008 | 201 | 9.0
CEAG Crouse-Hinds | 52311 | EC001952 | EF000048 | EV000494 | 9.0
CEAG Crouse-Hinds | 52311 | EC001952 | EF000085 | 6 | 9.0
CEAG Crouse-Hinds | 52311 | EC001952 | EF000124 | EV001008 | 9.0
CEAG Crouse-Hinds | 52311 | EC001952 | EF000187 | EV000509 | 9.0
CEAG Crouse-Hinds | 52311 | EC001952 | EF000280 | 67 - 67 | 9.0
CEAG Crouse-Hinds | 52311 | EC001952 | EF000381 | EV011531 | 9.0
CEAG Crouse-Hinds | 52311 | EC001952 | EF000441 | Non | 9.0
CEAG Crouse-Hinds | 52311 | EC001952 | EF001391 | 6 | 9.0
CEAG Crouse-Hinds | 52311 | EC001952 | EF001438 | 931 | 9.0
CEAG Crouse-Hinds | 52311 | EC001952 | EF001456 | 115 | 9.0
CEAG Crouse-Hinds | 52311 | EC001952 | EF002423 | EV011514 | 9.0
CEAG Crouse-Hinds | 52311 | EC001952 | EF004284 | EV006800 | 9.0
CEAG Crouse-Hinds | 52311 | EC001952 | EF004293 | EV008784 | 9.0
CEAG Crouse-Hinds | 52311 | EC001952 | EF005127 | 110 - 277 | 9.0
CEAG Crouse-Hinds | 52311 | EC001952 | EF005474 | EV006422 | 9.0
CEAG Crouse-Hinds | 52311 | EC001952 | EF005728 | EV009071 | 9.0
CEAG Crouse-Hinds | 52311 | EC001952 | EF005905 | Oui | 9.0
CEAG Crouse-Hinds | 52311 | EC001952 | EF007556 | Oui | 9.0
CEAG Crouse-Hinds | 52311 | EC001952 | EF008157 | EV011534 | 9.0
CEAG Crouse-Hinds | 52311 | EC001952 | EF008404 | EV010598 | 9.0
CEAG Crouse-Hinds | 52311 | EC001952 | EF009346 | 5000 - 5000 | 9.0
CEAG Crouse-Hinds | 52311 | EC001952 | EF009347 | 67 | 9.0
CEAG Crouse-Hinds | 52311 | EC001952 | EF009349 | 8600 | 9.0
CEAG Crouse-Hinds | 52311 | EC001952 | EF009350 | EV000202 | 9.0
CEAG Crouse-Hinds | 52311 | EC001952 | EF009482 | Non | 9.0
CEAG Crouse-Hinds | 52311 | EC001952 | EF011868 | EV015020 | 9.0
CEAG Crouse-Hinds | 52311 | EC001952 | EF011959 | EV000154 | 9.0
CEAG Crouse-Hinds | 52311 | EC001952 | EF012170 | EV014410 | 9.0
CEAG Crouse-Hinds | 52311 | EC001952 | EF016286 | Oui | 9.0
CEAG Crouse-Hinds | 52311 | EC001952 | EF025740 | 0.95 | 9.0
CEAG Crouse-Hinds | 52312 | EC001952 | EF000003 | EV010173 | 9.0
CEAG Crouse-Hinds | 52312 | EC001952 | EF000004 | EV000582 | 9.0
CEAG Crouse-Hinds | 52312 | EC001952 | EF000008 | 201 | 9.0
CEAG Crouse-Hinds | 52312 | EC001952 | EF000048 | EV000494 | 9.0
CEAG Crouse-Hinds | 52312 | EC001952 | EF000085 | 6 | 9.0
CEAG Crouse-Hinds | 52312 | EC001952 | EF000124 | EV001008 | 9.0
CEAG Crouse-Hinds | 52312 | EC001952 | EF000187 | EV000509 | 9.0
CEAG Crouse-Hinds | 52312 | EC001952 | EF000280 | 22 - 22 | 9.0
CEAG Crouse-Hinds | 52312 | EC001952 | EF000381 | EV011531 | 9.0
CEAG Crouse-Hinds | 52312 | EC001952 | EF000441 | Non | 9.0
CEAG Crouse-Hinds | 52312 | EC001952 | EF001391 | 6 | 9.0
CEAG Crouse-Hinds | 52312 | EC001952 | EF001438 | 770 | 9.0
CEAG Crouse-Hinds | 52312 | EC001952 | EF001456 | 115 | 9.0
CEAG Crouse-Hinds | 52312 | EC001952 | EF002423 | EV011514 | 9.0
CEAG Crouse-Hinds | 52312 | EC001952 | EF004284 | EV014414 | 9.0
CEAG Crouse-Hinds | 52312 | EC001952 | EF004293 | EV008784 | 9.0
CEAG Crouse-Hinds | 52312 | EC001952 | EF005127 | 110 - 277 | 9.0
CEAG Crouse-Hinds | 52312 | EC001952 | EF005474 | EV006422 | 9.0
CEAG Crouse-Hinds | 52312 | EC001952 | EF005728 | EV009071 | 9.0
CEAG Crouse-Hinds | 52312 | EC001952 | EF005905 | Oui | 9.0
CEAG Crouse-Hinds | 52312 | EC001952 | EF007556 | Oui | 9.0
CEAG Crouse-Hinds | 52312 | EC001952 | EF008157 | EV011534 | 9.0
CEAG Crouse-Hinds | 52312 | EC001952 | EF008404 | EV010598 | 9.0
CEAG Crouse-Hinds | 52312 | EC001952 | EF009346 | 5000 - 5000 | 9.0
CEAG Crouse-Hinds | 52312 | EC001952 | EF009347 | 22 | 9.0
CEAG Crouse-Hinds | 52312 | EC001952 | EF009349 | 2490 | 9.0
CEAG Crouse-Hinds | 52312 | EC001952 | EF009350 | EV000202 | 9.0
CEAG Crouse-Hinds | 52312 | EC001952 | EF009482 | Non | 9.0
CEAG Crouse-Hinds | 52312 | EC001952 | EF011868 | EV015019 | 9.0
CEAG Crouse-Hinds | 52312 | EC001952 | EF011959 | EV000154 | 9.0
CEAG Crouse-Hinds | 52312 | EC001952 | EF012170 | EV014410 | 9.0
CEAG Crouse-Hinds | 52312 | EC001952 | EF016286 | Oui | 9.0
CEAG Crouse-Hinds | 52312 | EC001952 | EF025740 | 0.92 | 9.0
CEAG Crouse-Hinds | 52313 | EC001952 | EF000003 | EV010173 | 9.0
CEAG Crouse-Hinds | 52313 | EC001952 | EF000004 | EV000582 | 9.0
CEAG Crouse-Hinds | 52313 | EC001952 | EF000008 | 201 | 9.0
CEAG Crouse-Hinds | 52313 | EC001952 | EF000048 | EV000494 | 9.0
CEAG Crouse-Hinds | 52313 | EC001952 | EF000085 | 6 | 9.0
CEAG Crouse-Hinds | 52313 | EC001952 | EF000124 | EV001008 | 9.0
CEAG Crouse-Hinds | 52313 | EC001952 | EF000187 | EV000509 | 9.0
CEAG Crouse-Hinds | 52313 | EC001952 | EF000280 | 22 - 22 | 9.0
CEAG Crouse-Hinds | 52313 | EC001952 | EF000381 | EV011531 | 9.0
CEAG Crouse-Hinds | 52313 | EC001952 | EF000441 | Non | 9.0
CEAG Crouse-Hinds | 52313 | EC001952 | EF001391 | 6 | 9.0
CEAG Crouse-Hinds | 52313 | EC001952 | EF001438 | 770 | 9.0
CEAG Crouse-Hinds | 52313 | EC001952 | EF001456 | 115 | 9.0
CEAG Crouse-Hinds | 52313 | EC001952 | EF002423 | EV011514 | 9.0
CEAG Crouse-Hinds | 52313 | EC001952 | EF004284 | EV014414 | 9.0
CEAG Crouse-Hinds | 52313 | EC001952 | EF004293 | EV008784 | 9.0
CEAG Crouse-Hinds | 52313 | EC001952 | EF005127 | 110 - 277 | 9.0
CEAG Crouse-Hinds | 52313 | EC001952 | EF005474 | EV006422 | 9.0
CEAG Crouse-Hinds | 52313 | EC001952 | EF005728 | EV009071 | 9.0
CEAG Crouse-Hinds | 52313 | EC001952 | EF005905 | Oui | 9.0
CEAG Crouse-Hinds | 52313 | EC001952 | EF007556 | Oui | 9.0
CEAG Crouse-Hinds | 52313 | EC001952 | EF008157 | EV011534 | 9.0
CEAG Crouse-Hinds | 52313 | EC001952 | EF008404 | EV010598 | 9.0
CEAG Crouse-Hinds | 52313 | EC001952 | EF009346 | 5000 - 5000 | 9.0
CEAG Crouse-Hinds | 52313 | EC001952 | EF009347 | 22 | 9.0
CEAG Crouse-Hinds | 52313 | EC001952 | EF009349 | 2490 | 9.0
CEAG Crouse-Hinds | 52313 | EC001952 | EF009350 | EV000202 | 9.0
CEAG Crouse-Hinds | 52313 | EC001952 | EF009482 | Non | 9.0
CEAG Crouse-Hinds | 52313 | EC001952 | EF011868 | EV015020 | 9.0
CEAG Crouse-Hinds | 52313 | EC001952 | EF011959 | EV000154 | 9.0
CEAG Crouse-Hinds | 52313 | EC001952 | EF012170 | EV014410 | 9.0
CEAG Crouse-Hinds | 52313 | EC001952 | EF016286 | Oui | 9.0
CEAG Crouse-Hinds | 52313 | EC001952 | EF025740 | 0.92 | 9.0
CEAG Crouse-Hinds | 52314 | EC001952 | EF000003 | EV010173 | 9.0
CEAG Crouse-Hinds | 52314 | EC001952 | EF000004 | EV000582 | 9.0
CEAG Crouse-Hinds | 52314 | EC001952 | EF000008 | 201 | 9.0
CEAG Crouse-Hinds | 52314 | EC001952 | EF000048 | EV000494 | 9.0
CEAG Crouse-Hinds | 52314 | EC001952 | EF000085 | 6 | 9.0
CEAG Crouse-Hinds | 52314 | EC001952 | EF000124 | EV001008 | 9.0
CEAG Crouse-Hinds | 52314 | EC001952 | EF000187 | EV000509 | 9.0
CEAG Crouse-Hinds | 52314 | EC001952 | EF000280 | 22 - 22 | 9.0
CEAG Crouse-Hinds | 52314 | EC001952 | EF000381 | EV011531 | 9.0
CEAG Crouse-Hinds | 52314 | EC001952 | EF000441 | Non | 9.0
CEAG Crouse-Hinds | 52314 | EC001952 | EF001391 | 6 | 9.0
CEAG Crouse-Hinds | 52314 | EC001952 | EF001438 | 770 | 9.0
CEAG Crouse-Hinds | 52314 | EC001952 | EF001456 | 115 | 9.0
CEAG Crouse-Hinds | 52314 | EC001952 | EF002423 | EV011514 | 9.0
CEAG Crouse-Hinds | 52314 | EC001952 | EF004284 | EV014414 | 9.0
CEAG Crouse-Hinds | 52314 | EC001952 | EF004293 | EV008784 | 9.0
CEAG Crouse-Hinds | 52314 | EC001952 | EF005127 | 110 - 277 | 9.0
CEAG Crouse-Hinds | 52314 | EC001952 | EF005474 | EV006422 | 9.0
CEAG Crouse-Hinds | 52314 | EC001952 | EF005728 | EV009071 | 9.0
CEAG Crouse-Hinds | 52314 | EC001952 | EF005905 | Oui | 9.0
CEAG Crouse-Hinds | 52314 | EC001952 | EF007556 | Oui | 9.0
CEAG Crouse-Hinds | 52314 | EC001952 | EF008157 | EV011534 | 9.0
CEAG Crouse-Hinds | 52314 | EC001952 | EF008404 | EV010598 | 9.0
CEAG Crouse-Hinds | 52314 | EC001952 | EF009346 | 5000 - 5000 | 9.0
CEAG Crouse-Hinds | 52314 | EC001952 | EF009347 | 22 | 9.0
CEAG Crouse-Hinds | 52314 | EC001952 | EF009349 | 2490 | 9.0
CEAG Crouse-Hinds | 52314 | EC001952 | EF009350 | EV000202 | 9.0
CEAG Crouse-Hinds | 52314 | EC001952 | EF009482 | Non | 9.0
CEAG Crouse-Hinds | 52314 | EC001952 | EF011868 | EV015019 | 9.0
CEAG Crouse-Hinds | 52314 | EC001952 | EF011959 | EV000154 | 9.0
CEAG Crouse-Hinds | 52314 | EC001952 | EF012170 | EV014410 | 9.0
CEAG Crouse-Hinds | 52314 | EC001952 | EF016286 | Oui | 9.0
CEAG Crouse-Hinds | 52314 | EC001952 | EF025740 | 0.92 | 9.0
CEAG Crouse-Hinds | 52315 | EC001952 | EF000003 | EV010173 | 9.0
CEAG Crouse-Hinds | 52315 | EC001952 | EF000004 | EV000582 | 9.0
CEAG Crouse-Hinds | 52315 | EC001952 | EF000008 | 201 | 9.0
CEAG Crouse-Hinds | 52315 | EC001952 | EF000048 | EV000494 | 9.0
CEAG Crouse-Hinds | 52315 | EC001952 | EF000085 | 6 | 9.0
CEAG Crouse-Hinds | 52315 | EC001952 | EF000124 | EV001008 | 9.0
CEAG Crouse-Hinds | 52315 | EC001952 | EF000187 | EV000509 | 9.0
CEAG Crouse-Hinds | 52315 | EC001952 | EF000280 | 22 - 22 | 9.0
CEAG Crouse-Hinds | 52315 | EC001952 | EF000381 | EV011531 | 9.0
CEAG Crouse-Hinds | 52315 | EC001952 | EF000441 | Non | 9.0
CEAG Crouse-Hinds | 52315 | EC001952 | EF001391 | 6 | 9.0
CEAG Crouse-Hinds | 52315 | EC001952 | EF001438 | 770 | 9.0
CEAG Crouse-Hinds | 52315 | EC001952 | EF001456 | 115 | 9.0
CEAG Crouse-Hinds | 52315 | EC001952 | EF002423 | EV011514 | 9.0
CEAG Crouse-Hinds | 52315 | EC001952 | EF004284 | EV014414 | 9.0
CEAG Crouse-Hinds | 52315 | EC001952 | EF004293 | EV008784 | 9.0
CEAG Crouse-Hinds | 52315 | EC001952 | EF005127 | 110 - 277 | 9.0
CEAG Crouse-Hinds | 52315 | EC001952 | EF005474 | EV006422 | 9.0
CEAG Crouse-Hinds | 52315 | EC001952 | EF005728 | EV009071 | 9.0
CEAG Crouse-Hinds | 52315 | EC001952 | EF005905 | Oui | 9.0
CEAG Crouse-Hinds | 52315 | EC001952 | EF007556 | Oui | 9.0
CEAG Crouse-Hinds | 52315 | EC001952 | EF008157 | EV011534 | 9.0
CEAG Crouse-Hinds | 52315 | EC001952 | EF008404 | EV010598 | 9.0
CEAG Crouse-Hinds | 52315 | EC001952 | EF009346 | 5000 - 5000 | 9.0
CEAG Crouse-Hinds | 52315 | EC001952 | EF009347 | 22 | 9.0
CEAG Crouse-Hinds | 52315 | EC001952 | EF009349 | 2490 | 9.0
CEAG Crouse-Hinds | 52315 | EC001952 | EF009350 | EV000202 | 9.0
CEAG Crouse-Hinds | 52315 | EC001952 | EF009482 | Non | 9.0
CEAG Crouse-Hinds | 52315 | EC001952 | EF011868 | EV015020 | 9.0
CEAG Crouse-Hinds | 52315 | EC001952 | EF011959 | EV000154 | 9.0
CEAG Crouse-Hinds | 52315 | EC001952 | EF012170 | EV014410 | 9.0
CEAG Crouse-Hinds | 52315 | EC001952 | EF016286 | Oui | 9.0
CEAG Crouse-Hinds | 52315 | EC001952 | EF025740 | 0.92 | 9.0
CEAG Crouse-Hinds | 52316 | EC001952 | EF000003 | EV010173 | 9.0
CEAG Crouse-Hinds | 52316 | EC001952 | EF000004 | EV000582 | 9.0
CEAG Crouse-Hinds | 52316 | EC001952 | EF000008 | 201 | 9.0
CEAG Crouse-Hinds | 52316 | EC001952 | EF000048 | EV000494 | 9.0
CEAG Crouse-Hinds | 52316 | EC001952 | EF000085 | 6 | 9.0
CEAG Crouse-Hinds | 52316 | EC001952 | EF000124 | EV001008 | 9.0
CEAG Crouse-Hinds | 52316 | EC001952 | EF000187 | EV000509 | 9.0
CEAG Crouse-Hinds | 52316 | EC001952 | EF000280 | 44 - 44 | 9.0
CEAG Crouse-Hinds | 52316 | EC001952 | EF000381 | EV011531 | 9.0
CEAG Crouse-Hinds | 52316 | EC001952 | EF000441 | Non | 9.0
CEAG Crouse-Hinds | 52316 | EC001952 | EF001391 | 6 | 9.0
CEAG Crouse-Hinds | 52316 | EC001952 | EF001438 | 770 | 9.0
CEAG Crouse-Hinds | 52316 | EC001952 | EF001456 | 115 | 9.0
CEAG Crouse-Hinds | 52316 | EC001952 | EF002423 | EV011514 | 9.0
CEAG Crouse-Hinds | 52316 | EC001952 | EF004284 | EV014414 | 9.0
CEAG Crouse-Hinds | 52316 | EC001952 | EF004293 | EV008784 | 9.0
CEAG Crouse-Hinds | 52316 | EC001952 | EF005127 | 110 - 277 | 9.0
CEAG Crouse-Hinds | 52316 | EC001952 | EF005474 | EV006422 | 9.0
CEAG Crouse-Hinds | 52316 | EC001952 | EF005728 | EV009071 | 9.0
CEAG Crouse-Hinds | 52316 | EC001952 | EF005905 | Oui | 9.0
CEAG Crouse-Hinds | 52316 | EC001952 | EF007556 | Oui | 9.0
CEAG Crouse-Hinds | 52316 | EC001952 | EF008157 | EV011534 | 9.0
CEAG Crouse-Hinds | 52316 | EC001952 | EF008404 | EV010598 | 9.0
CEAG Crouse-Hinds | 52316 | EC001952 | EF009346 | 5000 - 5000 | 9.0
CEAG Crouse-Hinds | 52316 | EC001952 | EF009347 | 44 | 9.0
CEAG Crouse-Hinds | 52316 | EC001952 | EF009349 | 4940 | 9.0
CEAG Crouse-Hinds | 52316 | EC001952 | EF009350 | EV000202 | 9.0
CEAG Crouse-Hinds | 52316 | EC001952 | EF009482 | Non | 9.0
CEAG Crouse-Hinds | 52316 | EC001952 | EF011868 | EV015019 | 9.0
CEAG Crouse-Hinds | 52316 | EC001952 | EF011959 | EV000154 | 9.0
CEAG Crouse-Hinds | 52316 | EC001952 | EF012170 | EV014410 | 9.0
CEAG Crouse-Hinds | 52316 | EC001952 | EF016286 | Oui | 9.0
CEAG Crouse-Hinds | 52316 | EC001952 | EF025740 | 0.95 | 9.0
CEAG Crouse-Hinds | 52317 | EC001952 | EF000003 | EV010173 | 9.0
CEAG Crouse-Hinds | 52317 | EC001952 | EF000004 | EV000582 | 9.0
CEAG Crouse-Hinds | 52317 | EC001952 | EF000008 | 201 | 9.0
CEAG Crouse-Hinds | 52317 | EC001952 | EF000048 | EV000494 | 9.0
CEAG Crouse-Hinds | 52317 | EC001952 | EF000085 | 6 | 9.0
CEAG Crouse-Hinds | 52317 | EC001952 | EF000124 | EV001008 | 9.0
CEAG Crouse-Hinds | 52317 | EC001952 | EF000187 | EV000509 | 9.0
CEAG Crouse-Hinds | 52317 | EC001952 | EF000280 | 44 - 44 | 9.0
CEAG Crouse-Hinds | 52317 | EC001952 | EF000381 | EV011531 | 9.0
CEAG Crouse-Hinds | 52317 | EC001952 | EF000441 | Non | 9.0
CEAG Crouse-Hinds | 52317 | EC001952 | EF001391 | 6 | 9.0
CEAG Crouse-Hinds | 52317 | EC001952 | EF001438 | 770 | 9.0
CEAG Crouse-Hinds | 52317 | EC001952 | EF001456 | 115 | 9.0
CEAG Crouse-Hinds | 52317 | EC001952 | EF002423 | EV011514 | 9.0
CEAG Crouse-Hinds | 52317 | EC001952 | EF004284 | EV014414 | 9.0
CEAG Crouse-Hinds | 52317 | EC001952 | EF004293 | EV008784 | 9.0
CEAG Crouse-Hinds | 52317 | EC001952 | EF005127 | 110 - 277 | 9.0
CEAG Crouse-Hinds | 52317 | EC001952 | EF005474 | EV006422 | 9.0
CEAG Crouse-Hinds | 52317 | EC001952 | EF005728 | EV009071 | 9.0
CEAG Crouse-Hinds | 52317 | EC001952 | EF005905 | Oui | 9.0
CEAG Crouse-Hinds | 52317 | EC001952 | EF007556 | Oui | 9.0
CEAG Crouse-Hinds | 52317 | EC001952 | EF008157 | EV011534 | 9.0
CEAG Crouse-Hinds | 52317 | EC001952 | EF008404 | EV010598 | 9.0
CEAG Crouse-Hinds | 52317 | EC001952 | EF009346 | 5000 - 5000 | 9.0
CEAG Crouse-Hinds | 52317 | EC001952 | EF009347 | 44 | 9.0
CEAG Crouse-Hinds | 52317 | EC001952 | EF009349 | 4940 | 9.0
CEAG Crouse-Hinds | 52317 | EC001952 | EF009350 | EV000202 | 9.0
CEAG Crouse-Hinds | 52317 | EC001952 | EF009482 | Non | 9.0
CEAG Crouse-Hinds | 52317 | EC001952 | EF011868 | EV015020 | 9.0
CEAG Crouse-Hinds | 52317 | EC001952 | EF011959 | EV000154 | 9.0
CEAG Crouse-Hinds | 52317 | EC001952 | EF012170 | EV014410 | 9.0
CEAG Crouse-Hinds | 52317 | EC001952 | EF016286 | Oui | 9.0
CEAG Crouse-Hinds | 52317 | EC001952 | EF025740 | 0.95 | 9.0
CEAG Crouse-Hinds | 52318 | EC001952 | EF000003 | EV010173 | 9.0
CEAG Crouse-Hinds | 52318 | EC001952 | EF000004 | EV000582 | 9.0
CEAG Crouse-Hinds | 52318 | EC001952 | EF000008 | 201 | 9.0
CEAG Crouse-Hinds | 52318 | EC001952 | EF000048 | EV000494 | 9.0
CEAG Crouse-Hinds | 52318 | EC001952 | EF000085 | 6 | 9.0
CEAG Crouse-Hinds | 52318 | EC001952 | EF000124 | EV001008 | 9.0
CEAG Crouse-Hinds | 52318 | EC001952 | EF000187 | EV000509 | 9.0
CEAG Crouse-Hinds | 52318 | EC001952 | EF000280 | 44 - 44 | 9.0
CEAG Crouse-Hinds | 52318 | EC001952 | EF000381 | EV011531 | 9.0
CEAG Crouse-Hinds | 52318 | EC001952 | EF000441 | Non | 9.0
CEAG Crouse-Hinds | 52318 | EC001952 | EF001391 | 6 | 9.0
CEAG Crouse-Hinds | 52318 | EC001952 | EF001438 | 770 | 9.0
CEAG Crouse-Hinds | 52318 | EC001952 | EF001456 | 115 | 9.0
CEAG Crouse-Hinds | 52318 | EC001952 | EF002423 | EV011514 | 9.0
CEAG Crouse-Hinds | 52318 | EC001952 | EF004284 | EV014414 | 9.0
CEAG Crouse-Hinds | 52318 | EC001952 | EF004293 | EV008784 | 9.0
CEAG Crouse-Hinds | 52318 | EC001952 | EF005127 | 110 - 277 | 9.0
CEAG Crouse-Hinds | 52318 | EC001952 | EF005474 | EV006422 | 9.0
CEAG Crouse-Hinds | 52318 | EC001952 | EF005728 | EV009071 | 9.0
CEAG Crouse-Hinds | 52318 | EC001952 | EF005905 | Oui | 9.0
CEAG Crouse-Hinds | 52318 | EC001952 | EF007556 | Oui | 9.0
CEAG Crouse-Hinds | 52318 | EC001952 | EF008157 | EV011534 | 9.0
CEAG Crouse-Hinds | 52318 | EC001952 | EF008404 | EV010598 | 9.0
CEAG Crouse-Hinds | 52318 | EC001952 | EF009346 | 5000 - 5000 | 9.0
CEAG Crouse-Hinds | 52318 | EC001952 | EF009347 | 44 | 9.0
CEAG Crouse-Hinds | 52318 | EC001952 | EF009349 | 4940 | 9.0
CEAG Crouse-Hinds | 52318 | EC001952 | EF009350 | EV000202 | 9.0
CEAG Crouse-Hinds | 52318 | EC001952 | EF009482 | Non | 9.0
CEAG Crouse-Hinds | 52318 | EC001952 | EF011868 | EV015019 | 9.0
CEAG Crouse-Hinds | 52318 | EC001952 | EF011959 | EV000154 | 9.0
CEAG Crouse-Hinds | 52318 | EC001952 | EF012170 | EV014410 | 9.0
CEAG Crouse-Hinds | 52318 | EC001952 | EF016286 | Oui | 9.0
CEAG Crouse-Hinds | 52318 | EC001952 | EF025740 | 0.95 | 9.0
CEAG Crouse-Hinds | 52319 | EC001952 | EF000003 | EV010173 | 9.0
CEAG Crouse-Hinds | 52319 | EC001952 | EF000004 | EV000582 | 9.0
CEAG Crouse-Hinds | 52319 | EC001952 | EF000008 | 201 | 9.0
CEAG Crouse-Hinds | 52319 | EC001952 | EF000048 | EV000494 | 9.0
CEAG Crouse-Hinds | 52319 | EC001952 | EF000085 | 6 | 9.0
CEAG Crouse-Hinds | 52319 | EC001952 | EF000124 | EV001008 | 9.0
CEAG Crouse-Hinds | 52319 | EC001952 | EF000187 | EV000509 | 9.0
CEAG Crouse-Hinds | 52319 | EC001952 | EF000280 | 44 - 44 | 9.0
CEAG Crouse-Hinds | 52319 | EC001952 | EF000381 | EV011531 | 9.0
CEAG Crouse-Hinds | 52319 | EC001952 | EF000441 | Non | 9.0
CEAG Crouse-Hinds | 52319 | EC001952 | EF001391 | 6 | 9.0
CEAG Crouse-Hinds | 52319 | EC001952 | EF001438 | 770 | 9.0
CEAG Crouse-Hinds | 52319 | EC001952 | EF001456 | 115 | 9.0
CEAG Crouse-Hinds | 52319 | EC001952 | EF002423 | EV011514 | 9.0
CEAG Crouse-Hinds | 52319 | EC001952 | EF004284 | EV014414 | 9.0
CEAG Crouse-Hinds | 52319 | EC001952 | EF004293 | EV008784 | 9.0
CEAG Crouse-Hinds | 52319 | EC001952 | EF005127 | 110 - 277 | 9.0
CEAG Crouse-Hinds | 52319 | EC001952 | EF005474 | EV006422 | 9.0
CEAG Crouse-Hinds | 52319 | EC001952 | EF005728 | EV009071 | 9.0
CEAG Crouse-Hinds | 52319 | EC001952 | EF005905 | Oui | 9.0
CEAG Crouse-Hinds | 52319 | EC001952 | EF007556 | Oui | 9.0
CEAG Crouse-Hinds | 52319 | EC001952 | EF008157 | EV011534 | 9.0
CEAG Crouse-Hinds | 52319 | EC001952 | EF008404 | EV010598 | 9.0
CEAG Crouse-Hinds | 52319 | EC001952 | EF009346 | 5000 - 5000 | 9.0
CEAG Crouse-Hinds | 52319 | EC001952 | EF009347 | 44 | 9.0
CEAG Crouse-Hinds | 52319 | EC001952 | EF009349 | 4940 | 9.0
CEAG Crouse-Hinds | 52319 | EC001952 | EF009350 | EV000202 | 9.0
CEAG Crouse-Hinds | 52319 | EC001952 | EF009482 | Non | 9.0
CEAG Crouse-Hinds | 52319 | EC001952 | EF011868 | EV015020 | 9.0
CEAG Crouse-Hinds | 52319 | EC001952 | EF011959 | EV000154 | 9.0
CEAG Crouse-Hinds | 52319 | EC001952 | EF012170 | EV014410 | 9.0
CEAG Crouse-Hinds | 52319 | EC001952 | EF016286 | Oui | 9.0
CEAG Crouse-Hinds | 52319 | EC001952 | EF025740 | 0.95 | 9.0
CEAG Crouse-Hinds | 52320 | EC001952 | EF000003 | EV010173 | 9.0
CEAG Crouse-Hinds | 52320 | EC001952 | EF000004 | EV000582 | 9.0
CEAG Crouse-Hinds | 52320 | EC001952 | EF000008 | 201 | 9.0
CEAG Crouse-Hinds | 52320 | EC001952 | EF000048 | EV000494 | 9.0
CEAG Crouse-Hinds | 52320 | EC001952 | EF000085 | 6 | 9.0
CEAG Crouse-Hinds | 52320 | EC001952 | EF000124 | EV001008 | 9.0
CEAG Crouse-Hinds | 52320 | EC001952 | EF000187 | EV000509 | 9.0
CEAG Crouse-Hinds | 52320 | EC001952 | EF000280 | 67 - 67 | 9.0
CEAG Crouse-Hinds | 52320 | EC001952 | EF000381 | EV011531 | 9.0
CEAG Crouse-Hinds | 52320 | EC001952 | EF000441 | Non | 9.0
CEAG Crouse-Hinds | 52320 | EC001952 | EF001391 | 6 | 9.0
CEAG Crouse-Hinds | 52320 | EC001952 | EF001438 | 931 | 9.0
CEAG Crouse-Hinds | 52320 | EC001952 | EF001456 | 115 | 9.0
CEAG Crouse-Hinds | 52320 | EC001952 | EF002423 | EV011514 | 9.0
CEAG Crouse-Hinds | 52320 | EC001952 | EF004284 | EV014414 | 9.0
CEAG Crouse-Hinds | 52320 | EC001952 | EF004293 | EV008784 | 9.0
CEAG Crouse-Hinds | 52320 | EC001952 | EF005127 | 110 - 277 | 9.0
CEAG Crouse-Hinds | 52320 | EC001952 | EF005474 | EV006422 | 9.0
CEAG Crouse-Hinds | 52320 | EC001952 | EF005728 | EV009071 | 9.0
CEAG Crouse-Hinds | 52320 | EC001952 | EF005905 | Oui | 9.0
CEAG Crouse-Hinds | 52320 | EC001952 | EF007556 | Oui | 9.0
CEAG Crouse-Hinds | 52320 | EC001952 | EF008157 | EV011534 | 9.0
CEAG Crouse-Hinds | 52320 | EC001952 | EF008404 | EV010598 | 9.0
CEAG Crouse-Hinds | 52320 | EC001952 | EF009346 | 5000 - 5000 | 9.0
CEAG Crouse-Hinds | 52320 | EC001952 | EF009347 | 67 | 9.0
CEAG Crouse-Hinds | 52320 | EC001952 | EF009349 | 7370 | 9.0
CEAG Crouse-Hinds | 52320 | EC001952 | EF009350 | EV000202 | 9.0
CEAG Crouse-Hinds | 52320 | EC001952 | EF009482 | Non | 9.0
CEAG Crouse-Hinds | 52320 | EC001952 | EF011868 | EV015019 | 9.0
CEAG Crouse-Hinds | 52320 | EC001952 | EF011959 | EV000154 | 9.0
CEAG Crouse-Hinds | 52320 | EC001952 | EF012170 | EV014410 | 9.0
CEAG Crouse-Hinds | 52320 | EC001952 | EF016286 | Oui | 9.0
CEAG Crouse-Hinds | 52320 | EC001952 | EF025740 | 0.95 | 9.0
CEAG Crouse-Hinds | 52321 | EC001952 | EF000003 | EV010173 | 9.0
CEAG Crouse-Hinds | 52321 | EC001952 | EF000004 | EV000582 | 9.0
CEAG Crouse-Hinds | 52321 | EC001952 | EF000008 | 201 | 9.0
CEAG Crouse-Hinds | 52321 | EC001952 | EF000048 | EV000494 | 9.0
CEAG Crouse-Hinds | 52321 | EC001952 | EF000085 | 6 | 9.0
CEAG Crouse-Hinds | 52321 | EC001952 | EF000124 | EV001008 | 9.0
CEAG Crouse-Hinds | 52321 | EC001952 | EF000187 | EV000509 | 9.0
CEAG Crouse-Hinds | 52321 | EC001952 | EF000280 | 67 - 67 | 9.0
CEAG Crouse-Hinds | 52321 | EC001952 | EF000381 | EV011531 | 9.0
CEAG Crouse-Hinds | 52321 | EC001952 | EF000441 | Non | 9.0
CEAG Crouse-Hinds | 52321 | EC001952 | EF001391 | 6 | 9.0
CEAG Crouse-Hinds | 52321 | EC001952 | EF001438 | 931 | 9.0
CEAG Crouse-Hinds | 52321 | EC001952 | EF001456 | 115 | 9.0
CEAG Crouse-Hinds | 52321 | EC001952 | EF002423 | EV011514 | 9.0
CEAG Crouse-Hinds | 52321 | EC001952 | EF004284 | EV014414 | 9.0
CEAG Crouse-Hinds | 52321 | EC001952 | EF004293 | EV008784 | 9.0
CEAG Crouse-Hinds | 52321 | EC001952 | EF005127 | 110 - 277 | 9.0
CEAG Crouse-Hinds | 52321 | EC001952 | EF005474 | EV006422 | 9.0
CEAG Crouse-Hinds | 52321 | EC001952 | EF005728 | EV009071 | 9.0
CEAG Crouse-Hinds | 52321 | EC001952 | EF005905 | Oui | 9.0
CEAG Crouse-Hinds | 52321 | EC001952 | EF007556 | Oui | 9.0
CEAG Crouse-Hinds | 52321 | EC001952 | EF008157 | EV011534 | 9.0
CEAG Crouse-Hinds | 52321 | EC001952 | EF008404 | EV010598 | 9.0
CEAG Crouse-Hinds | 52321 | EC001952 | EF009346 | 5000 - 5000 | 9.0
CEAG Crouse-Hinds | 52321 | EC001952 | EF009347 | 67 | 9.0
CEAG Crouse-Hinds | 52321 | EC001952 | EF009349 | 7370 | 9.0
CEAG Crouse-Hinds | 52321 | EC001952 | EF009350 | EV000202 | 9.0
CEAG Crouse-Hinds | 52321 | EC001952 | EF009482 | Non | 9.0
CEAG Crouse-Hinds | 52321 | EC001952 | EF011868 | EV015020 | 9.0
CEAG Crouse-Hinds | 52321 | EC001952 | EF011959 | EV000154 | 9.0
CEAG Crouse-Hinds | 52321 | EC001952 | EF012170 | EV014410 | 9.0
CEAG Crouse-Hinds | 52321 | EC001952 | EF016286 | Oui | 9.0
CEAG Crouse-Hinds | 52321 | EC001952 | EF025740 | 0.95 | 9.0
CEAG Crouse-Hinds | 52322 | EC001952 | EF000003 | EV010173 | 9.0
CEAG Crouse-Hinds | 52322 | EC001952 | EF000004 | EV000582 | 9.0
CEAG Crouse-Hinds | 52322 | EC001952 | EF000008 | 201 | 9.0
CEAG Crouse-Hinds | 52322 | EC001952 | EF000048 | EV000494 | 9.0
CEAG Crouse-Hinds | 52322 | EC001952 | EF000085 | 6 | 9.0
CEAG Crouse-Hinds | 52322 | EC001952 | EF000124 | EV001008 | 9.0
CEAG Crouse-Hinds | 52322 | EC001952 | EF000187 | EV000509 | 9.0
CEAG Crouse-Hinds | 52322 | EC001952 | EF000280 | 67 - 67 | 9.0
CEAG Crouse-Hinds | 52322 | EC001952 | EF000381 | EV011531 | 9.0
CEAG Crouse-Hinds | 52322 | EC001952 | EF000441 | Non | 9.0
CEAG Crouse-Hinds | 52322 | EC001952 | EF001391 | 6 | 9.0
CEAG Crouse-Hinds | 52322 | EC001952 | EF001438 | 931 | 9.0
CEAG Crouse-Hinds | 52322 | EC001952 | EF001456 | 115 | 9.0
CEAG Crouse-Hinds | 52322 | EC001952 | EF002423 | EV011514 | 9.0
CEAG Crouse-Hinds | 52322 | EC001952 | EF004284 | EV014414 | 9.0
CEAG Crouse-Hinds | 52322 | EC001952 | EF004293 | EV008784 | 9.0
CEAG Crouse-Hinds | 52322 | EC001952 | EF005127 | 110 - 277 | 9.0
CEAG Crouse-Hinds | 52322 | EC001952 | EF005474 | EV006422 | 9.0
CEAG Crouse-Hinds | 52322 | EC001952 | EF005728 | EV009071 | 9.0
CEAG Crouse-Hinds | 52322 | EC001952 | EF005905 | Oui | 9.0
CEAG Crouse-Hinds | 52322 | EC001952 | EF007556 | Oui | 9.0
CEAG Crouse-Hinds | 52322 | EC001952 | EF008157 | EV011534 | 9.0
CEAG Crouse-Hinds | 52322 | EC001952 | EF008404 | EV010598 | 9.0
CEAG Crouse-Hinds | 52322 | EC001952 | EF009346 | 5000 - 5000 | 9.0
CEAG Crouse-Hinds | 52322 | EC001952 | EF009347 | 67 | 9.0
CEAG Crouse-Hinds | 52322 | EC001952 | EF009349 | 7370 | 9.0
CEAG Crouse-Hinds | 52322 | EC001952 | EF009350 | EV000202 | 9.0
CEAG Crouse-Hinds | 52322 | EC001952 | EF009482 | Non | 9.0
CEAG Crouse-Hinds | 52322 | EC001952 | EF011868 | EV015019 | 9.0
CEAG Crouse-Hinds | 52322 | EC001952 | EF011959 | EV000154 | 9.0
CEAG Crouse-Hinds | 52322 | EC001952 | EF012170 | EV014410 | 9.0
CEAG Crouse-Hinds | 52322 | EC001952 | EF016286 | Oui | 9.0
CEAG Crouse-Hinds | 52322 | EC001952 | EF025740 | 0.95 | 9.0
CEAG Crouse-Hinds | 52323 | EC001952 | EF000003 | EV010173 | 9.0
CEAG Crouse-Hinds | 52323 | EC001952 | EF000004 | EV000582 | 9.0
CEAG Crouse-Hinds | 52323 | EC001952 | EF000008 | 201 | 9.0
CEAG Crouse-Hinds | 52323 | EC001952 | EF000048 | EV000494 | 9.0
CEAG Crouse-Hinds | 52323 | EC001952 | EF000085 | 6 | 9.0
CEAG Crouse-Hinds | 52323 | EC001952 | EF000124 | EV001008 | 9.0
CEAG Crouse-Hinds | 52323 | EC001952 | EF000187 | EV000509 | 9.0
CEAG Crouse-Hinds | 52323 | EC001952 | EF000280 | 67 - 67 | 9.0
CEAG Crouse-Hinds | 52323 | EC001952 | EF000381 | EV011531 | 9.0
CEAG Crouse-Hinds | 52323 | EC001952 | EF000441 | Non | 9.0
CEAG Crouse-Hinds | 52323 | EC001952 | EF001391 | 6 | 9.0
CEAG Crouse-Hinds | 52323 | EC001952 | EF001438 | 931 | 9.0
CEAG Crouse-Hinds | 52323 | EC001952 | EF001456 | 115 | 9.0
CEAG Crouse-Hinds | 52323 | EC001952 | EF002423 | EV011514 | 9.0
CEAG Crouse-Hinds | 52323 | EC001952 | EF004284 | EV014414 | 9.0
CEAG Crouse-Hinds | 52323 | EC001952 | EF004293 | EV008784 | 9.0
CEAG Crouse-Hinds | 52323 | EC001952 | EF005127 | 110 - 277 | 9.0
CEAG Crouse-Hinds | 52323 | EC001952 | EF005474 | EV006422 | 9.0
CEAG Crouse-Hinds | 52323 | EC001952 | EF005728 | EV009071 | 9.0
CEAG Crouse-Hinds | 52323 | EC001952 | EF005905 | Oui | 9.0
CEAG Crouse-Hinds | 52323 | EC001952 | EF007556 | Oui | 9.0
CEAG Crouse-Hinds | 52323 | EC001952 | EF008157 | EV011534 | 9.0
CEAG Crouse-Hinds | 52323 | EC001952 | EF008404 | EV010598 | 9.0
CEAG Crouse-Hinds | 52323 | EC001952 | EF009346 | 5000 - 5000 | 9.0
CEAG Crouse-Hinds | 52323 | EC001952 | EF009347 | 67 | 9.0
CEAG Crouse-Hinds | 52323 | EC001952 | EF009349 | 7370 | 9.0
CEAG Crouse-Hinds | 52323 | EC001952 | EF009350 | EV000202 | 9.0
CEAG Crouse-Hinds | 52323 | EC001952 | EF009482 | Non | 9.0
CEAG Crouse-Hinds | 52323 | EC001952 | EF011868 | EV015020 | 9.0
CEAG Crouse-Hinds | 52323 | EC001952 | EF011959 | EV000154 | 9.0
CEAG Crouse-Hinds | 52323 | EC001952 | EF012170 | EV014410 | 9.0
CEAG Crouse-Hinds | 52323 | EC001952 | EF016286 | Oui | 9.0
CEAG Crouse-Hinds | 52323 | EC001952 | EF025740 | 0.95 | 9.0
CEAG Crouse-Hinds | 52324 | EC001952 | EF000003 | EV010173 | 9.0
CEAG Crouse-Hinds | 52324 | EC001952 | EF000004 | EV000582 | 9.0
CEAG Crouse-Hinds | 52324 | EC001952 | EF000008 | 201 | 9.0
CEAG Crouse-Hinds | 52324 | EC001952 | EF000048 | EV000494 | 9.0
CEAG Crouse-Hinds | 52324 | EC001952 | EF000085 | 6 | 9.0
CEAG Crouse-Hinds | 52324 | EC001952 | EF000124 | EV001008 | 9.0
CEAG Crouse-Hinds | 52324 | EC001952 | EF000187 | EV000509 | 9.0
CEAG Crouse-Hinds | 52324 | EC001952 | EF000280 | 88 - 88 | 9.0
CEAG Crouse-Hinds | 52324 | EC001952 | EF000381 | EV011531 | 9.0
CEAG Crouse-Hinds | 52324 | EC001952 | EF000441 | Non | 9.0
CEAG Crouse-Hinds | 52324 | EC001952 | EF001391 | 6 | 9.0
CEAG Crouse-Hinds | 52324 | EC001952 | EF001438 | 931 | 9.0
CEAG Crouse-Hinds | 52324 | EC001952 | EF001456 | 115 | 9.0
CEAG Crouse-Hinds | 52324 | EC001952 | EF002423 | EV011514 | 9.0
CEAG Crouse-Hinds | 52324 | EC001952 | EF004284 | EV006800 | 9.0
CEAG Crouse-Hinds | 52324 | EC001952 | EF004293 | EV008784 | 9.0
CEAG Crouse-Hinds | 52324 | EC001952 | EF005127 | 110 - 277 | 9.0
CEAG Crouse-Hinds | 52324 | EC001952 | EF005474 | EV006422 | 9.0
CEAG Crouse-Hinds | 52324 | EC001952 | EF005728 | EV009071 | 9.0
CEAG Crouse-Hinds | 52324 | EC001952 | EF005905 | Oui | 9.0
CEAG Crouse-Hinds | 52324 | EC001952 | EF007556 | Oui | 9.0
CEAG Crouse-Hinds | 52324 | EC001952 | EF008157 | EV011539 | 9.0
CEAG Crouse-Hinds | 52324 | EC001952 | EF008404 | EV010598 | 9.0
CEAG Crouse-Hinds | 52324 | EC001952 | EF009346 | 5000 - 5000 | 9.0
CEAG Crouse-Hinds | 52324 | EC001952 | EF009347 | 88 | 9.0
CEAG Crouse-Hinds | 52324 | EC001952 | EF009349 | 11230 | 9.0
CEAG Crouse-Hinds | 52324 | EC001952 | EF009350 | EV000202 | 9.0
CEAG Crouse-Hinds | 52324 | EC001952 | EF009482 | Non | 9.0
CEAG Crouse-Hinds | 52324 | EC001952 | EF011868 | EV013935 | 9.0
CEAG Crouse-Hinds | 52324 | EC001952 | EF011959 | EV000154 | 9.0
CEAG Crouse-Hinds | 52324 | EC001952 | EF012170 | EV000494 | 9.0
CEAG Crouse-Hinds | 52324 | EC001952 | EF016286 | Oui | 9.0
CEAG Crouse-Hinds | 52324 | EC001952 | EF025740 | 0.95 | 9.0
CEAG Crouse-Hinds | 52325 | EC001952 | EF000003 | EV010173 | 9.0
CEAG Crouse-Hinds | 52325 | EC001952 | EF000004 | EV000582 | 9.0
CEAG Crouse-Hinds | 52325 | EC001952 | EF000008 | 201 | 9.0
CEAG Crouse-Hinds | 52325 | EC001952 | EF000048 | EV000494 | 9.0
CEAG Crouse-Hinds | 52325 | EC001952 | EF000085 | 6 | 9.0
CEAG Crouse-Hinds | 52325 | EC001952 | EF000124 | EV001008 | 9.0
CEAG Crouse-Hinds | 52325 | EC001952 | EF000187 | EV000509 | 9.0
CEAG Crouse-Hinds | 52325 | EC001952 | EF000280 | 88 - 88 | 9.0
CEAG Crouse-Hinds | 52325 | EC001952 | EF000381 | EV011531 | 9.0
CEAG Crouse-Hinds | 52325 | EC001952 | EF000441 | Non | 9.0
CEAG Crouse-Hinds | 52325 | EC001952 | EF001391 | 6 | 9.0
CEAG Crouse-Hinds | 52325 | EC001952 | EF001438 | 931 | 9.0
CEAG Crouse-Hinds | 52325 | EC001952 | EF001456 | 115 | 9.0
CEAG Crouse-Hinds | 52325 | EC001952 | EF002423 | EV011514 | 9.0
CEAG Crouse-Hinds | 52325 | EC001952 | EF004284 | EV006800 | 9.0
CEAG Crouse-Hinds | 52325 | EC001952 | EF004293 | EV008784 | 9.0
CEAG Crouse-Hinds | 52325 | EC001952 | EF005127 | 110 - 277 | 9.0
CEAG Crouse-Hinds | 52325 | EC001952 | EF005474 | EV006422 | 9.0
CEAG Crouse-Hinds | 52325 | EC001952 | EF005728 | EV009071 | 9.0
CEAG Crouse-Hinds | 52325 | EC001952 | EF005905 | Oui | 9.0
CEAG Crouse-Hinds | 52325 | EC001952 | EF007556 | Oui | 9.0
CEAG Crouse-Hinds | 52325 | EC001952 | EF008157 | EV011539 | 9.0
CEAG Crouse-Hinds | 52325 | EC001952 | EF008404 | EV010598 | 9.0
CEAG Crouse-Hinds | 52325 | EC001952 | EF009346 | 5000 - 5000 | 9.0
CEAG Crouse-Hinds | 52325 | EC001952 | EF009347 | 88 | 9.0
CEAG Crouse-Hinds | 52325 | EC001952 | EF009349 | 11230 | 9.0
CEAG Crouse-Hinds | 52325 | EC001952 | EF009350 | EV000202 | 9.0
CEAG Crouse-Hinds | 52325 | EC001952 | EF009482 | Non | 9.0
CEAG Crouse-Hinds | 52325 | EC001952 | EF011868 | EV015020 | 9.0
CEAG Crouse-Hinds | 52325 | EC001952 | EF011959 | EV000154 | 9.0
CEAG Crouse-Hinds | 52325 | EC001952 | EF012170 | EV000494 | 9.0
CEAG Crouse-Hinds | 52325 | EC001952 | EF016286 | Oui | 9.0
CEAG Crouse-Hinds | 52325 | EC001952 | EF025740 | 0.95 | 9.0
CEAG Crouse-Hinds | 52326 | EC001952 | EF000003 | EV010173 | 9.0
CEAG Crouse-Hinds | 52326 | EC001952 | EF000004 | EV000582 | 9.0
CEAG Crouse-Hinds | 52326 | EC001952 | EF000008 | 201 | 9.0
CEAG Crouse-Hinds | 52326 | EC001952 | EF000048 | EV000494 | 9.0
CEAG Crouse-Hinds | 52326 | EC001952 | EF000085 | 6 | 9.0
CEAG Crouse-Hinds | 52326 | EC001952 | EF000124 | EV001008 | 9.0
CEAG Crouse-Hinds | 52326 | EC001952 | EF000187 | EV000509 | 9.0
CEAG Crouse-Hinds | 52326 | EC001952 | EF000280 | 88 - 88 | 9.0
CEAG Crouse-Hinds | 52326 | EC001952 | EF000381 | EV011531 | 9.0
CEAG Crouse-Hinds | 52326 | EC001952 | EF000441 | Non | 9.0
CEAG Crouse-Hinds | 52326 | EC001952 | EF001391 | 6 | 9.0
CEAG Crouse-Hinds | 52326 | EC001952 | EF001438 | 931 | 9.0
CEAG Crouse-Hinds | 52326 | EC001952 | EF001456 | 115 | 9.0
CEAG Crouse-Hinds | 52326 | EC001952 | EF002423 | EV011514 | 9.0
CEAG Crouse-Hinds | 52326 | EC001952 | EF004284 | EV006800 | 9.0
CEAG Crouse-Hinds | 52326 | EC001952 | EF004293 | EV008784 | 9.0
CEAG Crouse-Hinds | 52326 | EC001952 | EF005127 | 110 - 277 | 9.0
CEAG Crouse-Hinds | 52326 | EC001952 | EF005474 | EV006422 | 9.0
CEAG Crouse-Hinds | 52326 | EC001952 | EF005728 | EV009071 | 9.0
CEAG Crouse-Hinds | 52326 | EC001952 | EF005905 | Oui | 9.0
CEAG Crouse-Hinds | 52326 | EC001952 | EF007556 | Oui | 9.0
CEAG Crouse-Hinds | 52326 | EC001952 | EF008157 | EV011539 | 9.0
CEAG Crouse-Hinds | 52326 | EC001952 | EF008404 | EV010598 | 9.0
CEAG Crouse-Hinds | 52326 | EC001952 | EF009346 | 5000 - 5000 | 9.0
CEAG Crouse-Hinds | 52326 | EC001952 | EF009347 | 88 | 9.0
CEAG Crouse-Hinds | 52326 | EC001952 | EF009349 | 11230 | 9.0
CEAG Crouse-Hinds | 52326 | EC001952 | EF009350 | EV000202 | 9.0
CEAG Crouse-Hinds | 52326 | EC001952 | EF009482 | Non | 9.0
CEAG Crouse-Hinds | 52326 | EC001952 | EF011868 | EV013935 | 9.0
CEAG Crouse-Hinds | 52326 | EC001952 | EF011959 | EV000154 | 9.0
CEAG Crouse-Hinds | 52326 | EC001952 | EF012170 | EV000494 | 9.0
CEAG Crouse-Hinds | 52326 | EC001952 | EF016286 | Oui | 9.0
CEAG Crouse-Hinds | 52326 | EC001952 | EF025740 | 0.95 | 9.0
CEAG Crouse-Hinds | 52327 | EC001952 | EF000003 | EV010173 | 9.0
CEAG Crouse-Hinds | 52327 | EC001952 | EF000004 | EV000582 | 9.0
CEAG Crouse-Hinds | 52327 | EC001952 | EF000008 | 201 | 9.0
CEAG Crouse-Hinds | 52327 | EC001952 | EF000048 | EV000494 | 9.0
CEAG Crouse-Hinds | 52327 | EC001952 | EF000085 | 6 | 9.0
CEAG Crouse-Hinds | 52327 | EC001952 | EF000124 | EV001008 | 9.0
CEAG Crouse-Hinds | 52327 | EC001952 | EF000187 | EV000509 | 9.0
CEAG Crouse-Hinds | 52327 | EC001952 | EF000280 | 88 - 88 | 9.0
CEAG Crouse-Hinds | 52327 | EC001952 | EF000381 | EV011530 | 9.0
CEAG Crouse-Hinds | 52327 | EC001952 | EF000441 | Non | 9.0
CEAG Crouse-Hinds | 52327 | EC001952 | EF001391 | 6 | 9.0
CEAG Crouse-Hinds | 52327 | EC001952 | EF001438 | 770 | 9.0
CEAG Crouse-Hinds | 52327 | EC001952 | EF001456 | 115 | 9.0
CEAG Crouse-Hinds | 52327 | EC001952 | EF002423 | EV011514 | 9.0
CEAG Crouse-Hinds | 52327 | EC001952 | EF004284 | EV006800 | 9.0
CEAG Crouse-Hinds | 52327 | EC001952 | EF004293 | EV008784 | 9.0
CEAG Crouse-Hinds | 52327 | EC001952 | EF005127 | 220 - 277 | 9.0
CEAG Crouse-Hinds | 52327 | EC001952 | EF005474 | EV006422 | 9.0
CEAG Crouse-Hinds | 52327 | EC001952 | EF005728 | EV009071 | 9.0
CEAG Crouse-Hinds | 52327 | EC001952 | EF005905 | Oui | 9.0
CEAG Crouse-Hinds | 52327 | EC001952 | EF007556 | Oui | 9.0
CEAG Crouse-Hinds | 52327 | EC001952 | EF008157 | EV011534 | 9.0
CEAG Crouse-Hinds | 52327 | EC001952 | EF008404 | EV010598 | 9.0
CEAG Crouse-Hinds | 52327 | EC001952 | EF009346 | 5000 - 5000 | 9.0
CEAG Crouse-Hinds | 52327 | EC001952 | EF009347 | 88 | 9.0
CEAG Crouse-Hinds | 52327 | EC001952 | EF009349 | 11230 | 9.0
CEAG Crouse-Hinds | 52327 | EC001952 | EF009350 | EV000202 | 9.0
CEAG Crouse-Hinds | 52327 | EC001952 | EF009482 | Non | 9.0
CEAG Crouse-Hinds | 52327 | EC001952 | EF011868 | EV015020 | 9.0
CEAG Crouse-Hinds | 52327 | EC001952 | EF011959 | EV000154 | 9.0
CEAG Crouse-Hinds | 52327 | EC001952 | EF012170 | EV014410 | 9.0
CEAG Crouse-Hinds | 52327 | EC001952 | EF016286 | Oui | 9.0
CEAG Crouse-Hinds | 52327 | EC001952 | EF025740 | 0.95 | 9.0
CEAG Crouse-Hinds | 52328 | EC001952 | EF000003 | EV010173 | 9.0
CEAG Crouse-Hinds | 52328 | EC001952 | EF000004 | EV000582 | 9.0
CEAG Crouse-Hinds | 52328 | EC001952 | EF000008 | 201 | 9.0
CEAG Crouse-Hinds | 52328 | EC001952 | EF000048 | EV000494 | 9.0
CEAG Crouse-Hinds | 52328 | EC001952 | EF000085 | 6 | 9.0
CEAG Crouse-Hinds | 52328 | EC001952 | EF000124 | EV001008 | 9.0
CEAG Crouse-Hinds | 52328 | EC001952 | EF000187 | EV000509 | 9.0
CEAG Crouse-Hinds | 52328 | EC001952 | EF000280 | 88 - 88 | 9.0
CEAG Crouse-Hinds | 52328 | EC001952 | EF000381 | EV011531 | 9.0
CEAG Crouse-Hinds | 52328 | EC001952 | EF000441 | Non | 9.0
CEAG Crouse-Hinds | 52328 | EC001952 | EF001391 | 6 | 9.0
CEAG Crouse-Hinds | 52328 | EC001952 | EF001438 | 931 | 9.0
CEAG Crouse-Hinds | 52328 | EC001952 | EF001456 | 115 | 9.0
CEAG Crouse-Hinds | 52328 | EC001952 | EF002423 | EV011514 | 9.0
CEAG Crouse-Hinds | 52328 | EC001952 | EF004284 | EV014414 | 9.0
CEAG Crouse-Hinds | 52328 | EC001952 | EF004293 | EV008784 | 9.0
CEAG Crouse-Hinds | 52328 | EC001952 | EF005127 | 110 - 277 | 9.0
CEAG Crouse-Hinds | 52328 | EC001952 | EF005474 | EV006422 | 9.0
CEAG Crouse-Hinds | 52328 | EC001952 | EF005728 | EV009071 | 9.0
CEAG Crouse-Hinds | 52328 | EC001952 | EF005905 | Oui | 9.0
CEAG Crouse-Hinds | 52328 | EC001952 | EF007556 | Oui | 9.0
CEAG Crouse-Hinds | 52328 | EC001952 | EF008157 | EV011539 | 9.0
CEAG Crouse-Hinds | 52328 | EC001952 | EF008404 | EV010598 | 9.0
CEAG Crouse-Hinds | 52328 | EC001952 | EF009346 | 5000 - 5000 | 9.0
CEAG Crouse-Hinds | 52328 | EC001952 | EF009347 | 88 | 9.0
CEAG Crouse-Hinds | 52328 | EC001952 | EF009349 | 9900 | 9.0
CEAG Crouse-Hinds | 52328 | EC001952 | EF009350 | EV000202 | 9.0
CEAG Crouse-Hinds | 52328 | EC001952 | EF009482 | Non | 9.0
CEAG Crouse-Hinds | 52328 | EC001952 | EF011868 | EV013935 | 9.0
CEAG Crouse-Hinds | 52328 | EC001952 | EF011959 | EV000154 | 9.0
CEAG Crouse-Hinds | 52328 | EC001952 | EF012170 | EV014410 | 9.0
CEAG Crouse-Hinds | 52328 | EC001952 | EF016286 | Oui | 9.0
CEAG Crouse-Hinds | 52328 | EC001952 | EF025740 | 0.95 | 9.0
CEAG Crouse-Hinds | 52329 | EC001952 | EF000003 | EV010173 | 9.0
CEAG Crouse-Hinds | 52329 | EC001952 | EF000004 | EV000582 | 9.0
CEAG Crouse-Hinds | 52329 | EC001952 | EF000008 | 201 | 9.0
CEAG Crouse-Hinds | 52329 | EC001952 | EF000048 | EV000494 | 9.0
CEAG Crouse-Hinds | 52329 | EC001952 | EF000085 | 6 | 9.0
CEAG Crouse-Hinds | 52329 | EC001952 | EF000124 | EV001008 | 9.0
CEAG Crouse-Hinds | 52329 | EC001952 | EF000187 | EV000509 | 9.0
CEAG Crouse-Hinds | 52329 | EC001952 | EF000280 | 88 - 88 | 9.0
CEAG Crouse-Hinds | 52329 | EC001952 | EF000381 | EV011530 | 9.0
CEAG Crouse-Hinds | 52329 | EC001952 | EF000441 | Non | 9.0
CEAG Crouse-Hinds | 52329 | EC001952 | EF001391 | 6 | 9.0
CEAG Crouse-Hinds | 52329 | EC001952 | EF001438 | 770 | 9.0
CEAG Crouse-Hinds | 52329 | EC001952 | EF001456 | 115 | 9.0
CEAG Crouse-Hinds | 52329 | EC001952 | EF002423 | EV011514 | 9.0
CEAG Crouse-Hinds | 52329 | EC001952 | EF004284 | EV006800 | 9.0
CEAG Crouse-Hinds | 52329 | EC001952 | EF004293 | EV008784 | 9.0
CEAG Crouse-Hinds | 52329 | EC001952 | EF005127 | 220 - 277 | 9.0
CEAG Crouse-Hinds | 52329 | EC001952 | EF005474 | EV006422 | 9.0
CEAG Crouse-Hinds | 52329 | EC001952 | EF005728 | EV009071 | 9.0
CEAG Crouse-Hinds | 52329 | EC001952 | EF005905 | Oui | 9.0
CEAG Crouse-Hinds | 52329 | EC001952 | EF007556 | Oui | 9.0
CEAG Crouse-Hinds | 52329 | EC001952 | EF008157 | EV011534 | 9.0
CEAG Crouse-Hinds | 52329 | EC001952 | EF008404 | EV010598 | 9.0
CEAG Crouse-Hinds | 52329 | EC001952 | EF009346 | 5000 - 5000 | 9.0
CEAG Crouse-Hinds | 52329 | EC001952 | EF009347 | 88 | 9.0
CEAG Crouse-Hinds | 52329 | EC001952 | EF009349 | 9900 | 9.0
CEAG Crouse-Hinds | 52329 | EC001952 | EF009350 | EV000202 | 9.0
CEAG Crouse-Hinds | 52329 | EC001952 | EF009482 | Non | 9.0
CEAG Crouse-Hinds | 52329 | EC001952 | EF011868 | EV015020 | 9.0
CEAG Crouse-Hinds | 52329 | EC001952 | EF011959 | EV000154 | 9.0
CEAG Crouse-Hinds | 52329 | EC001952 | EF012170 | EV014410 | 9.0
CEAG Crouse-Hinds | 52329 | EC001952 | EF016286 | Oui | 9.0
CEAG Crouse-Hinds | 52329 | EC001952 | EF025740 | 0.95 | 9.0
CEAG Crouse-Hinds | 52330 | EC001952 | EF000003 | EV010173 | 9.0
CEAG Crouse-Hinds | 52330 | EC001952 | EF000004 | EV000582 | 9.0
CEAG Crouse-Hinds | 52330 | EC001952 | EF000008 | 201 | 9.0
CEAG Crouse-Hinds | 52330 | EC001952 | EF000048 | EV000494 | 9.0
CEAG Crouse-Hinds | 52330 | EC001952 | EF000085 | 6 | 9.0
CEAG Crouse-Hinds | 52330 | EC001952 | EF000124 | EV001008 | 9.0
CEAG Crouse-Hinds | 52330 | EC001952 | EF000187 | EV000509 | 9.0
CEAG Crouse-Hinds | 52330 | EC001952 | EF000280 | 88 - 88 | 9.0
CEAG Crouse-Hinds | 52330 | EC001952 | EF000381 | EV011531 | 9.0
CEAG Crouse-Hinds | 52330 | EC001952 | EF000441 | Non | 9.0
CEAG Crouse-Hinds | 52330 | EC001952 | EF001391 | 6 | 9.0
CEAG Crouse-Hinds | 52330 | EC001952 | EF001438 | 931 | 9.0
CEAG Crouse-Hinds | 52330 | EC001952 | EF001456 | 115 | 9.0
CEAG Crouse-Hinds | 52330 | EC001952 | EF002423 | EV011514 | 9.0
CEAG Crouse-Hinds | 52330 | EC001952 | EF004284 | EV014414 | 9.0
CEAG Crouse-Hinds | 52330 | EC001952 | EF004293 | EV008784 | 9.0
CEAG Crouse-Hinds | 52330 | EC001952 | EF005127 | 110 - 277 | 9.0
CEAG Crouse-Hinds | 52330 | EC001952 | EF005474 | EV006422 | 9.0
CEAG Crouse-Hinds | 52330 | EC001952 | EF005728 | EV009071 | 9.0
CEAG Crouse-Hinds | 52330 | EC001952 | EF005905 | Oui | 9.0
CEAG Crouse-Hinds | 52330 | EC001952 | EF007556 | Oui | 9.0
CEAG Crouse-Hinds | 52330 | EC001952 | EF008157 | EV011539 | 9.0
CEAG Crouse-Hinds | 52330 | EC001952 | EF008404 | EV010598 | 9.0
CEAG Crouse-Hinds | 52330 | EC001952 | EF009346 | 5000 - 5000 | 9.0
CEAG Crouse-Hinds | 52330 | EC001952 | EF009347 | 88 | 9.0
CEAG Crouse-Hinds | 52330 | EC001952 | EF009349 | 9900 | 9.0
CEAG Crouse-Hinds | 52330 | EC001952 | EF009350 | EV000202 | 9.0
CEAG Crouse-Hinds | 52330 | EC001952 | EF009482 | Non | 9.0
CEAG Crouse-Hinds | 52330 | EC001952 | EF011868 | EV013935 | 9.0
CEAG Crouse-Hinds | 52330 | EC001952 | EF011959 | EV000154 | 9.0
CEAG Crouse-Hinds | 52330 | EC001952 | EF012170 | EV014410 | 9.0
CEAG Crouse-Hinds | 52330 | EC001952 | EF016286 | Oui | 9.0
CEAG Crouse-Hinds | 52330 | EC001952 | EF025740 | 0.95 | 9.0
CEAG Crouse-Hinds | 52331 | EC001952 | EF000003 | EV010173 | 9.0
CEAG Crouse-Hinds | 52331 | EC001952 | EF000004 | EV000582 | 9.0
CEAG Crouse-Hinds | 52331 | EC001952 | EF000008 | 201 | 9.0
CEAG Crouse-Hinds | 52331 | EC001952 | EF000048 | EV000494 | 9.0
CEAG Crouse-Hinds | 52331 | EC001952 | EF000085 | 6 | 9.0
CEAG Crouse-Hinds | 52331 | EC001952 | EF000124 | EV001008 | 9.0
CEAG Crouse-Hinds | 52331 | EC001952 | EF000187 | EV000509 | 9.0
CEAG Crouse-Hinds | 52331 | EC001952 | EF000280 | 88 - 88 | 9.0
CEAG Crouse-Hinds | 52331 | EC001952 | EF000381 | EV011530 | 9.0
CEAG Crouse-Hinds | 52331 | EC001952 | EF000441 | Non | 9.0
CEAG Crouse-Hinds | 52331 | EC001952 | EF001391 | 6 | 9.0
CEAG Crouse-Hinds | 52331 | EC001952 | EF001438 | 770 | 9.0
CEAG Crouse-Hinds | 52331 | EC001952 | EF001456 | 115 | 9.0
CEAG Crouse-Hinds | 52331 | EC001952 | EF002423 | EV011514 | 9.0
CEAG Crouse-Hinds | 52331 | EC001952 | EF004284 | EV006800 | 9.0
CEAG Crouse-Hinds | 52331 | EC001952 | EF004293 | EV008784 | 9.0
CEAG Crouse-Hinds | 52331 | EC001952 | EF005127 | 220 - 277 | 9.0
CEAG Crouse-Hinds | 52331 | EC001952 | EF005474 | EV006422 | 9.0
CEAG Crouse-Hinds | 52331 | EC001952 | EF005728 | EV009071 | 9.0
CEAG Crouse-Hinds | 52331 | EC001952 | EF005905 | Oui | 9.0
CEAG Crouse-Hinds | 52331 | EC001952 | EF007556 | Oui | 9.0
CEAG Crouse-Hinds | 52331 | EC001952 | EF008157 | EV011534 | 9.0
CEAG Crouse-Hinds | 52331 | EC001952 | EF008404 | EV010598 | 9.0
CEAG Crouse-Hinds | 52331 | EC001952 | EF009346 | 5000 - 5000 | 9.0
CEAG Crouse-Hinds | 52331 | EC001952 | EF009347 | 88 | 9.0
CEAG Crouse-Hinds | 52331 | EC001952 | EF009349 | 9900 | 9.0
CEAG Crouse-Hinds | 52331 | EC001952 | EF009350 | EV000202 | 9.0
CEAG Crouse-Hinds | 52331 | EC001952 | EF009482 | Non | 9.0
CEAG Crouse-Hinds | 52331 | EC001952 | EF011868 | EV015020 | 9.0
CEAG Crouse-Hinds | 52331 | EC001952 | EF011959 | EV000154 | 9.0
CEAG Crouse-Hinds | 52331 | EC001952 | EF012170 | EV014410 | 9.0
CEAG Crouse-Hinds | 52331 | EC001952 | EF016286 | Oui | 9.0
CEAG Crouse-Hinds | 52331 | EC001952 | EF025740 | 0.95 | 9.0
CEAG Crouse-Hinds | 52332 | EC001952 | EF000003 | EV010173 | 9.0
CEAG Crouse-Hinds | 52332 | EC001952 | EF000004 | EV000582 | 9.0
CEAG Crouse-Hinds | 52332 | EC001952 | EF000008 | 201 | 9.0
CEAG Crouse-Hinds | 52332 | EC001952 | EF000048 | EV000494 | 9.0
CEAG Crouse-Hinds | 52332 | EC001952 | EF000085 | 6 | 9.0
CEAG Crouse-Hinds | 52332 | EC001952 | EF000124 | EV001008 | 9.0
CEAG Crouse-Hinds | 52332 | EC001952 | EF000187 | EV000509 | 9.0
CEAG Crouse-Hinds | 52332 | EC001952 | EF000280 | 22 - 22 | 9.0
CEAG Crouse-Hinds | 52332 | EC001952 | EF000381 | EV011531 | 9.0
CEAG Crouse-Hinds | 52332 | EC001952 | EF000441 | Non | 9.0
CEAG Crouse-Hinds | 52332 | EC001952 | EF001391 | 6 | 9.0
CEAG Crouse-Hinds | 52332 | EC001952 | EF001438 | 770 | 9.0
CEAG Crouse-Hinds | 52332 | EC001952 | EF001456 | 115 | 9.0
CEAG Crouse-Hinds | 52332 | EC001952 | EF002423 | EV011514 | 9.0
CEAG Crouse-Hinds | 52332 | EC001952 | EF004284 | EV006800 | 9.0
CEAG Crouse-Hinds | 52332 | EC001952 | EF004293 | EV008784 | 9.0
CEAG Crouse-Hinds | 52332 | EC001952 | EF005127 | 110 - 277 | 9.0
CEAG Crouse-Hinds | 52332 | EC001952 | EF005474 | EV006422 | 9.0
CEAG Crouse-Hinds | 52332 | EC001952 | EF005728 | EV009071 | 9.0
CEAG Crouse-Hinds | 52332 | EC001952 | EF005905 | Oui | 9.0
CEAG Crouse-Hinds | 52332 | EC001952 | EF007556 | Oui | 9.0
CEAG Crouse-Hinds | 52332 | EC001952 | EF008157 | EV011539 | 9.0
CEAG Crouse-Hinds | 52332 | EC001952 | EF008404 | EV010598 | 9.0
CEAG Crouse-Hinds | 52332 | EC001952 | EF009346 | 5000 - 5000 | 9.0
CEAG Crouse-Hinds | 52332 | EC001952 | EF009347 | 22 | 9.0
CEAG Crouse-Hinds | 52332 | EC001952 | EF009349 | 2910 | 9.0
CEAG Crouse-Hinds | 52332 | EC001952 | EF009350 | EV000202 | 9.0
CEAG Crouse-Hinds | 52332 | EC001952 | EF009482 | Non | 9.0
CEAG Crouse-Hinds | 52332 | EC001952 | EF011868 | EV013935 | 9.0
CEAG Crouse-Hinds | 52332 | EC001952 | EF011959 | EV000154 | 9.0
CEAG Crouse-Hinds | 52332 | EC001952 | EF012170 | EV000494 | 9.0
CEAG Crouse-Hinds | 52332 | EC001952 | EF016286 | Oui | 9.0
CEAG Crouse-Hinds | 52332 | EC001952 | EF025740 | 0.92 | 9.0
CEAG Crouse-Hinds | 52333 | EC001952 | EF000003 | EV010173 | 9.0
CEAG Crouse-Hinds | 52333 | EC001952 | EF000004 | EV000582 | 9.0
CEAG Crouse-Hinds | 52333 | EC001952 | EF000008 | 201 | 9.0
CEAG Crouse-Hinds | 52333 | EC001952 | EF000048 | EV000494 | 9.0
CEAG Crouse-Hinds | 52333 | EC001952 | EF000085 | 6 | 9.0
CEAG Crouse-Hinds | 52333 | EC001952 | EF000124 | EV001008 | 9.0
CEAG Crouse-Hinds | 52333 | EC001952 | EF000187 | EV000509 | 9.0
CEAG Crouse-Hinds | 52333 | EC001952 | EF000280 | 22 - 22 | 9.0
CEAG Crouse-Hinds | 52333 | EC001952 | EF000381 | EV011531 | 9.0
CEAG Crouse-Hinds | 52333 | EC001952 | EF000441 | Non | 9.0
CEAG Crouse-Hinds | 52333 | EC001952 | EF001391 | 6 | 9.0
CEAG Crouse-Hinds | 52333 | EC001952 | EF001438 | 770 | 9.0
CEAG Crouse-Hinds | 52333 | EC001952 | EF001456 | 115 | 9.0
CEAG Crouse-Hinds | 52333 | EC001952 | EF002423 | EV011514 | 9.0
CEAG Crouse-Hinds | 52333 | EC001952 | EF004284 | EV006800 | 9.0
CEAG Crouse-Hinds | 52333 | EC001952 | EF004293 | EV008784 | 9.0
CEAG Crouse-Hinds | 52333 | EC001952 | EF005127 | 110 - 277 | 9.0
CEAG Crouse-Hinds | 52333 | EC001952 | EF005474 | EV006422 | 9.0
CEAG Crouse-Hinds | 52333 | EC001952 | EF005728 | EV009071 | 9.0
CEAG Crouse-Hinds | 52333 | EC001952 | EF005905 | Oui | 9.0
CEAG Crouse-Hinds | 52333 | EC001952 | EF007556 | Oui | 9.0
CEAG Crouse-Hinds | 52333 | EC001952 | EF008157 | EV011539 | 9.0
CEAG Crouse-Hinds | 52333 | EC001952 | EF008404 | EV010598 | 9.0
CEAG Crouse-Hinds | 52333 | EC001952 | EF009346 | 5000 - 5000 | 9.0
CEAG Crouse-Hinds | 52333 | EC001952 | EF009347 | 22 | 9.0
CEAG Crouse-Hinds | 52333 | EC001952 | EF009349 | 2910 | 9.0
CEAG Crouse-Hinds | 52333 | EC001952 | EF009350 | EV000202 | 9.0
CEAG Crouse-Hinds | 52333 | EC001952 | EF009482 | Non | 9.0
CEAG Crouse-Hinds | 52333 | EC001952 | EF011868 | EV015020 | 9.0
CEAG Crouse-Hinds | 52333 | EC001952 | EF011959 | EV000154 | 9.0
CEAG Crouse-Hinds | 52333 | EC001952 | EF012170 | EV000494 | 9.0
CEAG Crouse-Hinds | 52333 | EC001952 | EF016286 | Oui | 9.0
CEAG Crouse-Hinds | 52333 | EC001952 | EF025740 | 0.92 | 9.0
CEAG Crouse-Hinds | 52334 | EC001952 | EF000003 | EV010173 | 9.0
CEAG Crouse-Hinds | 52334 | EC001952 | EF000004 | EV000582 | 9.0
CEAG Crouse-Hinds | 52334 | EC001952 | EF000008 | 201 | 9.0
CEAG Crouse-Hinds | 52334 | EC001952 | EF000048 | EV000494 | 9.0
CEAG Crouse-Hinds | 52334 | EC001952 | EF000085 | 6 | 9.0
CEAG Crouse-Hinds | 52334 | EC001952 | EF000124 | EV001008 | 9.0
CEAG Crouse-Hinds | 52334 | EC001952 | EF000187 | EV000509 | 9.0
CEAG Crouse-Hinds | 52334 | EC001952 | EF000280 | 22 - 22 | 9.0
CEAG Crouse-Hinds | 52334 | EC001952 | EF000381 | EV011531 | 9.0
CEAG Crouse-Hinds | 52334 | EC001952 | EF000441 | Non | 9.0
CEAG Crouse-Hinds | 52334 | EC001952 | EF001391 | 6 | 9.0
CEAG Crouse-Hinds | 52334 | EC001952 | EF001438 | 770 | 9.0
CEAG Crouse-Hinds | 52334 | EC001952 | EF001456 | 115 | 9.0
CEAG Crouse-Hinds | 52334 | EC001952 | EF002423 | EV011514 | 9.0
CEAG Crouse-Hinds | 52334 | EC001952 | EF004284 | EV006800 | 9.0
CEAG Crouse-Hinds | 52334 | EC001952 | EF004293 | EV008784 | 9.0
CEAG Crouse-Hinds | 52334 | EC001952 | EF005127 | 110 - 277 | 9.0
CEAG Crouse-Hinds | 52334 | EC001952 | EF005474 | EV006422 | 9.0
CEAG Crouse-Hinds | 52334 | EC001952 | EF005728 | EV009071 | 9.0
CEAG Crouse-Hinds | 52334 | EC001952 | EF005905 | Oui | 9.0
CEAG Crouse-Hinds | 52334 | EC001952 | EF007556 | Oui | 9.0
CEAG Crouse-Hinds | 52334 | EC001952 | EF008157 | EV011539 | 9.0
CEAG Crouse-Hinds | 52334 | EC001952 | EF008404 | EV010598 | 9.0
CEAG Crouse-Hinds | 52334 | EC001952 | EF009346 | 5000 - 5000 | 9.0
CEAG Crouse-Hinds | 52334 | EC001952 | EF009347 | 22 | 9.0
CEAG Crouse-Hinds | 52334 | EC001952 | EF009349 | 2910 | 9.0
CEAG Crouse-Hinds | 52334 | EC001952 | EF009350 | EV000202 | 9.0
CEAG Crouse-Hinds | 52334 | EC001952 | EF009482 | Non | 9.0
CEAG Crouse-Hinds | 52334 | EC001952 | EF011868 | EV013935 | 9.0
CEAG Crouse-Hinds | 52334 | EC001952 | EF011959 | EV000154 | 9.0
CEAG Crouse-Hinds | 52334 | EC001952 | EF012170 | EV000494 | 9.0
CEAG Crouse-Hinds | 52334 | EC001952 | EF016286 | Oui | 9.0
CEAG Crouse-Hinds | 52334 | EC001952 | EF025740 | 0.92 | 9.0
CEAG Crouse-Hinds | 52335 | EC001952 | EF000003 | EV010173 | 9.0
CEAG Crouse-Hinds | 52335 | EC001952 | EF000004 | EV000582 | 9.0
CEAG Crouse-Hinds | 52335 | EC001952 | EF000008 | 201 | 9.0
CEAG Crouse-Hinds | 52335 | EC001952 | EF000048 | EV000494 | 9.0
CEAG Crouse-Hinds | 52335 | EC001952 | EF000085 | 6 | 9.0
CEAG Crouse-Hinds | 52335 | EC001952 | EF000124 | EV001008 | 9.0
CEAG Crouse-Hinds | 52335 | EC001952 | EF000187 | EV000509 | 9.0
CEAG Crouse-Hinds | 52335 | EC001952 | EF000280 | 22 - 22 | 9.0
CEAG Crouse-Hinds | 52335 | EC001952 | EF000381 | EV011531 | 9.0
CEAG Crouse-Hinds | 52335 | EC001952 | EF000441 | Non | 9.0
CEAG Crouse-Hinds | 52335 | EC001952 | EF001391 | 6 | 9.0
CEAG Crouse-Hinds | 52335 | EC001952 | EF001438 | 770 | 9.0
CEAG Crouse-Hinds | 52335 | EC001952 | EF001456 | 115 | 9.0
CEAG Crouse-Hinds | 52335 | EC001952 | EF002423 | EV011514 | 9.0
CEAG Crouse-Hinds | 52335 | EC001952 | EF004284 | EV006800 | 9.0
CEAG Crouse-Hinds | 52335 | EC001952 | EF004293 | EV008784 | 9.0
CEAG Crouse-Hinds | 52335 | EC001952 | EF005127 | 110 - 277 | 9.0
CEAG Crouse-Hinds | 52335 | EC001952 | EF005474 | EV006422 | 9.0
CEAG Crouse-Hinds | 52335 | EC001952 | EF005728 | EV009071 | 9.0
CEAG Crouse-Hinds | 52335 | EC001952 | EF005905 | Oui | 9.0
CEAG Crouse-Hinds | 52335 | EC001952 | EF007556 | Oui | 9.0
CEAG Crouse-Hinds | 52335 | EC001952 | EF008157 | EV011534 | 9.0
CEAG Crouse-Hinds | 52335 | EC001952 | EF008404 | EV010598 | 9.0
CEAG Crouse-Hinds | 52335 | EC001952 | EF009346 | 5000 - 5000 | 9.0
CEAG Crouse-Hinds | 52335 | EC001952 | EF009347 | 22 | 9.0
CEAG Crouse-Hinds | 52335 | EC001952 | EF009349 | 2910 | 9.0
CEAG Crouse-Hinds | 52335 | EC001952 | EF009350 | EV000202 | 9.0
CEAG Crouse-Hinds | 52335 | EC001952 | EF009482 | Non | 9.0
CEAG Crouse-Hinds | 52335 | EC001952 | EF011868 | EV015020 | 9.0
CEAG Crouse-Hinds | 52335 | EC001952 | EF011959 | EV000154 | 9.0
CEAG Crouse-Hinds | 52335 | EC001952 | EF012170 | EV014410 | 9.0
CEAG Crouse-Hinds | 52335 | EC001952 | EF016286 | Oui | 9.0
CEAG Crouse-Hinds | 52335 | EC001952 | EF025740 | 0.92 | 9.0
CEAG Crouse-Hinds | 52336 | EC001952 | EF000003 | EV010173 | 9.0
CEAG Crouse-Hinds | 52336 | EC001952 | EF000004 | EV000582 | 9.0
CEAG Crouse-Hinds | 52336 | EC001952 | EF000008 | 201 | 9.0
CEAG Crouse-Hinds | 52336 | EC001952 | EF000048 | EV000494 | 9.0
CEAG Crouse-Hinds | 52336 | EC001952 | EF000085 | 6 | 9.0
CEAG Crouse-Hinds | 52336 | EC001952 | EF000124 | EV001008 | 9.0
CEAG Crouse-Hinds | 52336 | EC001952 | EF000187 | EV000509 | 9.0
CEAG Crouse-Hinds | 52336 | EC001952 | EF000280 | 44 - 44 | 9.0
CEAG Crouse-Hinds | 52336 | EC001952 | EF000381 | EV011531 | 9.0
CEAG Crouse-Hinds | 52336 | EC001952 | EF000441 | Non | 9.0
CEAG Crouse-Hinds | 52336 | EC001952 | EF001391 | 6 | 9.0
CEAG Crouse-Hinds | 52336 | EC001952 | EF001438 | 770 | 9.0
CEAG Crouse-Hinds | 52336 | EC001952 | EF001456 | 115 | 9.0
CEAG Crouse-Hinds | 52336 | EC001952 | EF002423 | EV011514 | 9.0
CEAG Crouse-Hinds | 52336 | EC001952 | EF004284 | EV006800 | 9.0
CEAG Crouse-Hinds | 52336 | EC001952 | EF004293 | EV008784 | 9.0
CEAG Crouse-Hinds | 52336 | EC001952 | EF005127 | 110 - 277 | 9.0
CEAG Crouse-Hinds | 52336 | EC001952 | EF005474 | EV006422 | 9.0
CEAG Crouse-Hinds | 52336 | EC001952 | EF005728 | EV009071 | 9.0
CEAG Crouse-Hinds | 52336 | EC001952 | EF005905 | Oui | 9.0
CEAG Crouse-Hinds | 52336 | EC001952 | EF007556 | Oui | 9.0
CEAG Crouse-Hinds | 52336 | EC001952 | EF008157 | EV011539 | 9.0
CEAG Crouse-Hinds | 52336 | EC001952 | EF008404 | EV010598 | 9.0
CEAG Crouse-Hinds | 52336 | EC001952 | EF009346 | 5000 - 5000 | 9.0
CEAG Crouse-Hinds | 52336 | EC001952 | EF009347 | 22 | 9.0
CEAG Crouse-Hinds | 52336 | EC001952 | EF009349 | 5610 | 9.0
CEAG Crouse-Hinds | 52336 | EC001952 | EF009350 | EV000202 | 9.0
CEAG Crouse-Hinds | 52336 | EC001952 | EF009482 | Non | 9.0
CEAG Crouse-Hinds | 52336 | EC001952 | EF011868 | EV013935 | 9.0
CEAG Crouse-Hinds | 52336 | EC001952 | EF011959 | EV000154 | 9.0
CEAG Crouse-Hinds | 52336 | EC001952 | EF012170 | EV000494 | 9.0
CEAG Crouse-Hinds | 52336 | EC001952 | EF016286 | Oui | 9.0
CEAG Crouse-Hinds | 52336 | EC001952 | EF025740 | 0.92 | 9.0
CEAG Crouse-Hinds | 52337 | EC001952 | EF000003 | EV010173 | 9.0
CEAG Crouse-Hinds | 52337 | EC001952 | EF000004 | EV000582 | 9.0
CEAG Crouse-Hinds | 52337 | EC001952 | EF000008 | 201 | 9.0
CEAG Crouse-Hinds | 52337 | EC001952 | EF000048 | EV000494 | 9.0
CEAG Crouse-Hinds | 52337 | EC001952 | EF000085 | 6 | 9.0
CEAG Crouse-Hinds | 52337 | EC001952 | EF000124 | EV001008 | 9.0
CEAG Crouse-Hinds | 52337 | EC001952 | EF000187 | EV000509 | 9.0
CEAG Crouse-Hinds | 52337 | EC001952 | EF000280 | 44 - 44 | 9.0
CEAG Crouse-Hinds | 52337 | EC001952 | EF000381 | EV011531 | 9.0
CEAG Crouse-Hinds | 52337 | EC001952 | EF000441 | Non | 9.0
CEAG Crouse-Hinds | 52337 | EC001952 | EF001391 | 6 | 9.0
CEAG Crouse-Hinds | 52337 | EC001952 | EF001438 | 770 | 9.0
CEAG Crouse-Hinds | 52337 | EC001952 | EF001456 | 115 | 9.0
CEAG Crouse-Hinds | 52337 | EC001952 | EF002423 | EV011514 | 9.0
CEAG Crouse-Hinds | 52337 | EC001952 | EF004284 | EV006800 | 9.0
CEAG Crouse-Hinds | 52337 | EC001952 | EF004293 | EV008784 | 9.0
CEAG Crouse-Hinds | 52337 | EC001952 | EF005127 | 110 - 277 | 9.0
CEAG Crouse-Hinds | 52337 | EC001952 | EF005474 | EV006422 | 9.0
CEAG Crouse-Hinds | 52337 | EC001952 | EF005728 | EV009071 | 9.0
CEAG Crouse-Hinds | 52337 | EC001952 | EF005905 | Oui | 9.0
CEAG Crouse-Hinds | 52337 | EC001952 | EF007556 | Oui | 9.0
CEAG Crouse-Hinds | 52337 | EC001952 | EF008157 | EV011539 | 9.0
CEAG Crouse-Hinds | 52337 | EC001952 | EF008404 | EV010598 | 9.0
CEAG Crouse-Hinds | 52337 | EC001952 | EF009346 | 5000 - 5000 | 9.0
CEAG Crouse-Hinds | 52337 | EC001952 | EF009347 | 22 | 9.0
CEAG Crouse-Hinds | 52337 | EC001952 | EF009349 | 5610 | 9.0
CEAG Crouse-Hinds | 52337 | EC001952 | EF009350 | EV000202 | 9.0
CEAG Crouse-Hinds | 52337 | EC001952 | EF009482 | Non | 9.0
CEAG Crouse-Hinds | 52337 | EC001952 | EF011868 | EV015020 | 9.0
CEAG Crouse-Hinds | 52337 | EC001952 | EF011959 | EV000154 | 9.0
CEAG Crouse-Hinds | 52337 | EC001952 | EF012170 | EV000494 | 9.0
CEAG Crouse-Hinds | 52337 | EC001952 | EF016286 | Oui | 9.0
CEAG Crouse-Hinds | 52337 | EC001952 | EF025740 | 0.92 | 9.0
CEAG Crouse-Hinds | 52338 | EC001952 | EF000003 | EV010173 | 9.0
CEAG Crouse-Hinds | 52338 | EC001952 | EF000004 | EV000582 | 9.0
CEAG Crouse-Hinds | 52338 | EC001952 | EF000008 | 201 | 9.0
CEAG Crouse-Hinds | 52338 | EC001952 | EF000048 | EV000494 | 9.0
CEAG Crouse-Hinds | 52338 | EC001952 | EF000085 | 6 | 9.0
CEAG Crouse-Hinds | 52338 | EC001952 | EF000124 | EV001008 | 9.0
CEAG Crouse-Hinds | 52338 | EC001952 | EF000187 | EV000509 | 9.0
CEAG Crouse-Hinds | 52338 | EC001952 | EF000280 | 44 - 44 | 9.0
CEAG Crouse-Hinds | 52338 | EC001952 | EF000381 | EV011531 | 9.0
CEAG Crouse-Hinds | 52338 | EC001952 | EF000441 | Non | 9.0
CEAG Crouse-Hinds | 52338 | EC001952 | EF001391 | 6 | 9.0
CEAG Crouse-Hinds | 52338 | EC001952 | EF001438 | 770 | 9.0
CEAG Crouse-Hinds | 52338 | EC001952 | EF001456 | 115 | 9.0
CEAG Crouse-Hinds | 52338 | EC001952 | EF002423 | EV011514 | 9.0
CEAG Crouse-Hinds | 52338 | EC001952 | EF004284 | EV006800 | 9.0
CEAG Crouse-Hinds | 52338 | EC001952 | EF004293 | EV008784 | 9.0
CEAG Crouse-Hinds | 52338 | EC001952 | EF005127 | 110 - 277 | 9.0
CEAG Crouse-Hinds | 52338 | EC001952 | EF005474 | EV006422 | 9.0
CEAG Crouse-Hinds | 52338 | EC001952 | EF005728 | EV009071 | 9.0
CEAG Crouse-Hinds | 52338 | EC001952 | EF005905 | Oui | 9.0
CEAG Crouse-Hinds | 52338 | EC001952 | EF007556 | Oui | 9.0
CEAG Crouse-Hinds | 52338 | EC001952 | EF008157 | EV011539 | 9.0
CEAG Crouse-Hinds | 52338 | EC001952 | EF008404 | EV010598 | 9.0
CEAG Crouse-Hinds | 52338 | EC001952 | EF009346 | 5000 - 5000 | 9.0
CEAG Crouse-Hinds | 52338 | EC001952 | EF009347 | 22 | 9.0
CEAG Crouse-Hinds | 52338 | EC001952 | EF009349 | 5610 | 9.0
CEAG Crouse-Hinds | 52338 | EC001952 | EF009350 | EV000202 | 9.0
CEAG Crouse-Hinds | 52338 | EC001952 | EF009482 | Non | 9.0
CEAG Crouse-Hinds | 52338 | EC001952 | EF011868 | EV013935 | 9.0
CEAG Crouse-Hinds | 52338 | EC001952 | EF011959 | EV000154 | 9.0
CEAG Crouse-Hinds | 52338 | EC001952 | EF012170 | EV000494 | 9.0
CEAG Crouse-Hinds | 52338 | EC001952 | EF016286 | Oui | 9.0
CEAG Crouse-Hinds | 52338 | EC001952 | EF025740 | 0.92 | 9.0
CEAG Crouse-Hinds | 52339 | EC001952 | EF000003 | EV010173 | 9.0
CEAG Crouse-Hinds | 52339 | EC001952 | EF000004 | EV000582 | 9.0
CEAG Crouse-Hinds | 52339 | EC001952 | EF000008 | 201 | 9.0
CEAG Crouse-Hinds | 52339 | EC001952 | EF000048 | EV000494 | 9.0
CEAG Crouse-Hinds | 52339 | EC001952 | EF000085 | 6 | 9.0
CEAG Crouse-Hinds | 52339 | EC001952 | EF000124 | EV001008 | 9.0
CEAG Crouse-Hinds | 52339 | EC001952 | EF000187 | EV000509 | 9.0
CEAG Crouse-Hinds | 52339 | EC001952 | EF000280 | 44 - 44 | 9.0
CEAG Crouse-Hinds | 52339 | EC001952 | EF000381 | EV011531 | 9.0
CEAG Crouse-Hinds | 52339 | EC001952 | EF000441 | Non | 9.0
CEAG Crouse-Hinds | 52339 | EC001952 | EF001391 | 6 | 9.0
CEAG Crouse-Hinds | 52339 | EC001952 | EF001438 | 770 | 9.0
CEAG Crouse-Hinds | 52339 | EC001952 | EF001456 | 115 | 9.0
CEAG Crouse-Hinds | 52339 | EC001952 | EF002423 | EV011514 | 9.0
CEAG Crouse-Hinds | 52339 | EC001952 | EF004284 | EV006800 | 9.0
CEAG Crouse-Hinds | 52339 | EC001952 | EF004293 | EV008784 | 9.0
CEAG Crouse-Hinds | 52339 | EC001952 | EF005127 | 110 - 277 | 9.0
CEAG Crouse-Hinds | 52339 | EC001952 | EF005474 | EV006422 | 9.0
CEAG Crouse-Hinds | 52339 | EC001952 | EF005728 | EV009071 | 9.0
CEAG Crouse-Hinds | 52339 | EC001952 | EF005905 | Oui | 9.0
CEAG Crouse-Hinds | 52339 | EC001952 | EF007556 | Oui | 9.0
CEAG Crouse-Hinds | 52339 | EC001952 | EF008157 | EV011539 | 9.0
CEAG Crouse-Hinds | 52339 | EC001952 | EF008404 | EV010598 | 9.0
CEAG Crouse-Hinds | 52339 | EC001952 | EF009346 | 5000 - 5000 | 9.0
CEAG Crouse-Hinds | 52339 | EC001952 | EF009347 | 22 | 9.0
CEAG Crouse-Hinds | 52339 | EC001952 | EF009349 | 5610 | 9.0
CEAG Crouse-Hinds | 52339 | EC001952 | EF009350 | EV000202 | 9.0
CEAG Crouse-Hinds | 52339 | EC001952 | EF009482 | Non | 9.0
CEAG Crouse-Hinds | 52339 | EC001952 | EF011868 | EV015020 | 9.0
CEAG Crouse-Hinds | 52339 | EC001952 | EF011959 | EV000154 | 9.0
CEAG Crouse-Hinds | 52339 | EC001952 | EF012170 | EV000494 | 9.0
CEAG Crouse-Hinds | 52339 | EC001952 | EF016286 | Oui | 9.0
CEAG Crouse-Hinds | 52339 | EC001952 | EF025740 | 0.92 | 9.0
CEAG Crouse-Hinds | 52340 | EC001952 | EF000003 | EV010173 | 9.0
CEAG Crouse-Hinds | 52340 | EC001952 | EF000004 | EV000582 | 9.0
CEAG Crouse-Hinds | 52340 | EC001952 | EF000008 | 201 | 9.0
CEAG Crouse-Hinds | 52340 | EC001952 | EF000048 | EV000494 | 9.0
CEAG Crouse-Hinds | 52340 | EC001952 | EF000085 | 6 | 9.0
CEAG Crouse-Hinds | 52340 | EC001952 | EF000124 | EV001008 | 9.0
CEAG Crouse-Hinds | 52340 | EC001952 | EF000187 | EV000509 | 9.0
CEAG Crouse-Hinds | 52340 | EC001952 | EF000280 | 22 - 22 | 9.0
CEAG Crouse-Hinds | 52340 | EC001952 | EF000381 | EV011531 | 9.0
CEAG Crouse-Hinds | 52340 | EC001952 | EF000441 | Non | 9.0
CEAG Crouse-Hinds | 52340 | EC001952 | EF001391 | 6 | 9.0
CEAG Crouse-Hinds | 52340 | EC001952 | EF001438 | 770 | 9.0
CEAG Crouse-Hinds | 52340 | EC001952 | EF001456 | 115 | 9.0
CEAG Crouse-Hinds | 52340 | EC001952 | EF002423 | EV011514 | 9.0
CEAG Crouse-Hinds | 52340 | EC001952 | EF004284 | EV014414 | 9.0
CEAG Crouse-Hinds | 52340 | EC001952 | EF004293 | EV008784 | 9.0
CEAG Crouse-Hinds | 52340 | EC001952 | EF005127 | 110 - 277 | 9.0
CEAG Crouse-Hinds | 52340 | EC001952 | EF005474 | EV006422 | 9.0
CEAG Crouse-Hinds | 52340 | EC001952 | EF005728 | EV009071 | 9.0
CEAG Crouse-Hinds | 52340 | EC001952 | EF005905 | Oui | 9.0
CEAG Crouse-Hinds | 52340 | EC001952 | EF007556 | Oui | 9.0
CEAG Crouse-Hinds | 52340 | EC001952 | EF008157 | EV011539 | 9.0
CEAG Crouse-Hinds | 52340 | EC001952 | EF008404 | EV010598 | 9.0
CEAG Crouse-Hinds | 52340 | EC001952 | EF009346 | 5000 - 5000 | 9.0
CEAG Crouse-Hinds | 52340 | EC001952 | EF009347 | 22 | 9.0
CEAG Crouse-Hinds | 52340 | EC001952 | EF009349 | 2490 | 9.0
CEAG Crouse-Hinds | 52340 | EC001952 | EF009350 | EV000202 | 9.0
CEAG Crouse-Hinds | 52340 | EC001952 | EF009482 | Non | 9.0
CEAG Crouse-Hinds | 52340 | EC001952 | EF011868 | EV013935 | 9.0
CEAG Crouse-Hinds | 52340 | EC001952 | EF011959 | EV000154 | 9.0
CEAG Crouse-Hinds | 52340 | EC001952 | EF012170 | EV014410 | 9.0
CEAG Crouse-Hinds | 52340 | EC001952 | EF016286 | Oui | 9.0
CEAG Crouse-Hinds | 52340 | EC001952 | EF025740 | 0.92 | 9.0
CEAG Crouse-Hinds | 52341 | EC001952 | EF000003 | EV010173 | 9.0
CEAG Crouse-Hinds | 52341 | EC001952 | EF000004 | EV000582 | 9.0
CEAG Crouse-Hinds | 52341 | EC001952 | EF000008 | 201 | 9.0
CEAG Crouse-Hinds | 52341 | EC001952 | EF000048 | EV000494 | 9.0
CEAG Crouse-Hinds | 52341 | EC001952 | EF000085 | 6 | 9.0
CEAG Crouse-Hinds | 52341 | EC001952 | EF000124 | EV001008 | 9.0
CEAG Crouse-Hinds | 52341 | EC001952 | EF000187 | EV000509 | 9.0
CEAG Crouse-Hinds | 52341 | EC001952 | EF000280 | 22 - 22 | 9.0
CEAG Crouse-Hinds | 52341 | EC001952 | EF000381 | EV011531 | 9.0
CEAG Crouse-Hinds | 52341 | EC001952 | EF000441 | Non | 9.0
CEAG Crouse-Hinds | 52341 | EC001952 | EF001391 | 6 | 9.0
CEAG Crouse-Hinds | 52341 | EC001952 | EF001438 | 770 | 9.0
CEAG Crouse-Hinds | 52341 | EC001952 | EF001456 | 115 | 9.0
CEAG Crouse-Hinds | 52341 | EC001952 | EF002423 | EV011514 | 9.0
CEAG Crouse-Hinds | 52341 | EC001952 | EF004284 | EV014414 | 9.0
CEAG Crouse-Hinds | 52341 | EC001952 | EF004293 | EV008784 | 9.0
CEAG Crouse-Hinds | 52341 | EC001952 | EF005127 | 110 - 277 | 9.0
CEAG Crouse-Hinds | 52341 | EC001952 | EF005474 | EV006422 | 9.0
CEAG Crouse-Hinds | 52341 | EC001952 | EF005728 | EV009071 | 9.0
CEAG Crouse-Hinds | 52341 | EC001952 | EF005905 | Oui | 9.0
CEAG Crouse-Hinds | 52341 | EC001952 | EF007556 | Oui | 9.0
CEAG Crouse-Hinds | 52341 | EC001952 | EF008157 | EV011539 | 9.0
CEAG Crouse-Hinds | 52341 | EC001952 | EF008404 | EV010598 | 9.0
CEAG Crouse-Hinds | 52341 | EC001952 | EF009346 | 5000 - 5000 | 9.0
CEAG Crouse-Hinds | 52341 | EC001952 | EF009347 | 22 | 9.0
CEAG Crouse-Hinds | 52341 | EC001952 | EF009349 | 2490 | 9.0
CEAG Crouse-Hinds | 52341 | EC001952 | EF009350 | EV000202 | 9.0
CEAG Crouse-Hinds | 52341 | EC001952 | EF009482 | Non | 9.0
CEAG Crouse-Hinds | 52341 | EC001952 | EF011868 | EV015020 | 9.0
CEAG Crouse-Hinds | 52341 | EC001952 | EF011959 | EV000154 | 9.0
CEAG Crouse-Hinds | 52341 | EC001952 | EF012170 | EV014410 | 9.0
CEAG Crouse-Hinds | 52341 | EC001952 | EF016286 | Oui | 9.0
CEAG Crouse-Hinds | 52341 | EC001952 | EF025740 | 0.92 | 9.0
CEAG Crouse-Hinds | 52342 | EC001952 | EF000003 | EV010173 | 9.0
CEAG Crouse-Hinds | 52342 | EC001952 | EF000004 | EV000582 | 9.0
CEAG Crouse-Hinds | 52342 | EC001952 | EF000008 | 201 | 9.0
CEAG Crouse-Hinds | 52342 | EC001952 | EF000048 | EV000494 | 9.0
CEAG Crouse-Hinds | 52342 | EC001952 | EF000085 | 6 | 9.0
CEAG Crouse-Hinds | 52342 | EC001952 | EF000124 | EV001008 | 9.0
CEAG Crouse-Hinds | 52342 | EC001952 | EF000187 | EV000509 | 9.0
CEAG Crouse-Hinds | 52342 | EC001952 | EF000280 | 22 - 22 | 9.0
CEAG Crouse-Hinds | 52342 | EC001952 | EF000381 | EV011531 | 9.0
CEAG Crouse-Hinds | 52342 | EC001952 | EF000441 | Non | 9.0
CEAG Crouse-Hinds | 52342 | EC001952 | EF001391 | 6 | 9.0
CEAG Crouse-Hinds | 52342 | EC001952 | EF001438 | 770 | 9.0
CEAG Crouse-Hinds | 52342 | EC001952 | EF001456 | 115 | 9.0
CEAG Crouse-Hinds | 52342 | EC001952 | EF002423 | EV011514 | 9.0
CEAG Crouse-Hinds | 52342 | EC001952 | EF004284 | EV006800 | 9.0
CEAG Crouse-Hinds | 52342 | EC001952 | EF004293 | EV008784 | 9.0
CEAG Crouse-Hinds | 52342 | EC001952 | EF005127 | 110 - 277 | 9.0
CEAG Crouse-Hinds | 52342 | EC001952 | EF005474 | EV006422 | 9.0
CEAG Crouse-Hinds | 52342 | EC001952 | EF005728 | EV009071 | 9.0
CEAG Crouse-Hinds | 52342 | EC001952 | EF005905 | Oui | 9.0
CEAG Crouse-Hinds | 52342 | EC001952 | EF007556 | Oui | 9.0
CEAG Crouse-Hinds | 52342 | EC001952 | EF008157 | EV011534 | 9.0
CEAG Crouse-Hinds | 52342 | EC001952 | EF008404 | EV010598 | 9.0
CEAG Crouse-Hinds | 52342 | EC001952 | EF009346 | 5000 - 5000 | 9.0
CEAG Crouse-Hinds | 52342 | EC001952 | EF009347 | 22 | 9.0
CEAG Crouse-Hinds | 52342 | EC001952 | EF009349 | 2490 | 9.0
CEAG Crouse-Hinds | 52342 | EC001952 | EF009350 | EV000202 | 9.0
CEAG Crouse-Hinds | 52342 | EC001952 | EF009482 | Non | 9.0
CEAG Crouse-Hinds | 52342 | EC001952 | EF011868 | EV015020 | 9.0
CEAG Crouse-Hinds | 52342 | EC001952 | EF011959 | EV000154 | 9.0
CEAG Crouse-Hinds | 52342 | EC001952 | EF012170 | EV014410 | 9.0
CEAG Crouse-Hinds | 52342 | EC001952 | EF016286 | Oui | 9.0
CEAG Crouse-Hinds | 52342 | EC001952 | EF025740 | 0.92 | 9.0
CEAG Crouse-Hinds | 52343 | EC001952 | EF000003 | EV010173 | 9.0
CEAG Crouse-Hinds | 52343 | EC001952 | EF000004 | EV000582 | 9.0
CEAG Crouse-Hinds | 52343 | EC001952 | EF000008 | 201 | 9.0
CEAG Crouse-Hinds | 52343 | EC001952 | EF000048 | EV000494 | 9.0
CEAG Crouse-Hinds | 52343 | EC001952 | EF000085 | 6 | 9.0
CEAG Crouse-Hinds | 52343 | EC001952 | EF000124 | EV001008 | 9.0
CEAG Crouse-Hinds | 52343 | EC001952 | EF000187 | EV000509 | 9.0
CEAG Crouse-Hinds | 52343 | EC001952 | EF000280 | 22 - 22 | 9.0
CEAG Crouse-Hinds | 52343 | EC001952 | EF000381 | EV011531 | 9.0
CEAG Crouse-Hinds | 52343 | EC001952 | EF000441 | Non | 9.0
CEAG Crouse-Hinds | 52343 | EC001952 | EF001391 | 6 | 9.0
CEAG Crouse-Hinds | 52343 | EC001952 | EF001438 | 770 | 9.0
CEAG Crouse-Hinds | 52343 | EC001952 | EF001456 | 115 | 9.0
CEAG Crouse-Hinds | 52343 | EC001952 | EF002423 | EV011514 | 9.0
CEAG Crouse-Hinds | 52343 | EC001952 | EF004284 | EV006800 | 9.0
CEAG Crouse-Hinds | 52343 | EC001952 | EF004293 | EV008784 | 9.0
CEAG Crouse-Hinds | 52343 | EC001952 | EF005127 | 110 - 277 | 9.0
CEAG Crouse-Hinds | 52343 | EC001952 | EF005474 | EV006422 | 9.0
CEAG Crouse-Hinds | 52343 | EC001952 | EF005728 | EV009071 | 9.0
CEAG Crouse-Hinds | 52343 | EC001952 | EF005905 | Oui | 9.0
CEAG Crouse-Hinds | 52343 | EC001952 | EF007556 | Oui | 9.0
CEAG Crouse-Hinds | 52343 | EC001952 | EF008157 | EV011534 | 9.0
CEAG Crouse-Hinds | 52343 | EC001952 | EF008404 | EV010598 | 9.0
CEAG Crouse-Hinds | 52343 | EC001952 | EF009346 | 5000 - 5000 | 9.0
CEAG Crouse-Hinds | 52343 | EC001952 | EF009347 | 22 | 9.0
CEAG Crouse-Hinds | 52343 | EC001952 | EF009349 | 2490 | 9.0
CEAG Crouse-Hinds | 52343 | EC001952 | EF009350 | EV000202 | 9.0
CEAG Crouse-Hinds | 52343 | EC001952 | EF009482 | Non | 9.0
CEAG Crouse-Hinds | 52343 | EC001952 | EF011868 | EV015020 | 9.0
CEAG Crouse-Hinds | 52343 | EC001952 | EF011959 | EV000154 | 9.0
CEAG Crouse-Hinds | 52343 | EC001952 | EF012170 | EV014410 | 9.0
CEAG Crouse-Hinds | 52343 | EC001952 | EF016286 | Oui | 9.0
CEAG Crouse-Hinds | 52343 | EC001952 | EF025740 | 0.92 | 9.0
CEAG Crouse-Hinds | 52344 | EC001952 | EF000003 | EV010173 | 9.0
CEAG Crouse-Hinds | 52344 | EC001952 | EF000004 | EV000582 | 9.0
CEAG Crouse-Hinds | 52344 | EC001952 | EF000008 | 201 | 9.0
CEAG Crouse-Hinds | 52344 | EC001952 | EF000048 | EV000494 | 9.0
CEAG Crouse-Hinds | 52344 | EC001952 | EF000085 | 6 | 9.0
CEAG Crouse-Hinds | 52344 | EC001952 | EF000124 | EV001008 | 9.0
CEAG Crouse-Hinds | 52344 | EC001952 | EF000187 | EV000509 | 9.0
CEAG Crouse-Hinds | 52344 | EC001952 | EF000280 | 44 - 44 | 9.0
CEAG Crouse-Hinds | 52344 | EC001952 | EF000381 | EV011531 | 9.0
CEAG Crouse-Hinds | 52344 | EC001952 | EF000441 | Non | 9.0
CEAG Crouse-Hinds | 52344 | EC001952 | EF001391 | 6 | 9.0
CEAG Crouse-Hinds | 52344 | EC001952 | EF001438 | 770 | 9.0
CEAG Crouse-Hinds | 52344 | EC001952 | EF001456 | 115 | 9.0
CEAG Crouse-Hinds | 52344 | EC001952 | EF002423 | EV011514 | 9.0
CEAG Crouse-Hinds | 52344 | EC001952 | EF004284 | EV014414 | 9.0
CEAG Crouse-Hinds | 52344 | EC001952 | EF004293 | EV008784 | 9.0
CEAG Crouse-Hinds | 52344 | EC001952 | EF005127 | 110 - 277 | 9.0
CEAG Crouse-Hinds | 52344 | EC001952 | EF005474 | EV006422 | 9.0
CEAG Crouse-Hinds | 52344 | EC001952 | EF005728 | EV009071 | 9.0
CEAG Crouse-Hinds | 52344 | EC001952 | EF005905 | Oui | 9.0
CEAG Crouse-Hinds | 52344 | EC001952 | EF007556 | Oui | 9.0
CEAG Crouse-Hinds | 52344 | EC001952 | EF008157 | EV011539 | 9.0
CEAG Crouse-Hinds | 52344 | EC001952 | EF008404 | EV010598 | 9.0
CEAG Crouse-Hinds | 52344 | EC001952 | EF009346 | 5000 - 5000 | 9.0
CEAG Crouse-Hinds | 52344 | EC001952 | EF009347 | 22 | 9.0
CEAG Crouse-Hinds | 52344 | EC001952 | EF009349 | 4940 | 9.0
CEAG Crouse-Hinds | 52344 | EC001952 | EF009350 | EV000202 | 9.0
CEAG Crouse-Hinds | 52344 | EC001952 | EF009482 | Non | 9.0
CEAG Crouse-Hinds | 52344 | EC001952 | EF011868 | EV015019 | 9.0
CEAG Crouse-Hinds | 52344 | EC001952 | EF011959 | EV000154 | 9.0
CEAG Crouse-Hinds | 52344 | EC001952 | EF012170 | EV014410 | 9.0
CEAG Crouse-Hinds | 52344 | EC001952 | EF016286 | Oui | 9.0
CEAG Crouse-Hinds | 52344 | EC001952 | EF025740 | 0.92 | 9.0
CEAG Crouse-Hinds | 52345 | EC001952 | EF000003 | EV010173 | 9.0
CEAG Crouse-Hinds | 52345 | EC001952 | EF000004 | EV000582 | 9.0
CEAG Crouse-Hinds | 52345 | EC001952 | EF000008 | 201 | 9.0
CEAG Crouse-Hinds | 52345 | EC001952 | EF000048 | EV000494 | 9.0
CEAG Crouse-Hinds | 52345 | EC001952 | EF000085 | 6 | 9.0
CEAG Crouse-Hinds | 52345 | EC001952 | EF000124 | EV001008 | 9.0
CEAG Crouse-Hinds | 52345 | EC001952 | EF000187 | EV000509 | 9.0
CEAG Crouse-Hinds | 52345 | EC001952 | EF000280 | 44 - 44 | 9.0
CEAG Crouse-Hinds | 52345 | EC001952 | EF000381 | EV011531 | 9.0
CEAG Crouse-Hinds | 52345 | EC001952 | EF000441 | Non | 9.0
CEAG Crouse-Hinds | 52345 | EC001952 | EF001391 | 6 | 9.0
CEAG Crouse-Hinds | 52345 | EC001952 | EF001438 | 770 | 9.0
CEAG Crouse-Hinds | 52345 | EC001952 | EF001456 | 115 | 9.0
CEAG Crouse-Hinds | 52345 | EC001952 | EF002423 | EV011514 | 9.0
CEAG Crouse-Hinds | 52345 | EC001952 | EF004284 | EV014414 | 9.0
CEAG Crouse-Hinds | 52345 | EC001952 | EF004293 | EV008784 | 9.0
CEAG Crouse-Hinds | 52345 | EC001952 | EF005127 | 110 - 277 | 9.0
CEAG Crouse-Hinds | 52345 | EC001952 | EF005474 | EV006422 | 9.0
CEAG Crouse-Hinds | 52345 | EC001952 | EF005728 | EV009071 | 9.0
CEAG Crouse-Hinds | 52345 | EC001952 | EF005905 | Oui | 9.0
CEAG Crouse-Hinds | 52345 | EC001952 | EF007556 | Oui | 9.0
CEAG Crouse-Hinds | 52345 | EC001952 | EF008157 | EV011539 | 9.0
CEAG Crouse-Hinds | 52345 | EC001952 | EF008404 | EV010598 | 9.0
CEAG Crouse-Hinds | 52345 | EC001952 | EF009346 | 5000 - 5000 | 9.0
CEAG Crouse-Hinds | 52345 | EC001952 | EF009347 | 22 | 9.0
CEAG Crouse-Hinds | 52345 | EC001952 | EF009349 | 4940 | 9.0
CEAG Crouse-Hinds | 52345 | EC001952 | EF009350 | EV000202 | 9.0
CEAG Crouse-Hinds | 52345 | EC001952 | EF009482 | Non | 9.0
CEAG Crouse-Hinds | 52345 | EC001952 | EF011868 | EV015020 | 9.0
CEAG Crouse-Hinds | 52345 | EC001952 | EF011959 | EV000154 | 9.0
CEAG Crouse-Hinds | 52345 | EC001952 | EF012170 | EV014410 | 9.0
CEAG Crouse-Hinds | 52345 | EC001952 | EF016286 | Oui | 9.0
CEAG Crouse-Hinds | 52345 | EC001952 | EF025740 | 0.92 | 9.0
CEAG Crouse-Hinds | 52346 | EC001952 | EF000003 | EV010173 | 9.0
CEAG Crouse-Hinds | 52346 | EC001952 | EF000004 | EV000582 | 9.0
CEAG Crouse-Hinds | 52346 | EC001952 | EF000008 | 201 | 9.0
CEAG Crouse-Hinds | 52346 | EC001952 | EF000048 | EV000494 | 9.0
CEAG Crouse-Hinds | 52346 | EC001952 | EF000085 | 6 | 9.0
CEAG Crouse-Hinds | 52346 | EC001952 | EF000124 | EV001008 | 9.0
CEAG Crouse-Hinds | 52346 | EC001952 | EF000187 | EV000509 | 9.0
CEAG Crouse-Hinds | 52346 | EC001952 | EF000280 | 44 - 44 | 9.0
CEAG Crouse-Hinds | 52346 | EC001952 | EF000381 | EV011531 | 9.0
CEAG Crouse-Hinds | 52346 | EC001952 | EF000441 | Non | 9.0
CEAG Crouse-Hinds | 52346 | EC001952 | EF001391 | 6 | 9.0
CEAG Crouse-Hinds | 52346 | EC001952 | EF001438 | 770 | 9.0
CEAG Crouse-Hinds | 52346 | EC001952 | EF001456 | 115 | 9.0
CEAG Crouse-Hinds | 52346 | EC001952 | EF002423 | EV011514 | 9.0
CEAG Crouse-Hinds | 52346 | EC001952 | EF004284 | EV014414 | 9.0
CEAG Crouse-Hinds | 52346 | EC001952 | EF004293 | EV008784 | 9.0
CEAG Crouse-Hinds | 52346 | EC001952 | EF005127 | 110 - 277 | 9.0
CEAG Crouse-Hinds | 52346 | EC001952 | EF005474 | EV006422 | 9.0
CEAG Crouse-Hinds | 52346 | EC001952 | EF005728 | EV009071 | 9.0
CEAG Crouse-Hinds | 52346 | EC001952 | EF005905 | Oui | 9.0
CEAG Crouse-Hinds | 52346 | EC001952 | EF007556 | Oui | 9.0
CEAG Crouse-Hinds | 52346 | EC001952 | EF008157 | EV011539 | 9.0
CEAG Crouse-Hinds | 52346 | EC001952 | EF008404 | EV010598 | 9.0
CEAG Crouse-Hinds | 52346 | EC001952 | EF009346 | 5000 - 5000 | 9.0
CEAG Crouse-Hinds | 52346 | EC001952 | EF009347 | 22 | 9.0
CEAG Crouse-Hinds | 52346 | EC001952 | EF009349 | 4940 | 9.0
CEAG Crouse-Hinds | 52346 | EC001952 | EF009350 | EV000202 | 9.0
CEAG Crouse-Hinds | 52346 | EC001952 | EF009482 | Non | 9.0
CEAG Crouse-Hinds | 52346 | EC001952 | EF011868 | EV015019 | 9.0
CEAG Crouse-Hinds | 52346 | EC001952 | EF011959 | EV000154 | 9.0
CEAG Crouse-Hinds | 52346 | EC001952 | EF012170 | EV014410 | 9.0
CEAG Crouse-Hinds | 52346 | EC001952 | EF016286 | Oui | 9.0
CEAG Crouse-Hinds | 52346 | EC001952 | EF025740 | 0.92 | 9.0
CEAG Crouse-Hinds | 52347 | EC001952 | EF000003 | EV010173 | 9.0
CEAG Crouse-Hinds | 52347 | EC001952 | EF000004 | EV000582 | 9.0
CEAG Crouse-Hinds | 52347 | EC001952 | EF000008 | 201 | 9.0
CEAG Crouse-Hinds | 52347 | EC001952 | EF000048 | EV000494 | 9.0
CEAG Crouse-Hinds | 52347 | EC001952 | EF000085 | 6 | 9.0
CEAG Crouse-Hinds | 52347 | EC001952 | EF000124 | EV001008 | 9.0
CEAG Crouse-Hinds | 52347 | EC001952 | EF000187 | EV000509 | 9.0
CEAG Crouse-Hinds | 52347 | EC001952 | EF000280 | 44 - 44 | 9.0
CEAG Crouse-Hinds | 52347 | EC001952 | EF000381 | EV011531 | 9.0
CEAG Crouse-Hinds | 52347 | EC001952 | EF000441 | Non | 9.0
CEAG Crouse-Hinds | 52347 | EC001952 | EF001391 | 6 | 9.0
CEAG Crouse-Hinds | 52347 | EC001952 | EF001438 | 770 | 9.0
CEAG Crouse-Hinds | 52347 | EC001952 | EF001456 | 115 | 9.0
CEAG Crouse-Hinds | 52347 | EC001952 | EF002423 | EV011514 | 9.0
CEAG Crouse-Hinds | 52347 | EC001952 | EF004284 | EV014414 | 9.0
CEAG Crouse-Hinds | 52347 | EC001952 | EF004293 | EV008784 | 9.0
CEAG Crouse-Hinds | 52347 | EC001952 | EF005127 | 110 - 277 | 9.0
CEAG Crouse-Hinds | 52347 | EC001952 | EF005474 | EV006422 | 9.0
CEAG Crouse-Hinds | 52347 | EC001952 | EF005728 | EV009071 | 9.0
CEAG Crouse-Hinds | 52347 | EC001952 | EF005905 | Oui | 9.0
CEAG Crouse-Hinds | 52347 | EC001952 | EF007556 | Oui | 9.0
CEAG Crouse-Hinds | 52347 | EC001952 | EF008157 | EV011539 | 9.0
CEAG Crouse-Hinds | 52347 | EC001952 | EF008404 | EV010598 | 9.0
CEAG Crouse-Hinds | 52347 | EC001952 | EF009346 | 5000 - 5000 | 9.0
CEAG Crouse-Hinds | 52347 | EC001952 | EF009347 | 22 | 9.0
CEAG Crouse-Hinds | 52347 | EC001952 | EF009349 | 4940 | 9.0
CEAG Crouse-Hinds | 52347 | EC001952 | EF009350 | EV000202 | 9.0
CEAG Crouse-Hinds | 52347 | EC001952 | EF009482 | Non | 9.0
CEAG Crouse-Hinds | 52347 | EC001952 | EF011868 | EV015020 | 9.0
CEAG Crouse-Hinds | 52347 | EC001952 | EF011959 | EV000154 | 9.0
CEAG Crouse-Hinds | 52347 | EC001952 | EF012170 | EV014410 | 9.0
CEAG Crouse-Hinds | 52347 | EC001952 | EF016286 | Oui | 9.0
CEAG Crouse-Hinds | 52347 | EC001952 | EF025740 | 0.92 | 9.0
CEAG Crouse-Hinds | 52348 | EC001952 | EF000003 | EV010173 | 9.0
CEAG Crouse-Hinds | 52348 | EC001952 | EF000004 | EV000582 | 9.0
CEAG Crouse-Hinds | 52348 | EC001952 | EF000008 | 201 | 9.0
CEAG Crouse-Hinds | 52348 | EC001952 | EF000048 | EV000494 | 9.0
CEAG Crouse-Hinds | 52348 | EC001952 | EF000085 | 6 | 9.0
CEAG Crouse-Hinds | 52348 | EC001952 | EF000124 | EV001008 | 9.0
CEAG Crouse-Hinds | 52348 | EC001952 | EF000187 | EV000509 | 9.0
CEAG Crouse-Hinds | 52348 | EC001952 | EF000280 | 22 - 22 | 9.0
CEAG Crouse-Hinds | 52348 | EC001952 | EF000381 | EV011531 | 9.0
CEAG Crouse-Hinds | 52348 | EC001952 | EF000441 | Non | 9.0
CEAG Crouse-Hinds | 52348 | EC001952 | EF001391 | 6 | 9.0
CEAG Crouse-Hinds | 52348 | EC001952 | EF001438 | 770 | 9.0
CEAG Crouse-Hinds | 52348 | EC001952 | EF001456 | 115 | 9.0
CEAG Crouse-Hinds | 52348 | EC001952 | EF002423 | EV011514 | 9.0
CEAG Crouse-Hinds | 52348 | EC001952 | EF004284 | EV006800 | 9.0
CEAG Crouse-Hinds | 52348 | EC001952 | EF004293 | EV008784 | 9.0
CEAG Crouse-Hinds | 52348 | EC001952 | EF005127 | 110 - 277 | 9.0
CEAG Crouse-Hinds | 52348 | EC001952 | EF005474 | EV006422 | 9.0
CEAG Crouse-Hinds | 52348 | EC001952 | EF005728 | EV009071 | 9.0
CEAG Crouse-Hinds | 52348 | EC001952 | EF005905 | Oui | 9.0
CEAG Crouse-Hinds | 52348 | EC001952 | EF007556 | Oui | 9.0
CEAG Crouse-Hinds | 52348 | EC001952 | EF008157 | EV011539 | 9.0
CEAG Crouse-Hinds | 52348 | EC001952 | EF008404 | EV010598 | 9.0
CEAG Crouse-Hinds | 52348 | EC001952 | EF009346 | 5000 - 5000 | 9.0
CEAG Crouse-Hinds | 52348 | EC001952 | EF009347 | 22 | 9.0
CEAG Crouse-Hinds | 52348 | EC001952 | EF009349 | 2910 | 9.0
CEAG Crouse-Hinds | 52348 | EC001952 | EF009350 | EV000202 | 9.0
CEAG Crouse-Hinds | 52348 | EC001952 | EF009482 | Non | 9.0
CEAG Crouse-Hinds | 52348 | EC001952 | EF011868 | EV013935 | 9.0
CEAG Crouse-Hinds | 52348 | EC001952 | EF011959 | EV000154 | 9.0
CEAG Crouse-Hinds | 52348 | EC001952 | EF012170 | EV000494 | 9.0
CEAG Crouse-Hinds | 52348 | EC001952 | EF016286 | Oui | 9.0
CEAG Crouse-Hinds | 52348 | EC001952 | EF025740 | 0.95 | 9.0
CEAG Crouse-Hinds | 52349 | EC001952 | EF000003 | EV010173 | 9.0
CEAG Crouse-Hinds | 52349 | EC001952 | EF000004 | EV000582 | 9.0
CEAG Crouse-Hinds | 52349 | EC001952 | EF000008 | 201 | 9.0
CEAG Crouse-Hinds | 52349 | EC001952 | EF000048 | EV000494 | 9.0
CEAG Crouse-Hinds | 52349 | EC001952 | EF000085 | 6 | 9.0
CEAG Crouse-Hinds | 52349 | EC001952 | EF000124 | EV001008 | 9.0
CEAG Crouse-Hinds | 52349 | EC001952 | EF000187 | EV000509 | 9.0
CEAG Crouse-Hinds | 52349 | EC001952 | EF000280 | 44 - 44 | 9.0
CEAG Crouse-Hinds | 52349 | EC001952 | EF000381 | EV011531 | 9.0
CEAG Crouse-Hinds | 52349 | EC001952 | EF000441 | Non | 9.0
CEAG Crouse-Hinds | 52349 | EC001952 | EF001391 | 6 | 9.0
CEAG Crouse-Hinds | 52349 | EC001952 | EF001438 | 770 | 9.0
CEAG Crouse-Hinds | 52349 | EC001952 | EF001456 | 115 | 9.0
CEAG Crouse-Hinds | 52349 | EC001952 | EF002423 | EV011514 | 9.0
CEAG Crouse-Hinds | 52349 | EC001952 | EF004284 | EV006800 | 9.0
CEAG Crouse-Hinds | 52349 | EC001952 | EF004293 | EV008784 | 9.0
CEAG Crouse-Hinds | 52349 | EC001952 | EF005127 | 110 - 277 | 9.0
CEAG Crouse-Hinds | 52349 | EC001952 | EF005474 | EV006422 | 9.0
CEAG Crouse-Hinds | 52349 | EC001952 | EF005728 | EV009071 | 9.0
CEAG Crouse-Hinds | 52349 | EC001952 | EF005905 | Oui | 9.0
CEAG Crouse-Hinds | 52349 | EC001952 | EF007556 | Oui | 9.0
CEAG Crouse-Hinds | 52349 | EC001952 | EF008157 | EV011539 | 9.0
CEAG Crouse-Hinds | 52349 | EC001952 | EF008404 | EV010598 | 9.0
CEAG Crouse-Hinds | 52349 | EC001952 | EF009346 | 5000 - 5000 | 9.0
CEAG Crouse-Hinds | 52349 | EC001952 | EF009347 | 44 | 9.0
CEAG Crouse-Hinds | 52349 | EC001952 | EF009349 | 5610 | 9.0
CEAG Crouse-Hinds | 52349 | EC001952 | EF009350 | EV000202 | 9.0
CEAG Crouse-Hinds | 52349 | EC001952 | EF009482 | Non | 9.0
CEAG Crouse-Hinds | 52349 | EC001952 | EF011868 | EV013935 | 9.0
CEAG Crouse-Hinds | 52349 | EC001952 | EF011959 | EV000154 | 9.0
CEAG Crouse-Hinds | 52349 | EC001952 | EF012170 | EV000494 | 9.0
CEAG Crouse-Hinds | 52349 | EC001952 | EF016286 | Oui | 9.0
CEAG Crouse-Hinds | 52349 | EC001952 | EF025740 | 0.95 | 9.0
CEAG Crouse-Hinds | 52350 | EC001952 | EF000003 | EV010173 | 9.0
CEAG Crouse-Hinds | 52350 | EC001952 | EF000004 | EV000582 | 9.0
CEAG Crouse-Hinds | 52350 | EC001952 | EF000008 | 201 | 9.0
CEAG Crouse-Hinds | 52350 | EC001952 | EF000048 | EV000494 | 9.0
CEAG Crouse-Hinds | 52350 | EC001952 | EF000085 | 6 | 9.0
CEAG Crouse-Hinds | 52350 | EC001952 | EF000124 | EV001008 | 9.0
CEAG Crouse-Hinds | 52350 | EC001952 | EF000187 | EV000509 | 9.0
CEAG Crouse-Hinds | 52350 | EC001952 | EF000280 | 67 - 67 | 9.0
CEAG Crouse-Hinds | 52350 | EC001952 | EF000381 | EV011531 | 9.0
CEAG Crouse-Hinds | 52350 | EC001952 | EF000441 | Non | 9.0
CEAG Crouse-Hinds | 52350 | EC001952 | EF001391 | 6 | 9.0
CEAG Crouse-Hinds | 52350 | EC001952 | EF001438 | 931 | 9.0
CEAG Crouse-Hinds | 52350 | EC001952 | EF001456 | 115 | 9.0
CEAG Crouse-Hinds | 52350 | EC001952 | EF002423 | EV011514 | 9.0
CEAG Crouse-Hinds | 52350 | EC001952 | EF004284 | EV006800 | 9.0
CEAG Crouse-Hinds | 52350 | EC001952 | EF004293 | EV008784 | 9.0
CEAG Crouse-Hinds | 52350 | EC001952 | EF005127 | 110 - 277 | 9.0
CEAG Crouse-Hinds | 52350 | EC001952 | EF005474 | EV006422 | 9.0
CEAG Crouse-Hinds | 52350 | EC001952 | EF005728 | EV009071 | 9.0
CEAG Crouse-Hinds | 52350 | EC001952 | EF005905 | Oui | 9.0
CEAG Crouse-Hinds | 52350 | EC001952 | EF007556 | Oui | 9.0
CEAG Crouse-Hinds | 52350 | EC001952 | EF008157 | EV011539 | 9.0
CEAG Crouse-Hinds | 52350 | EC001952 | EF008404 | EV010598 | 9.0
CEAG Crouse-Hinds | 52350 | EC001952 | EF009346 | 5000 - 5000 | 9.0
CEAG Crouse-Hinds | 52350 | EC001952 | EF009347 | 67 | 9.0
CEAG Crouse-Hinds | 52350 | EC001952 | EF009349 | 8600 | 9.0
CEAG Crouse-Hinds | 52350 | EC001952 | EF009350 | EV000202 | 9.0
CEAG Crouse-Hinds | 52350 | EC001952 | EF009482 | Non | 9.0
CEAG Crouse-Hinds | 52350 | EC001952 | EF011868 | EV013935 | 9.0
CEAG Crouse-Hinds | 52350 | EC001952 | EF011959 | EV000154 | 9.0
CEAG Crouse-Hinds | 52350 | EC001952 | EF012170 | EV000494 | 9.0
CEAG Crouse-Hinds | 52350 | EC001952 | EF016286 | Oui | 9.0
CEAG Crouse-Hinds | 52350 | EC001952 | EF025740 | 0.95 | 9.0
CEAG Crouse-Hinds | 52351 | EC001952 | EF000003 | EV010173 | 9.0
CEAG Crouse-Hinds | 52351 | EC001952 | EF000004 | EV000582 | 9.0
CEAG Crouse-Hinds | 52351 | EC001952 | EF000008 | 201 | 9.0
CEAG Crouse-Hinds | 52351 | EC001952 | EF000048 | EV000494 | 9.0
CEAG Crouse-Hinds | 52351 | EC001952 | EF000085 | 6 | 9.0
CEAG Crouse-Hinds | 52351 | EC001952 | EF000124 | EV001008 | 9.0
CEAG Crouse-Hinds | 52351 | EC001952 | EF000187 | EV000509 | 9.0
CEAG Crouse-Hinds | 52351 | EC001952 | EF000280 | 22 - 22 | 9.0
CEAG Crouse-Hinds | 52351 | EC001952 | EF000381 | EV011531 | 9.0
CEAG Crouse-Hinds | 52351 | EC001952 | EF000441 | Non | 9.0
CEAG Crouse-Hinds | 52351 | EC001952 | EF001391 | 6 | 9.0
CEAG Crouse-Hinds | 52351 | EC001952 | EF001438 | 770 | 9.0
CEAG Crouse-Hinds | 52351 | EC001952 | EF001456 | 115 | 9.0
CEAG Crouse-Hinds | 52351 | EC001952 | EF002423 | EV011514 | 9.0
CEAG Crouse-Hinds | 52351 | EC001952 | EF004284 | EV014414 | 9.0
CEAG Crouse-Hinds | 52351 | EC001952 | EF004293 | EV008784 | 9.0
CEAG Crouse-Hinds | 52351 | EC001952 | EF005127 | 110 - 277 | 9.0
CEAG Crouse-Hinds | 52351 | EC001952 | EF005474 | EV006422 | 9.0
CEAG Crouse-Hinds | 52351 | EC001952 | EF005728 | EV009071 | 9.0
CEAG Crouse-Hinds | 52351 | EC001952 | EF005905 | Oui | 9.0
CEAG Crouse-Hinds | 52351 | EC001952 | EF007556 | Oui | 9.0
CEAG Crouse-Hinds | 52351 | EC001952 | EF008157 | EV011539 | 9.0
CEAG Crouse-Hinds | 52351 | EC001952 | EF008404 | EV010598 | 9.0
CEAG Crouse-Hinds | 52351 | EC001952 | EF009346 | 5000 - 5000 | 9.0
CEAG Crouse-Hinds | 52351 | EC001952 | EF009347 | 22 | 9.0
CEAG Crouse-Hinds | 52351 | EC001952 | EF009349 | 2490 | 9.0
CEAG Crouse-Hinds | 52351 | EC001952 | EF009350 | EV000202 | 9.0
CEAG Crouse-Hinds | 52351 | EC001952 | EF009482 | Non | 9.0
CEAG Crouse-Hinds | 52351 | EC001952 | EF011868 | EV013935 | 9.0
CEAG Crouse-Hinds | 52351 | EC001952 | EF011959 | EV000154 | 9.0
CEAG Crouse-Hinds | 52351 | EC001952 | EF012170 | EV014410 | 9.0
CEAG Crouse-Hinds | 52351 | EC001952 | EF016286 | Oui | 9.0
CEAG Crouse-Hinds | 52351 | EC001952 | EF025740 | 0.95 | 9.0
CEAG Crouse-Hinds | 52352 | EC001952 | EF000003 | EV010173 | 9.0
CEAG Crouse-Hinds | 52352 | EC001952 | EF000004 | EV000582 | 9.0
CEAG Crouse-Hinds | 52352 | EC001952 | EF000008 | 201 | 9.0
CEAG Crouse-Hinds | 52352 | EC001952 | EF000048 | EV000494 | 9.0
CEAG Crouse-Hinds | 52352 | EC001952 | EF000085 | 6 | 9.0
CEAG Crouse-Hinds | 52352 | EC001952 | EF000124 | EV001008 | 9.0
CEAG Crouse-Hinds | 52352 | EC001952 | EF000187 | EV000509 | 9.0
CEAG Crouse-Hinds | 52352 | EC001952 | EF000280 | 44 - 44 | 9.0
CEAG Crouse-Hinds | 52352 | EC001952 | EF000381 | EV011531 | 9.0
CEAG Crouse-Hinds | 52352 | EC001952 | EF000441 | Non | 9.0
CEAG Crouse-Hinds | 52352 | EC001952 | EF001391 | 6 | 9.0
CEAG Crouse-Hinds | 52352 | EC001952 | EF001438 | 770 | 9.0
CEAG Crouse-Hinds | 52352 | EC001952 | EF001456 | 115 | 9.0
CEAG Crouse-Hinds | 52352 | EC001952 | EF002423 | EV011514 | 9.0
CEAG Crouse-Hinds | 52352 | EC001952 | EF004284 | EV014414 | 9.0
CEAG Crouse-Hinds | 52352 | EC001952 | EF004293 | EV008784 | 9.0
CEAG Crouse-Hinds | 52352 | EC001952 | EF005127 | 110 - 277 | 9.0
CEAG Crouse-Hinds | 52352 | EC001952 | EF005474 | EV006422 | 9.0
CEAG Crouse-Hinds | 52352 | EC001952 | EF005728 | EV009071 | 9.0
CEAG Crouse-Hinds | 52352 | EC001952 | EF005905 | Oui | 9.0
CEAG Crouse-Hinds | 52352 | EC001952 | EF007556 | Oui | 9.0
CEAG Crouse-Hinds | 52352 | EC001952 | EF008157 | EV011539 | 9.0
CEAG Crouse-Hinds | 52352 | EC001952 | EF008404 | EV010598 | 9.0
CEAG Crouse-Hinds | 52352 | EC001952 | EF009346 | 5000 - 5000 | 9.0
CEAG Crouse-Hinds | 52352 | EC001952 | EF009347 | 44 | 9.0
CEAG Crouse-Hinds | 52352 | EC001952 | EF009349 | 4940 | 9.0
CEAG Crouse-Hinds | 52352 | EC001952 | EF009350 | EV000202 | 9.0
CEAG Crouse-Hinds | 52352 | EC001952 | EF009482 | Non | 9.0
CEAG Crouse-Hinds | 52352 | EC001952 | EF011868 | EV013935 | 9.0
CEAG Crouse-Hinds | 52352 | EC001952 | EF011959 | EV000154 | 9.0
CEAG Crouse-Hinds | 52352 | EC001952 | EF012170 | EV014410 | 9.0
CEAG Crouse-Hinds | 52352 | EC001952 | EF016286 | Oui | 9.0
CEAG Crouse-Hinds | 52352 | EC001952 | EF025740 | 0.95 | 9.0
CEAG Crouse-Hinds | 52353 | EC001952 | EF000003 | EV010173 | 9.0
CEAG Crouse-Hinds | 52353 | EC001952 | EF000004 | EV000582 | 9.0
CEAG Crouse-Hinds | 52353 | EC001952 | EF000008 | 201 | 9.0
CEAG Crouse-Hinds | 52353 | EC001952 | EF000048 | EV000494 | 9.0
CEAG Crouse-Hinds | 52353 | EC001952 | EF000085 | 6 | 9.0
CEAG Crouse-Hinds | 52353 | EC001952 | EF000124 | EV001008 | 9.0
CEAG Crouse-Hinds | 52353 | EC001952 | EF000187 | EV000509 | 9.0
CEAG Crouse-Hinds | 52353 | EC001952 | EF000280 | 67 - 67 | 9.0
CEAG Crouse-Hinds | 52353 | EC001952 | EF000381 | EV011531 | 9.0
CEAG Crouse-Hinds | 52353 | EC001952 | EF000441 | Non | 9.0
CEAG Crouse-Hinds | 52353 | EC001952 | EF001391 | 6 | 9.0
CEAG Crouse-Hinds | 52353 | EC001952 | EF001438 | 931 | 9.0
CEAG Crouse-Hinds | 52353 | EC001952 | EF001456 | 115 | 9.0
CEAG Crouse-Hinds | 52353 | EC001952 | EF002423 | EV011514 | 9.0
CEAG Crouse-Hinds | 52353 | EC001952 | EF004284 | EV014414 | 9.0
CEAG Crouse-Hinds | 52353 | EC001952 | EF004293 | EV008784 | 9.0
CEAG Crouse-Hinds | 52353 | EC001952 | EF005127 | 110 - 277 | 9.0
CEAG Crouse-Hinds | 52353 | EC001952 | EF005474 | EV006422 | 9.0
CEAG Crouse-Hinds | 52353 | EC001952 | EF005728 | EV009071 | 9.0
CEAG Crouse-Hinds | 52353 | EC001952 | EF005905 | Oui | 9.0
CEAG Crouse-Hinds | 52353 | EC001952 | EF007556 | Oui | 9.0
CEAG Crouse-Hinds | 52353 | EC001952 | EF008157 | EV011534 | 9.0
CEAG Crouse-Hinds | 52353 | EC001952 | EF008404 | EV010598 | 9.0
CEAG Crouse-Hinds | 52353 | EC001952 | EF009346 | 5000 - 5000 | 9.0
CEAG Crouse-Hinds | 52353 | EC001952 | EF009347 | 67 | 9.0
CEAG Crouse-Hinds | 52353 | EC001952 | EF009349 | 7370 | 9.0
CEAG Crouse-Hinds | 52353 | EC001952 | EF009350 | EV000202 | 9.0
CEAG Crouse-Hinds | 52353 | EC001952 | EF009482 | Non | 9.0
CEAG Crouse-Hinds | 52353 | EC001952 | EF011868 | EV015019 | 9.0
CEAG Crouse-Hinds | 52353 | EC001952 | EF011959 | EV000154 | 9.0
CEAG Crouse-Hinds | 52353 | EC001952 | EF012170 | EV014410 | 9.0
CEAG Crouse-Hinds | 52353 | EC001952 | EF016286 | Oui | 9.0
CEAG Crouse-Hinds | 52353 | EC001952 | EF025740 | 0.95 | 9.0
CEAG Crouse-Hinds | 52354 | EC001952 | EF000003 | EV010173 | 9.0
CEAG Crouse-Hinds | 52354 | EC001952 | EF000004 | EV000582 | 9.0
CEAG Crouse-Hinds | 52354 | EC001952 | EF000008 | 201 | 9.0
CEAG Crouse-Hinds | 52354 | EC001952 | EF000048 | EV000494 | 9.0
CEAG Crouse-Hinds | 52354 | EC001952 | EF000085 | 6 | 9.0
CEAG Crouse-Hinds | 52354 | EC001952 | EF000124 | EV001008 | 9.0
CEAG Crouse-Hinds | 52354 | EC001952 | EF000187 | EV000509 | 9.0
CEAG Crouse-Hinds | 52354 | EC001952 | EF000280 | 44 - 44 | 9.0
CEAG Crouse-Hinds | 52354 | EC001952 | EF000381 | EV011531 | 9.0
CEAG Crouse-Hinds | 52354 | EC001952 | EF000441 | Non | 9.0
CEAG Crouse-Hinds | 52354 | EC001952 | EF001391 | 6 | 9.0
CEAG Crouse-Hinds | 52354 | EC001952 | EF001438 | 931 | 9.0
CEAG Crouse-Hinds | 52354 | EC001952 | EF001456 | 115 | 9.0
CEAG Crouse-Hinds | 52354 | EC001952 | EF002423 | EV011514 | 9.0
CEAG Crouse-Hinds | 52354 | EC001952 | EF004284 | EV006800 | 9.0
CEAG Crouse-Hinds | 52354 | EC001952 | EF004293 | EV008784 | 9.0
CEAG Crouse-Hinds | 52354 | EC001952 | EF005127 | 110 - 277 | 9.0
CEAG Crouse-Hinds | 52354 | EC001952 | EF005474 | EV006422 | 9.0
CEAG Crouse-Hinds | 52354 | EC001952 | EF005728 | EV009071 | 9.0
CEAG Crouse-Hinds | 52354 | EC001952 | EF005905 | Oui | 9.0
CEAG Crouse-Hinds | 52354 | EC001952 | EF007556 | Oui | 9.0
CEAG Crouse-Hinds | 52354 | EC001952 | EF008157 | EV011534 | 9.0
CEAG Crouse-Hinds | 52354 | EC001952 | EF008404 | EV010598 | 9.0
CEAG Crouse-Hinds | 52354 | EC001952 | EF009346 | 5000 - 5000 | 9.0
CEAG Crouse-Hinds | 52354 | EC001952 | EF009347 | 44 | 9.0
CEAG Crouse-Hinds | 52354 | EC001952 | EF009349 | 5890 | 9.0
CEAG Crouse-Hinds | 52354 | EC001952 | EF009350 | EV000235 | 9.0
CEAG Crouse-Hinds | 52354 | EC001952 | EF009482 | Non | 9.0
CEAG Crouse-Hinds | 52354 | EC001952 | EF011868 | EV015019 | 9.0
CEAG Crouse-Hinds | 52354 | EC001952 | EF011959 | EV000154 | 9.0
CEAG Crouse-Hinds | 52354 | EC001952 | EF012170 | EV014410 | 9.0
CEAG Crouse-Hinds | 52354 | EC001952 | EF016286 | Oui | 9.0
CEAG Crouse-Hinds | 52354 | EC001952 | EF025740 | 0.95 | 9.0
CEAG Crouse-Hinds | 52355 | EC001952 | EF000003 | EV010173 | 9.0
CEAG Crouse-Hinds | 52355 | EC001952 | EF000004 | EV000582 | 9.0
CEAG Crouse-Hinds | 52355 | EC001952 | EF000008 | 201 | 9.0
CEAG Crouse-Hinds | 52355 | EC001952 | EF000048 | EV000494 | 9.0
CEAG Crouse-Hinds | 52355 | EC001952 | EF000085 | 6 | 9.0
CEAG Crouse-Hinds | 52355 | EC001952 | EF000124 | EV001008 | 9.0
CEAG Crouse-Hinds | 52355 | EC001952 | EF000187 | EV000509 | 9.0
CEAG Crouse-Hinds | 52355 | EC001952 | EF000280 | 44 - 44 | 9.0
CEAG Crouse-Hinds | 52355 | EC001952 | EF000381 | EV011531 | 9.0
CEAG Crouse-Hinds | 52355 | EC001952 | EF000441 | Non | 9.0
CEAG Crouse-Hinds | 52355 | EC001952 | EF001391 | 6 | 9.0
CEAG Crouse-Hinds | 52355 | EC001952 | EF001438 | 931 | 9.0
CEAG Crouse-Hinds | 52355 | EC001952 | EF001456 | 115 | 9.0
CEAG Crouse-Hinds | 52355 | EC001952 | EF002423 | EV011514 | 9.0
CEAG Crouse-Hinds | 52355 | EC001952 | EF004284 | EV006800 | 9.0
CEAG Crouse-Hinds | 52355 | EC001952 | EF004293 | EV008784 | 9.0
CEAG Crouse-Hinds | 52355 | EC001952 | EF005127 | 110 - 277 | 9.0
CEAG Crouse-Hinds | 52355 | EC001952 | EF005474 | EV006422 | 9.0
CEAG Crouse-Hinds | 52355 | EC001952 | EF005728 | EV009071 | 9.0
CEAG Crouse-Hinds | 52355 | EC001952 | EF005905 | Oui | 9.0
CEAG Crouse-Hinds | 52355 | EC001952 | EF007556 | Oui | 9.0
CEAG Crouse-Hinds | 52355 | EC001952 | EF008157 | EV011534 | 9.0
CEAG Crouse-Hinds | 52355 | EC001952 | EF008404 | EV010598 | 9.0
CEAG Crouse-Hinds | 52355 | EC001952 | EF009346 | 5000 - 5000 | 9.0
CEAG Crouse-Hinds | 52355 | EC001952 | EF009347 | 44 | 9.0
CEAG Crouse-Hinds | 52355 | EC001952 | EF009349 | 6110 | 9.0
CEAG Crouse-Hinds | 52355 | EC001952 | EF009350 | EV000202 | 9.0
CEAG Crouse-Hinds | 52355 | EC001952 | EF009482 | Non | 9.0
CEAG Crouse-Hinds | 52355 | EC001952 | EF011868 | EV015019 | 9.0
CEAG Crouse-Hinds | 52355 | EC001952 | EF011959 | EV000154 | 9.0
CEAG Crouse-Hinds | 52355 | EC001952 | EF012170 | EV014410 | 9.0
CEAG Crouse-Hinds | 52355 | EC001952 | EF016286 | Oui | 9.0
CEAG Crouse-Hinds | 52355 | EC001952 | EF025740 | 0.95 | 9.0
CEAG Crouse-Hinds | 52356 | EC001952 | EF000003 | EV010173 | 9.0
CEAG Crouse-Hinds | 52356 | EC001952 | EF000004 | EV000582 | 9.0
CEAG Crouse-Hinds | 52356 | EC001952 | EF000008 | 201 | 9.0
CEAG Crouse-Hinds | 52356 | EC001952 | EF000048 | EV000494 | 9.0
CEAG Crouse-Hinds | 52356 | EC001952 | EF000085 | 6 | 9.0
CEAG Crouse-Hinds | 52356 | EC001952 | EF000124 | EV001008 | 9.0
CEAG Crouse-Hinds | 52356 | EC001952 | EF000187 | EV000509 | 9.0
CEAG Crouse-Hinds | 52356 | EC001952 | EF000280 | 44 - 44 | 9.0
CEAG Crouse-Hinds | 52356 | EC001952 | EF000381 | EV011531 | 9.0
CEAG Crouse-Hinds | 52356 | EC001952 | EF000441 | Non | 9.0
CEAG Crouse-Hinds | 52356 | EC001952 | EF001391 | 6 | 9.0
CEAG Crouse-Hinds | 52356 | EC001952 | EF001438 | 931 | 9.0
CEAG Crouse-Hinds | 52356 | EC001952 | EF001456 | 115 | 9.0
CEAG Crouse-Hinds | 52356 | EC001952 | EF002423 | EV011514 | 9.0
CEAG Crouse-Hinds | 52356 | EC001952 | EF004284 | EV006800 | 9.0
CEAG Crouse-Hinds | 52356 | EC001952 | EF004293 | EV008784 | 9.0
CEAG Crouse-Hinds | 52356 | EC001952 | EF005127 | 110 - 277 | 9.0
CEAG Crouse-Hinds | 52356 | EC001952 | EF005474 | EV006422 | 9.0
CEAG Crouse-Hinds | 52356 | EC001952 | EF005728 | EV009071 | 9.0
CEAG Crouse-Hinds | 52356 | EC001952 | EF005905 | Oui | 9.0
CEAG Crouse-Hinds | 52356 | EC001952 | EF007556 | Oui | 9.0
CEAG Crouse-Hinds | 52356 | EC001952 | EF008157 | EV011534 | 9.0
CEAG Crouse-Hinds | 52356 | EC001952 | EF008404 | EV010598 | 9.0
CEAG Crouse-Hinds | 52356 | EC001952 | EF009346 | 5000 - 5000 | 9.0
CEAG Crouse-Hinds | 52356 | EC001952 | EF009347 | 44 | 9.0
CEAG Crouse-Hinds | 52356 | EC001952 | EF009349 | 6110 | 9.0
CEAG Crouse-Hinds | 52356 | EC001952 | EF009350 | EV000202 | 9.0
CEAG Crouse-Hinds | 52356 | EC001952 | EF009482 | Non | 9.0
CEAG Crouse-Hinds | 52356 | EC001952 | EF011868 | EV015020 | 9.0
CEAG Crouse-Hinds | 52356 | EC001952 | EF011959 | EV000154 | 9.0
CEAG Crouse-Hinds | 52356 | EC001952 | EF012170 | EV014410 | 9.0
CEAG Crouse-Hinds | 52356 | EC001952 | EF016286 | Oui | 9.0
CEAG Crouse-Hinds | 52356 | EC001952 | EF025740 | 0.95 | 9.0
CEAG Crouse-Hinds | 52357 | EC001952 | EF000003 | EV010173 | 9.0
CEAG Crouse-Hinds | 52357 | EC001952 | EF000004 | EV000582 | 9.0
CEAG Crouse-Hinds | 52357 | EC001952 | EF000008 | 201 | 9.0
CEAG Crouse-Hinds | 52357 | EC001952 | EF000048 | EV000494 | 9.0
CEAG Crouse-Hinds | 52357 | EC001952 | EF000085 | 6 | 9.0
CEAG Crouse-Hinds | 52357 | EC001952 | EF000124 | EV001008 | 9.0
CEAG Crouse-Hinds | 52357 | EC001952 | EF000187 | EV000509 | 9.0
CEAG Crouse-Hinds | 52357 | EC001952 | EF000280 | 44 - 44 | 9.0
CEAG Crouse-Hinds | 52357 | EC001952 | EF000381 | EV011531 | 9.0
CEAG Crouse-Hinds | 52357 | EC001952 | EF000441 | Non | 9.0
CEAG Crouse-Hinds | 52357 | EC001952 | EF001391 | 6 | 9.0
CEAG Crouse-Hinds | 52357 | EC001952 | EF001438 | 931 | 9.0
CEAG Crouse-Hinds | 52357 | EC001952 | EF001456 | 115 | 9.0
CEAG Crouse-Hinds | 52357 | EC001952 | EF002423 | EV011514 | 9.0
CEAG Crouse-Hinds | 52357 | EC001952 | EF004284 | EV006800 | 9.0
CEAG Crouse-Hinds | 52357 | EC001952 | EF004293 | EV008784 | 9.0
CEAG Crouse-Hinds | 52357 | EC001952 | EF005127 | 110 - 277 | 9.0
CEAG Crouse-Hinds | 52357 | EC001952 | EF005474 | EV006422 | 9.0
CEAG Crouse-Hinds | 52357 | EC001952 | EF005728 | EV009071 | 9.0
CEAG Crouse-Hinds | 52357 | EC001952 | EF005905 | Oui | 9.0
CEAG Crouse-Hinds | 52357 | EC001952 | EF007556 | Oui | 9.0
CEAG Crouse-Hinds | 52357 | EC001952 | EF008157 | EV011534 | 9.0
CEAG Crouse-Hinds | 52357 | EC001952 | EF008404 | EV010598 | 9.0
CEAG Crouse-Hinds | 52357 | EC001952 | EF009346 | 5000 - 5000 | 9.0
CEAG Crouse-Hinds | 52357 | EC001952 | EF009347 | 44 | 9.0
CEAG Crouse-Hinds | 52357 | EC001952 | EF009349 | 6110 | 9.0
CEAG Crouse-Hinds | 52357 | EC001952 | EF009350 | EV000202 | 9.0
CEAG Crouse-Hinds | 52357 | EC001952 | EF009482 | Non | 9.0
CEAG Crouse-Hinds | 52357 | EC001952 | EF011868 | EV015019 | 9.0
CEAG Crouse-Hinds | 52357 | EC001952 | EF011959 | EV000154 | 9.0
CEAG Crouse-Hinds | 52357 | EC001952 | EF012170 | EV014410 | 9.0
CEAG Crouse-Hinds | 52357 | EC001952 | EF016286 | Oui | 9.0
CEAG Crouse-Hinds | 52357 | EC001952 | EF025740 | 0.95 | 9.0
CEAG Crouse-Hinds | 52358 | EC001952 | EF000003 | EV010173 | 9.0
CEAG Crouse-Hinds | 52358 | EC001952 | EF000004 | EV000582 | 9.0
CEAG Crouse-Hinds | 52358 | EC001952 | EF000008 | 201 | 9.0
CEAG Crouse-Hinds | 52358 | EC001952 | EF000048 | EV000494 | 9.0
CEAG Crouse-Hinds | 52358 | EC001952 | EF000085 | 6 | 9.0
CEAG Crouse-Hinds | 52358 | EC001952 | EF000124 | EV001008 | 9.0
CEAG Crouse-Hinds | 52358 | EC001952 | EF000187 | EV000509 | 9.0
CEAG Crouse-Hinds | 52358 | EC001952 | EF000280 | 44 - 44 | 9.0
CEAG Crouse-Hinds | 52358 | EC001952 | EF000381 | EV011531 | 9.0
CEAG Crouse-Hinds | 52358 | EC001952 | EF000441 | Non | 9.0
CEAG Crouse-Hinds | 52358 | EC001952 | EF001391 | 6 | 9.0
CEAG Crouse-Hinds | 52358 | EC001952 | EF001438 | 931 | 9.0
CEAG Crouse-Hinds | 52358 | EC001952 | EF001456 | 115 | 9.0
CEAG Crouse-Hinds | 52358 | EC001952 | EF002423 | EV011514 | 9.0
CEAG Crouse-Hinds | 52358 | EC001952 | EF004284 | EV006800 | 9.0
CEAG Crouse-Hinds | 52358 | EC001952 | EF004293 | EV008784 | 9.0
CEAG Crouse-Hinds | 52358 | EC001952 | EF005127 | 110 - 277 | 9.0
CEAG Crouse-Hinds | 52358 | EC001952 | EF005474 | EV006422 | 9.0
CEAG Crouse-Hinds | 52358 | EC001952 | EF005728 | EV009071 | 9.0
CEAG Crouse-Hinds | 52358 | EC001952 | EF005905 | Oui | 9.0
CEAG Crouse-Hinds | 52358 | EC001952 | EF007556 | Oui | 9.0
CEAG Crouse-Hinds | 52358 | EC001952 | EF008157 | EV011534 | 9.0
CEAG Crouse-Hinds | 52358 | EC001952 | EF008404 | EV010598 | 9.0
CEAG Crouse-Hinds | 52358 | EC001952 | EF009346 | 5000 - 5000 | 9.0
CEAG Crouse-Hinds | 52358 | EC001952 | EF009347 | 44 | 9.0
CEAG Crouse-Hinds | 52358 | EC001952 | EF009349 | 6110 | 9.0
CEAG Crouse-Hinds | 52358 | EC001952 | EF009350 | EV000202 | 9.0
CEAG Crouse-Hinds | 52358 | EC001952 | EF009482 | Non | 9.0
CEAG Crouse-Hinds | 52358 | EC001952 | EF011868 | EV015020 | 9.0
CEAG Crouse-Hinds | 52358 | EC001952 | EF011959 | EV000154 | 9.0
CEAG Crouse-Hinds | 52358 | EC001952 | EF012170 | EV014410 | 9.0
CEAG Crouse-Hinds | 52358 | EC001952 | EF016286 | Oui | 9.0
CEAG Crouse-Hinds | 52358 | EC001952 | EF025740 | 0.95 | 9.0
CEAG Crouse-Hinds | 52359 | EC001952 | EF000003 | EV010173 | 9.0
CEAG Crouse-Hinds | 52359 | EC001952 | EF000004 | EV000582 | 9.0
CEAG Crouse-Hinds | 52359 | EC001952 | EF000008 | 201 | 9.0
CEAG Crouse-Hinds | 52359 | EC001952 | EF000048 | EV000494 | 9.0
CEAG Crouse-Hinds | 52359 | EC001952 | EF000085 | 6 | 9.0
CEAG Crouse-Hinds | 52359 | EC001952 | EF000124 | EV001008 | 9.0
CEAG Crouse-Hinds | 52359 | EC001952 | EF000187 | EV000509 | 9.0
CEAG Crouse-Hinds | 52359 | EC001952 | EF000280 | 44 - 44 | 9.0
CEAG Crouse-Hinds | 52359 | EC001952 | EF000381 | EV011531 | 9.0
CEAG Crouse-Hinds | 52359 | EC001952 | EF000441 | Non | 9.0
CEAG Crouse-Hinds | 52359 | EC001952 | EF001391 | 6 | 9.0
CEAG Crouse-Hinds | 52359 | EC001952 | EF001438 | 931 | 9.0
CEAG Crouse-Hinds | 52359 | EC001952 | EF001456 | 115 | 9.0
CEAG Crouse-Hinds | 52359 | EC001952 | EF002423 | EV011514 | 9.0
CEAG Crouse-Hinds | 52359 | EC001952 | EF004284 | EV014414 | 9.0
CEAG Crouse-Hinds | 52359 | EC001952 | EF004293 | EV008784 | 9.0
CEAG Crouse-Hinds | 52359 | EC001952 | EF005127 | 110 - 277 | 9.0
CEAG Crouse-Hinds | 52359 | EC001952 | EF005474 | EV006422 | 9.0
CEAG Crouse-Hinds | 52359 | EC001952 | EF005728 | EV009071 | 9.0
CEAG Crouse-Hinds | 52359 | EC001952 | EF005905 | Oui | 9.0
CEAG Crouse-Hinds | 52359 | EC001952 | EF007556 | Oui | 9.0
CEAG Crouse-Hinds | 52359 | EC001952 | EF008157 | EV011534 | 9.0
CEAG Crouse-Hinds | 52359 | EC001952 | EF008404 | EV010598 | 9.0
CEAG Crouse-Hinds | 52359 | EC001952 | EF009346 | 5000 - 5000 | 9.0
CEAG Crouse-Hinds | 52359 | EC001952 | EF009347 | 44 | 9.0
CEAG Crouse-Hinds | 52359 | EC001952 | EF009349 | 5050 | 9.0
CEAG Crouse-Hinds | 52359 | EC001952 | EF009350 | EV000202 | 9.0
CEAG Crouse-Hinds | 52359 | EC001952 | EF009482 | Non | 9.0
CEAG Crouse-Hinds | 52359 | EC001952 | EF011868 | EV015019 | 9.0
CEAG Crouse-Hinds | 52359 | EC001952 | EF011959 | EV000154 | 9.0
CEAG Crouse-Hinds | 52359 | EC001952 | EF012170 | EV014410 | 9.0
CEAG Crouse-Hinds | 52359 | EC001952 | EF016286 | Oui | 9.0
CEAG Crouse-Hinds | 52359 | EC001952 | EF025740 | 0.95 | 9.0
CEAG Crouse-Hinds | 52360 | EC001952 | EF000003 | EV010173 | 9.0
CEAG Crouse-Hinds | 52360 | EC001952 | EF000004 | EV000582 | 9.0
CEAG Crouse-Hinds | 52360 | EC001952 | EF000008 | 201 | 9.0
CEAG Crouse-Hinds | 52360 | EC001952 | EF000048 | EV000494 | 9.0
CEAG Crouse-Hinds | 52360 | EC001952 | EF000085 | 6 | 9.0
CEAG Crouse-Hinds | 52360 | EC001952 | EF000124 | EV001008 | 9.0
CEAG Crouse-Hinds | 52360 | EC001952 | EF000187 | EV000509 | 9.0
CEAG Crouse-Hinds | 52360 | EC001952 | EF000280 | 44 - 44 | 9.0
CEAG Crouse-Hinds | 52360 | EC001952 | EF000381 | EV011531 | 9.0
CEAG Crouse-Hinds | 52360 | EC001952 | EF000441 | Non | 9.0
CEAG Crouse-Hinds | 52360 | EC001952 | EF001391 | 6 | 9.0
CEAG Crouse-Hinds | 52360 | EC001952 | EF001438 | 931 | 9.0
CEAG Crouse-Hinds | 52360 | EC001952 | EF001456 | 115 | 9.0
CEAG Crouse-Hinds | 52360 | EC001952 | EF002423 | EV011514 | 9.0
CEAG Crouse-Hinds | 52360 | EC001952 | EF004284 | EV014414 | 9.0
CEAG Crouse-Hinds | 52360 | EC001952 | EF004293 | EV008784 | 9.0
CEAG Crouse-Hinds | 52360 | EC001952 | EF005127 | 110 - 277 | 9.0
CEAG Crouse-Hinds | 52360 | EC001952 | EF005474 | EV006422 | 9.0
CEAG Crouse-Hinds | 52360 | EC001952 | EF005728 | EV009071 | 9.0
CEAG Crouse-Hinds | 52360 | EC001952 | EF005905 | Oui | 9.0
CEAG Crouse-Hinds | 52360 | EC001952 | EF007556 | Oui | 9.0
CEAG Crouse-Hinds | 52360 | EC001952 | EF008157 | EV011534 | 9.0
CEAG Crouse-Hinds | 52360 | EC001952 | EF008404 | EV010598 | 9.0
CEAG Crouse-Hinds | 52360 | EC001952 | EF009346 | 5000 - 5000 | 9.0
CEAG Crouse-Hinds | 52360 | EC001952 | EF009347 | 44 | 9.0
CEAG Crouse-Hinds | 52360 | EC001952 | EF009349 | 5050 | 9.0
CEAG Crouse-Hinds | 52360 | EC001952 | EF009350 | EV000202 | 9.0
CEAG Crouse-Hinds | 52360 | EC001952 | EF009482 | Non | 9.0
CEAG Crouse-Hinds | 52360 | EC001952 | EF011868 | EV015020 | 9.0
CEAG Crouse-Hinds | 52360 | EC001952 | EF011959 | EV000154 | 9.0
CEAG Crouse-Hinds | 52360 | EC001952 | EF012170 | EV014410 | 9.0
CEAG Crouse-Hinds | 52360 | EC001952 | EF016286 | Oui | 9.0
CEAG Crouse-Hinds | 52360 | EC001952 | EF025740 | 0.95 | 9.0
CEAG Crouse-Hinds | 52361 | EC001952 | EF000003 | EV010173 | 9.0
CEAG Crouse-Hinds | 52361 | EC001952 | EF000004 | EV000582 | 9.0
CEAG Crouse-Hinds | 52361 | EC001952 | EF000008 | 201 | 9.0
CEAG Crouse-Hinds | 52361 | EC001952 | EF000048 | EV000494 | 9.0
CEAG Crouse-Hinds | 52361 | EC001952 | EF000085 | 6 | 9.0
CEAG Crouse-Hinds | 52361 | EC001952 | EF000124 | EV001008 | 9.0
CEAG Crouse-Hinds | 52361 | EC001952 | EF000187 | EV000509 | 9.0
CEAG Crouse-Hinds | 52361 | EC001952 | EF000280 | 44 - 44 | 9.0
CEAG Crouse-Hinds | 52361 | EC001952 | EF000381 | EV011531 | 9.0
CEAG Crouse-Hinds | 52361 | EC001952 | EF000441 | Non | 9.0
CEAG Crouse-Hinds | 52361 | EC001952 | EF001391 | 6 | 9.0
CEAG Crouse-Hinds | 52361 | EC001952 | EF001438 | 931 | 9.0
CEAG Crouse-Hinds | 52361 | EC001952 | EF001456 | 115 | 9.0
CEAG Crouse-Hinds | 52361 | EC001952 | EF002423 | EV011514 | 9.0
CEAG Crouse-Hinds | 52361 | EC001952 | EF004284 | EV014414 | 9.0
CEAG Crouse-Hinds | 52361 | EC001952 | EF004293 | EV008784 | 9.0
CEAG Crouse-Hinds | 52361 | EC001952 | EF005127 | 110 - 277 | 9.0
CEAG Crouse-Hinds | 52361 | EC001952 | EF005474 | EV006422 | 9.0
CEAG Crouse-Hinds | 52361 | EC001952 | EF005728 | EV009071 | 9.0
CEAG Crouse-Hinds | 52361 | EC001952 | EF005905 | Oui | 9.0
CEAG Crouse-Hinds | 52361 | EC001952 | EF007556 | Oui | 9.0
CEAG Crouse-Hinds | 52361 | EC001952 | EF008157 | EV011534 | 9.0
CEAG Crouse-Hinds | 52361 | EC001952 | EF008404 | EV010598 | 9.0
CEAG Crouse-Hinds | 52361 | EC001952 | EF009346 | 5000 - 5000 | 9.0
CEAG Crouse-Hinds | 52361 | EC001952 | EF009347 | 44 | 9.0
CEAG Crouse-Hinds | 52361 | EC001952 | EF009349 | 5050 | 9.0
CEAG Crouse-Hinds | 52361 | EC001952 | EF009350 | EV000202 | 9.0
CEAG Crouse-Hinds | 52361 | EC001952 | EF009482 | Non | 9.0
CEAG Crouse-Hinds | 52361 | EC001952 | EF011868 | EV015019 | 9.0
CEAG Crouse-Hinds | 52361 | EC001952 | EF011959 | EV000154 | 9.0
CEAG Crouse-Hinds | 52361 | EC001952 | EF012170 | EV014410 | 9.0
CEAG Crouse-Hinds | 52361 | EC001952 | EF016286 | Oui | 9.0
CEAG Crouse-Hinds | 52361 | EC001952 | EF025740 | 0.95 | 9.0
CEAG Crouse-Hinds | 52362 | EC001952 | EF000003 | EV010173 | 9.0
CEAG Crouse-Hinds | 52362 | EC001952 | EF000004 | EV000582 | 9.0
CEAG Crouse-Hinds | 52362 | EC001952 | EF000008 | 201 | 9.0
CEAG Crouse-Hinds | 52362 | EC001952 | EF000048 | EV000494 | 9.0
CEAG Crouse-Hinds | 52362 | EC001952 | EF000085 | 6 | 9.0
CEAG Crouse-Hinds | 52362 | EC001952 | EF000124 | EV001008 | 9.0
CEAG Crouse-Hinds | 52362 | EC001952 | EF000187 | EV000509 | 9.0
CEAG Crouse-Hinds | 52362 | EC001952 | EF000280 | 44 - 44 | 9.0
CEAG Crouse-Hinds | 52362 | EC001952 | EF000381 | EV011531 | 9.0
CEAG Crouse-Hinds | 52362 | EC001952 | EF000441 | Non | 9.0
CEAG Crouse-Hinds | 52362 | EC001952 | EF001391 | 6 | 9.0
CEAG Crouse-Hinds | 52362 | EC001952 | EF001438 | 931 | 9.0
CEAG Crouse-Hinds | 52362 | EC001952 | EF001456 | 115 | 9.0
CEAG Crouse-Hinds | 52362 | EC001952 | EF002423 | EV011514 | 9.0
CEAG Crouse-Hinds | 52362 | EC001952 | EF004284 | EV014414 | 9.0
CEAG Crouse-Hinds | 52362 | EC001952 | EF004293 | EV008784 | 9.0
CEAG Crouse-Hinds | 52362 | EC001952 | EF005127 | 110 - 277 | 9.0
CEAG Crouse-Hinds | 52362 | EC001952 | EF005474 | EV006422 | 9.0
CEAG Crouse-Hinds | 52362 | EC001952 | EF005728 | EV009071 | 9.0
CEAG Crouse-Hinds | 52362 | EC001952 | EF005905 | Oui | 9.0
CEAG Crouse-Hinds | 52362 | EC001952 | EF007556 | Oui | 9.0
CEAG Crouse-Hinds | 52362 | EC001952 | EF008157 | EV011534 | 9.0
CEAG Crouse-Hinds | 52362 | EC001952 | EF008404 | EV010598 | 9.0
CEAG Crouse-Hinds | 52362 | EC001952 | EF009346 | 5000 - 5000 | 9.0
CEAG Crouse-Hinds | 52362 | EC001952 | EF009347 | 44 | 9.0
CEAG Crouse-Hinds | 52362 | EC001952 | EF009349 | 5050 | 9.0
CEAG Crouse-Hinds | 52362 | EC001952 | EF009350 | EV000202 | 9.0
CEAG Crouse-Hinds | 52362 | EC001952 | EF009482 | Non | 9.0
CEAG Crouse-Hinds | 52362 | EC001952 | EF011868 | EV015020 | 9.0
CEAG Crouse-Hinds | 52362 | EC001952 | EF011959 | EV000154 | 9.0
CEAG Crouse-Hinds | 52362 | EC001952 | EF012170 | EV014410 | 9.0
CEAG Crouse-Hinds | 52362 | EC001952 | EF016286 | Oui | 9.0
CEAG Crouse-Hinds | 52362 | EC001952 | EF025740 | 0.95 | 9.0
CEAG Crouse-Hinds | 52500 | EC002024 | EF005722 | EV000154 | 9.0
CEAG Crouse-Hinds | 52500 | EC002024 | EF005994 | EV000154 | 9.0
CEAG Crouse-Hinds | 52501 | EC002557 | EF000007 | EV000154 | 9.0
CEAG Crouse-Hinds | 52501 | EC002557 | EF000215 | EV000154 | 9.0
CEAG Crouse-Hinds | 52501 | EC002557 | EF002169 | EV000154 | 9.0
CEAG Crouse-Hinds | 52501 | EC002557 | EF006243 | Non | 9.0
CEAG Crouse-Hinds | 52501 | EC002557 | EF013236 | Oui | 9.0
CEAG Crouse-Hinds | 52501 | EC002557 | EF013237 | Oui | 9.0
CEAG Crouse-Hinds | 52533 | EC002024 | EF005722 | EV000154 | 9.0
CEAG Crouse-Hinds | 52533 | EC002024 | EF005994 | EV008071 | 9.0
CEAG Crouse-Hinds | 52534 | EC002024 | EF005722 | EV000154 | 9.0
CEAG Crouse-Hinds | 52534 | EC002024 | EF005994 | EV008071 | 9.0
CEAG Crouse-Hinds | 52535 | EC002024 | EF005722 | EV000154 | 9.0
CEAG Crouse-Hinds | 52535 | EC002024 | EF005994 | EV008071 | 9.0
CEAG Crouse-Hinds | 52536 | EC002024 | EF005722 | EV000154 | 9.0
CEAG Crouse-Hinds | 52536 | EC002024 | EF005994 | EV008071 | 9.0
CEAG Crouse-Hinds | 52537 | EC002024 | EF005722 | EV000154 | 9.0
CEAG Crouse-Hinds | 52537 | EC002024 | EF005994 | EV008539 | 9.0
CEAG Crouse-Hinds | 52538 | EC002024 | EF005722 | EV000154 | 9.0
CEAG Crouse-Hinds | 52538 | EC002024 | EF005994 | EV008539 | 9.0
CEAG Crouse-Hinds | 52539 | EC002024 | EF005722 | EV000154 | 9.0
CEAG Crouse-Hinds | 52539 | EC002024 | EF005994 | EV008539 | 9.0
CEAG Crouse-Hinds | 52540 | EC002024 | EF005722 | EV000154 | 9.0
CEAG Crouse-Hinds | 52540 | EC002024 | EF005994 | EV008539 | 9.0
CEAG Crouse-Hinds | 52541 | EC002024 | EF005722 | EV000154 | 9.0
CEAG Crouse-Hinds | 52541 | EC002024 | EF005994 | EV008539 | 9.0
CEAG Crouse-Hinds | 52542 | EC002024 | EF005722 | EV000154 | 9.0
CEAG Crouse-Hinds | 52542 | EC002024 | EF005994 | EV008539 | 9.0
CEAG Crouse-Hinds | 52570 | EC002302 | EF000003 | EV000945 | 9.0
CEAG Crouse-Hinds | 52570 | EC002302 | EF004913 | EV008074 | 9.0
CEAG Crouse-Hinds | 52570 | EC002302 | EF005658 | 72 | 9.0
CEAG Crouse-Hinds | 52570 | EC002302 | EF005896 | 72 | 9.0
CEAG Crouse-Hinds | 52570 | EC002302 | EF005992 | 90 | 9.0
CEAG Crouse-Hinds | 52570 | EC002302 | EF006072 | 1 | 9.0
CEAG Crouse-Hinds | 52570 | EC002302 | EF006101 | oui | 9.0
CEAG Crouse-Hinds | 52571 | EC002302 | EF000003 | EV000945 | 9.0
CEAG Crouse-Hinds | 52571 | EC002302 | EF004913 | EV008074 | 9.0
CEAG Crouse-Hinds | 52571 | EC002302 | EF005658 | 72 | 9.0
CEAG Crouse-Hinds | 52571 | EC002302 | EF005896 | 72 | 9.0
CEAG Crouse-Hinds | 52571 | EC002302 | EF005992 | 90 | 9.0
CEAG Crouse-Hinds | 52571 | EC002302 | EF006072 | 2,5 | 9.0
CEAG Crouse-Hinds | 52571 | EC002302 | EF006101 | oui | 9.0
CEAG Crouse-Hinds | 52572 | EC002302 | EF000003 | EV000945 | 9.0
CEAG Crouse-Hinds | 52572 | EC002302 | EF004913 | EV008074 | 9.0
CEAG Crouse-Hinds | 52572 | EC002302 | EF005658 | 72 | 9.0
CEAG Crouse-Hinds | 52572 | EC002302 | EF005896 | 72 | 9.0
CEAG Crouse-Hinds | 52572 | EC002302 | EF005992 | 90 | 9.0
CEAG Crouse-Hinds | 52572 | EC002302 | EF006072 | 5 | 9.0
CEAG Crouse-Hinds | 52572 | EC002302 | EF006101 | oui | 9.0
CEAG Crouse-Hinds | 52573 | EC002302 | EF000003 | EV000945 | 9.0
CEAG Crouse-Hinds | 52573 | EC002302 | EF004913 | EV008074 | 9.0
CEAG Crouse-Hinds | 52573 | EC002302 | EF005658 | 72 | 9.0
CEAG Crouse-Hinds | 52573 | EC002302 | EF005896 | 72 | 9.0
CEAG Crouse-Hinds | 52573 | EC002302 | EF005992 | 90 | 9.0
CEAG Crouse-Hinds | 52573 | EC002302 | EF006072 | 40 | 9.0
CEAG Crouse-Hinds | 52573 | EC002302 | EF006101 | oui | 9.0
CEAG Crouse-Hinds | 52574 | EC002302 | EF004913 | EV008074 | 9.0
CEAG Crouse-Hinds | 52574 | EC002302 | EF005658 | 72 | 9.0
CEAG Crouse-Hinds | 52574 | EC002302 | EF005896 | 72 | 9.0
CEAG Crouse-Hinds | 52574 | EC002302 | EF005992 | 90 | 9.0
CEAG Crouse-Hinds | 52574 | EC002302 | EF006072 | 60 | 9.0
CEAG Crouse-Hinds | 52574 | EC002302 | EF006101 | oui | 9.0
CEAG Crouse-Hinds | 52575 | EC002302 | EF000003 | EV000945 | 9.0
CEAG Crouse-Hinds | 52575 | EC002302 | EF004913 | EV008074 | 9.0
CEAG Crouse-Hinds | 52575 | EC002302 | EF005658 | 72 | 9.0
CEAG Crouse-Hinds | 52575 | EC002302 | EF005896 | 72 | 9.0
CEAG Crouse-Hinds | 52575 | EC002302 | EF005992 | 90 | 9.0
CEAG Crouse-Hinds | 52575 | EC002302 | EF006072 | 100 | 9.0
CEAG Crouse-Hinds | 52575 | EC002302 | EF006101 | oui | 9.0
CEAG Crouse-Hinds | 52576 | EC002302 | EF000003 | EV000945 | 9.0
CEAG Crouse-Hinds | 52576 | EC002302 | EF004913 | EV008074 | 9.0
CEAG Crouse-Hinds | 52576 | EC002302 | EF005658 | 72 | 9.0
CEAG Crouse-Hinds | 52576 | EC002302 | EF005896 | 72 | 9.0
CEAG Crouse-Hinds | 52576 | EC002302 | EF005992 | 90 | 9.0
CEAG Crouse-Hinds | 52576 | EC002302 | EF006072 | 200 | 9.0
CEAG Crouse-Hinds | 52576 | EC002302 | EF006101 | oui | 9.0
CEAG Crouse-Hinds | 52577 | EC002302 | EF004913 | EV008074 | 9.0
CEAG Crouse-Hinds | 52577 | EC002302 | EF005658 | 72 | 9.0
CEAG Crouse-Hinds | 52577 | EC002302 | EF005896 | 72 | 9.0
CEAG Crouse-Hinds | 52577 | EC002302 | EF005992 | 90 | 9.0
CEAG Crouse-Hinds | 52577 | EC002302 | EF006072 | 250 | 9.0
CEAG Crouse-Hinds | 52577 | EC002302 | EF006101 | oui | 9.0
CEAG Crouse-Hinds | 52578 | EC002302 | EF004913 | EV008074 | 9.0
CEAG Crouse-Hinds | 52578 | EC002302 | EF005658 | 72 | 9.0
CEAG Crouse-Hinds | 52578 | EC002302 | EF005896 | 72 | 9.0
CEAG Crouse-Hinds | 52578 | EC002302 | EF005992 | 90 | 9.0
CEAG Crouse-Hinds | 52578 | EC002302 | EF006072 | 300 | 9.0
CEAG Crouse-Hinds | 52578 | EC002302 | EF006101 | oui | 9.0
CEAG Crouse-Hinds | 52579 | EC002302 | EF000003 | EV000945 | 9.0
CEAG Crouse-Hinds | 52579 | EC002302 | EF004913 | EV008074 | 9.0
CEAG Crouse-Hinds | 52579 | EC002302 | EF005658 | 72 | 9.0
CEAG Crouse-Hinds | 52579 | EC002302 | EF005896 | 72 | 9.0
CEAG Crouse-Hinds | 52579 | EC002302 | EF005992 | 90 | 9.0
CEAG Crouse-Hinds | 52579 | EC002302 | EF006072 | 400 | 9.0
CEAG Crouse-Hinds | 52579 | EC002302 | EF006101 | oui | 9.0
CEAG Crouse-Hinds | 52580 | EC002302 | EF000003 | EV000945 | 9.0
CEAG Crouse-Hinds | 52580 | EC002302 | EF004913 | EV008074 | 9.0
CEAG Crouse-Hinds | 52580 | EC002302 | EF005658 | 72 | 9.0
CEAG Crouse-Hinds | 52580 | EC002302 | EF005896 | 72 | 9.0
CEAG Crouse-Hinds | 52580 | EC002302 | EF005992 | 90 | 9.0
CEAG Crouse-Hinds | 52580 | EC002302 | EF006072 | 500 | 9.0
CEAG Crouse-Hinds | 52580 | EC002302 | EF006101 | oui | 9.0
CEAG Crouse-Hinds | 52581 | EC002302 | EF000003 | EV000945 | 9.0
CEAG Crouse-Hinds | 52581 | EC002302 | EF004913 | EV008074 | 9.0
CEAG Crouse-Hinds | 52581 | EC002302 | EF005658 | 72 | 9.0
CEAG Crouse-Hinds | 52581 | EC002302 | EF005896 | 72 | 9.0
CEAG Crouse-Hinds | 52581 | EC002302 | EF005992 | 90 | 9.0
CEAG Crouse-Hinds | 52581 | EC002302 | EF006072 | 600 | 9.0
CEAG Crouse-Hinds | 52581 | EC002302 | EF006101 | oui | 9.0
CEAG Crouse-Hinds | 52582 | EC002302 | EF000003 | EV000945 | 9.0
CEAG Crouse-Hinds | 52582 | EC002302 | EF004913 | EV000154 | 9.0
CEAG Crouse-Hinds | 52582 | EC002302 | EF005658 | 72 | 9.0
CEAG Crouse-Hinds | 52582 | EC002302 | EF005896 | 72 | 9.0
CEAG Crouse-Hinds | 52582 | EC002302 | EF005992 | 90 | 9.0
CEAG Crouse-Hinds | 52582 | EC002302 | EF006072 | 100 | 9.0
CEAG Crouse-Hinds | 52582 | EC002302 | EF006101 | oui | 9.0
CEAG Crouse-Hinds | 52583 | EC002302 | EF000003 | EV000945 | 9.0
CEAG Crouse-Hinds | 52583 | EC002302 | EF004913 | EV008074 | 9.0
CEAG Crouse-Hinds | 52583 | EC002302 | EF005658 | 72 | 9.0
CEAG Crouse-Hinds | 52583 | EC002302 | EF005896 | 72 | 9.0
CEAG Crouse-Hinds | 52583 | EC002302 | EF005992 | 90 | 9.0
CEAG Crouse-Hinds | 52583 | EC002302 | EF006072 | 25 | 9.0
CEAG Crouse-Hinds | 52583 | EC002302 | EF006101 | oui | 9.0
CEAG Crouse-Hinds | 52584 | EC002024 | EF005722 | EV000154 | 9.0
CEAG Crouse-Hinds | 52584 | EC002024 | EF005994 | EV000154 | 9.0
CEAG Crouse-Hinds | 52589 | EC002024 | EF005722 | EV000154 | 9.0
CEAG Crouse-Hinds | 52589 | EC002024 | EF005994 | EV000154 | 9.0
CEAG Crouse-Hinds | 52590 | EC002024 | EF005722 | EV000154 | 9.0
CEAG Crouse-Hinds | 52590 | EC002024 | EF005994 | EV000154 | 9.0
CEAG Crouse-Hinds | 52630 | EC002557 | EF000007 | EV000270 | 9.0
CEAG Crouse-Hinds | 52630 | EC002557 | EF000008 | 385 | 9.0
CEAG Crouse-Hinds | 52630 | EC002557 | EF000040 | 62 | 9.0
CEAG Crouse-Hinds | 52630 | EC002557 | EF000215 | EV008790 | 9.0
CEAG Crouse-Hinds | 52630 | EC002557 | EF001438 | 775 | 9.0
CEAG Crouse-Hinds | 52630 | EC002557 | EF002169 | EV000179 | 9.0
CEAG Crouse-Hinds | 52630 | EC002557 | EF006243 | Non | 9.0
CEAG Crouse-Hinds | 52630 | EC002557 | EF013236 | Oui | 9.0
CEAG Crouse-Hinds | 52630 | EC002557 | EF013237 | Oui | 9.0
CEAG Crouse-Hinds | 52631 | EC002557 | EF000007 | EV000270 | 9.0
CEAG Crouse-Hinds | 52631 | EC002557 | EF000008 | 444 | 9.0
CEAG Crouse-Hinds | 52631 | EC002557 | EF000040 | 62 | 9.0
CEAG Crouse-Hinds | 52631 | EC002557 | EF000215 | EV008790 | 9.0
CEAG Crouse-Hinds | 52631 | EC002557 | EF001438 | 775 | 9.0
CEAG Crouse-Hinds | 52631 | EC002557 | EF002169 | EV000179 | 9.0
CEAG Crouse-Hinds | 52631 | EC002557 | EF006243 | Non | 9.0
CEAG Crouse-Hinds | 52631 | EC002557 | EF013236 | Oui | 9.0
CEAG Crouse-Hinds | 52631 | EC002557 | EF013237 | Oui | 9.0
CEAG Crouse-Hinds | 52632 | EC002557 | EF000007 | EV000270 | 9.0
CEAG Crouse-Hinds | 52632 | EC002557 | EF000008 | 385 | 9.0
CEAG Crouse-Hinds | 52632 | EC002557 | EF000040 | 62 | 9.0
CEAG Crouse-Hinds | 52632 | EC002557 | EF000215 | EV008790 | 9.0
CEAG Crouse-Hinds | 52632 | EC002557 | EF001438 | 1384 | 9.0
CEAG Crouse-Hinds | 52632 | EC002557 | EF002169 | EV000179 | 9.0
CEAG Crouse-Hinds | 52632 | EC002557 | EF006243 | Non | 9.0
CEAG Crouse-Hinds | 52632 | EC002557 | EF013236 | Oui | 9.0
CEAG Crouse-Hinds | 52632 | EC002557 | EF013237 | Oui | 9.0
CEAG Crouse-Hinds | 52633 | EC002557 | EF000007 | EV000270 | 9.0
CEAG Crouse-Hinds | 52633 | EC002557 | EF000008 | 444 | 9.0
CEAG Crouse-Hinds | 52633 | EC002557 | EF000040 | 62 | 9.0
CEAG Crouse-Hinds | 52633 | EC002557 | EF000215 | EV008790 | 9.0
CEAG Crouse-Hinds | 52633 | EC002557 | EF001438 | 1384 | 9.0
CEAG Crouse-Hinds | 52633 | EC002557 | EF002169 | EV000179 | 9.0
CEAG Crouse-Hinds | 52636 | EC002557 | EF000007 | EV000205 | 9.0
CEAG Crouse-Hinds | 52636 | EC002557 | EF000008 | 100 | 9.0
CEAG Crouse-Hinds | 52636 | EC002557 | EF000040 | 25 | 9.0
CEAG Crouse-Hinds | 52636 | EC002557 | EF000215 | EV001398 | 9.0
CEAG Crouse-Hinds | 52636 | EC002557 | EF001438 | 160 | 9.0
CEAG Crouse-Hinds | 52636 | EC002557 | EF002169 | EV000179 | 9.0
CEAG Crouse-Hinds | 52636 | EC002557 | EF006243 | Non | 9.0
CEAG Crouse-Hinds | 52636 | EC002557 | EF013236 | Oui | 9.0
CEAG Crouse-Hinds | 52636 | EC002557 | EF013237 | Oui | 9.0
CEAG Crouse-Hinds | 52649 | EC000357 | EF000002 | 6 | 9.0
CEAG Crouse-Hinds | 52649 | EC000357 | EF000008 | 50 | 9.0
CEAG Crouse-Hinds | 52649 | EC000357 | EF000010 | EV001141 | 9.0
CEAG Crouse-Hinds | 52649 | EC000357 | EF000167 | 700 | 9.0
CEAG Crouse-Hinds | 52649 | EC000357 | EF000363 | EV000154 | 9.0
CEAG Crouse-Hinds | 52649 | EC000357 | EF000364 | 4000 | 9.0
CEAG Crouse-Hinds | 52649 | EC000357 | EF000935 | EV000154 | 9.0
CEAG Crouse-Hinds | 52649 | EC000357 | EF000936 | EV000154 | 9.0
CEAG Crouse-Hinds | 52649 | EC000357 | EF001034 | oui | 9.0
CEAG Crouse-Hinds | 52649 | EC000357 | EF001438 | 100 | 9.0
CEAG Crouse-Hinds | 52649 | EC000357 | EF001779 | oui | 9.0
CEAG Crouse-Hinds | 52649 | EC000357 | EF002386 | 35 | 9.0
CEAG Crouse-Hinds | 52649 | EC000357 | EF002386 | -5 | 9.0
CEAG Crouse-Hinds | 52649 | EC000357 | EF005851 | non | 9.0
CEAG Crouse-Hinds | 52649 | EC000357 | EF005894 | 50 | 9.0
CEAG Crouse-Hinds | 52649 | EC000357 | EF006177 | oui | 9.0
CEAG Crouse-Hinds | 52649 | EC000357 | EF008497 | 5 | 9.0
CEAG Crouse-Hinds | 52651 | EC000357 | EF000002 | 6 | 9.0
CEAG Crouse-Hinds | 52651 | EC000357 | EF000008 | 50 | 9.0
CEAG Crouse-Hinds | 52651 | EC000357 | EF000010 | EV001141 | 9.0
CEAG Crouse-Hinds | 52651 | EC000357 | EF000167 | 1200 | 9.0
CEAG Crouse-Hinds | 52651 | EC000357 | EF000363 | EV000154 | 9.0
CEAG Crouse-Hinds | 52651 | EC000357 | EF000364 | 4000 | 9.0
CEAG Crouse-Hinds | 52651 | EC000357 | EF000935 | EV000154 | 9.0
CEAG Crouse-Hinds | 52651 | EC000357 | EF000936 | EV000154 | 9.0
CEAG Crouse-Hinds | 52651 | EC000357 | EF001034 | oui | 9.0
CEAG Crouse-Hinds | 52651 | EC000357 | EF001438 | 100 | 9.0
CEAG Crouse-Hinds | 52651 | EC000357 | EF001779 | oui | 9.0
CEAG Crouse-Hinds | 52651 | EC000357 | EF002386 | 35 | 9.0
CEAG Crouse-Hinds | 52651 | EC000357 | EF002386 | -5 | 9.0
CEAG Crouse-Hinds | 52651 | EC000357 | EF005851 | non | 9.0
CEAG Crouse-Hinds | 52651 | EC000357 | EF005894 | 68 | 9.0
CEAG Crouse-Hinds | 52651 | EC000357 | EF006177 | oui | 9.0
CEAG Crouse-Hinds | 52651 | EC000357 | EF008497 | 5 | 9.0
CEAG Crouse-Hinds | 52683 | EC001952 | EF000003 | EV010173 | 9.0
CEAG Crouse-Hinds | 52683 | EC001952 | EF000004 | EV000582 | 9.0
CEAG Crouse-Hinds | 52683 | EC001952 | EF000008 | 362 | 9.0
CEAG Crouse-Hinds | 52683 | EC001952 | EF000048 | EV000494 | 9.0
CEAG Crouse-Hinds | 52683 | EC001952 | EF000085 | 2.5 | 9.0
CEAG Crouse-Hinds | 52683 | EC001952 | EF000124 | EV001008 | 9.0
CEAG Crouse-Hinds | 52683 | EC001952 | EF000187 | EV000509 | 9.0
CEAG Crouse-Hinds | 52683 | EC001952 | EF000381 | EV011530 | 9.0
CEAG Crouse-Hinds | 52683 | EC001952 | EF000441 | Oui | 9.0
CEAG Crouse-Hinds | 52683 | EC001952 | EF001391 | 5 | 9.0
CEAG Crouse-Hinds | 52683 | EC001952 | EF001438 | 701 | 9.0
CEAG Crouse-Hinds | 52683 | EC001952 | EF001456 | 130 | 9.0
CEAG Crouse-Hinds | 52683 | EC001952 | EF002423 | EV011514 | 9.0
CEAG Crouse-Hinds | 52683 | EC001952 | EF004284 | EV006800 | 9.0
CEAG Crouse-Hinds | 52683 | EC001952 | EF004293 | EV008784 | 9.0
CEAG Crouse-Hinds | 52683 | EC001952 | EF005127 | 110 - 254 | 9.0
CEAG Crouse-Hinds | 52683 | EC001952 | EF005474 | EV006421 | 9.0
CEAG Crouse-Hinds | 52683 | EC001952 | EF005728 | EV009071 | 9.0
CEAG Crouse-Hinds | 52683 | EC001952 | EF005905 | Non | 9.0
CEAG Crouse-Hinds | 52683 | EC001952 | EF007556 | Oui | 9.0
CEAG Crouse-Hinds | 52683 | EC001952 | EF008157 | EV011534 | 9.0
CEAG Crouse-Hinds | 52683 | EC001952 | EF008404 | EV010598 | 9.0
CEAG Crouse-Hinds | 52683 | EC001952 | EF009346 | 6000 - 6000 | 9.0
CEAG Crouse-Hinds | 52683 | EC001952 | EF009350 | EV000202 | 9.0
CEAG Crouse-Hinds | 52683 | EC001952 | EF009482 | Non | 9.0
CEAG Crouse-Hinds | 52683 | EC001952 | EF011868 | EV015020 | 9.0
CEAG Crouse-Hinds | 52683 | EC001952 | EF011959 | EV000154 | 9.0
CEAG Crouse-Hinds | 52683 | EC001952 | EF012170 | EV000278 | 9.0
CEAG Crouse-Hinds | 52683 | EC001952 | EF016286 | Non | 9.0
CEAG Crouse-Hinds | 52683 | EC001952 | EF025740 | 0.95 | 9.0
CEAG Crouse-Hinds | 52684 | EC001952 | EF000003 | EV010173 | 9.0
CEAG Crouse-Hinds | 52684 | EC001952 | EF000004 | EV000582 | 9.0
CEAG Crouse-Hinds | 52684 | EC001952 | EF000008 | 362 | 9.0
CEAG Crouse-Hinds | 52684 | EC001952 | EF000048 | EV000494 | 9.0
CEAG Crouse-Hinds | 52684 | EC001952 | EF000085 | 2.5 | 9.0
CEAG Crouse-Hinds | 52684 | EC001952 | EF000124 | EV001008 | 9.0
CEAG Crouse-Hinds | 52684 | EC001952 | EF000187 | EV000509 | 9.0
CEAG Crouse-Hinds | 52684 | EC001952 | EF000381 | EV011530 | 9.0
CEAG Crouse-Hinds | 52684 | EC001952 | EF000441 | Oui | 9.0
CEAG Crouse-Hinds | 52684 | EC001952 | EF001391 | 5 | 9.0
CEAG Crouse-Hinds | 52684 | EC001952 | EF001438 | 701 | 9.0
CEAG Crouse-Hinds | 52684 | EC001952 | EF001456 | 130 | 9.0
CEAG Crouse-Hinds | 52684 | EC001952 | EF002423 | EV011514 | 9.0
CEAG Crouse-Hinds | 52684 | EC001952 | EF004284 | EV006800 | 9.0
CEAG Crouse-Hinds | 52684 | EC001952 | EF004293 | EV008784 | 9.0
CEAG Crouse-Hinds | 52684 | EC001952 | EF005127 | 110 - 254 | 9.0
CEAG Crouse-Hinds | 52684 | EC001952 | EF005474 | EV006421 | 9.0
CEAG Crouse-Hinds | 52684 | EC001952 | EF005728 | EV009071 | 9.0
CEAG Crouse-Hinds | 52684 | EC001952 | EF005905 | Non | 9.0
CEAG Crouse-Hinds | 52684 | EC001952 | EF007556 | Oui | 9.0
CEAG Crouse-Hinds | 52684 | EC001952 | EF008157 | EV011534 | 9.0
CEAG Crouse-Hinds | 52684 | EC001952 | EF008404 | EV010598 | 9.0
CEAG Crouse-Hinds | 52684 | EC001952 | EF009346 | 6000 - 6000 | 9.0
CEAG Crouse-Hinds | 52684 | EC001952 | EF009350 | EV000202 | 9.0
CEAG Crouse-Hinds | 52684 | EC001952 | EF009482 | Non | 9.0
CEAG Crouse-Hinds | 52684 | EC001952 | EF011868 | EV015020 | 9.0
CEAG Crouse-Hinds | 52684 | EC001952 | EF011959 | EV000154 | 9.0
CEAG Crouse-Hinds | 52684 | EC001952 | EF012170 | EV000278 | 9.0
CEAG Crouse-Hinds | 52684 | EC001952 | EF016286 | Non | 9.0
CEAG Crouse-Hinds | 52684 | EC001952 | EF025740 | 0.95 | 9.0
CEAG Crouse-Hinds | 52685 | EC001952 | EF000003 | EV010173 | 9.0
CEAG Crouse-Hinds | 52685 | EC001952 | EF000004 | EV000582 | 9.0
CEAG Crouse-Hinds | 52685 | EC001952 | EF000008 | 362 | 9.0
CEAG Crouse-Hinds | 52685 | EC001952 | EF000048 | EV000494 | 9.0
CEAG Crouse-Hinds | 52685 | EC001952 | EF000085 | 2.5 | 9.0
CEAG Crouse-Hinds | 52685 | EC001952 | EF000124 | EV001008 | 9.0
CEAG Crouse-Hinds | 52685 | EC001952 | EF000187 | EV000509 | 9.0
CEAG Crouse-Hinds | 52685 | EC001952 | EF000381 | EV011530 | 9.0
CEAG Crouse-Hinds | 52685 | EC001952 | EF000441 | Oui | 9.0
CEAG Crouse-Hinds | 52685 | EC001952 | EF001391 | 5 | 9.0
CEAG Crouse-Hinds | 52685 | EC001952 | EF001438 | 701 | 9.0
CEAG Crouse-Hinds | 52685 | EC001952 | EF001456 | 130 | 9.0
CEAG Crouse-Hinds | 52685 | EC001952 | EF002423 | EV011514 | 9.0
CEAG Crouse-Hinds | 52685 | EC001952 | EF004284 | EV006800 | 9.0
CEAG Crouse-Hinds | 52685 | EC001952 | EF004293 | EV008784 | 9.0
CEAG Crouse-Hinds | 52685 | EC001952 | EF005127 | 110 - 254 | 9.0
CEAG Crouse-Hinds | 52685 | EC001952 | EF005474 | EV006421 | 9.0
CEAG Crouse-Hinds | 52685 | EC001952 | EF005728 | EV009071 | 9.0
CEAG Crouse-Hinds | 52685 | EC001952 | EF005905 | Non | 9.0
CEAG Crouse-Hinds | 52685 | EC001952 | EF007556 | Oui | 9.0
CEAG Crouse-Hinds | 52685 | EC001952 | EF008157 | EV011534 | 9.0
CEAG Crouse-Hinds | 52685 | EC001952 | EF008404 | EV010598 | 9.0
CEAG Crouse-Hinds | 52685 | EC001952 | EF009346 | 6000 - 6000 | 9.0
CEAG Crouse-Hinds | 52685 | EC001952 | EF009350 | EV000202 | 9.0
CEAG Crouse-Hinds | 52685 | EC001952 | EF009482 | Non | 9.0
CEAG Crouse-Hinds | 52685 | EC001952 | EF011868 | EV015020 | 9.0
CEAG Crouse-Hinds | 52685 | EC001952 | EF011959 | EV000154 | 9.0
CEAG Crouse-Hinds | 52685 | EC001952 | EF012170 | EV000278 | 9.0
CEAG Crouse-Hinds | 52685 | EC001952 | EF016286 | Non | 9.0
CEAG Crouse-Hinds | 52685 | EC001952 | EF025740 | 0.95 | 9.0
CEAG Crouse-Hinds | 52686 | EC001952 | EF000003 | EV010173 | 9.0
CEAG Crouse-Hinds | 52686 | EC001952 | EF000004 | EV000582 | 9.0
CEAG Crouse-Hinds | 52686 | EC001952 | EF000008 | 362 | 9.0
CEAG Crouse-Hinds | 52686 | EC001952 | EF000048 | EV000494 | 9.0
CEAG Crouse-Hinds | 52686 | EC001952 | EF000085 | 2.5 | 9.0
CEAG Crouse-Hinds | 52686 | EC001952 | EF000124 | EV001008 | 9.0
CEAG Crouse-Hinds | 52686 | EC001952 | EF000187 | EV000509 | 9.0
CEAG Crouse-Hinds | 52686 | EC001952 | EF000381 | EV011530 | 9.0
CEAG Crouse-Hinds | 52686 | EC001952 | EF000441 | Oui | 9.0
CEAG Crouse-Hinds | 52686 | EC001952 | EF001391 | 5 | 9.0
CEAG Crouse-Hinds | 52686 | EC001952 | EF001438 | 701 | 9.0
CEAG Crouse-Hinds | 52686 | EC001952 | EF001456 | 130 | 9.0
CEAG Crouse-Hinds | 52686 | EC001952 | EF002423 | EV011514 | 9.0
CEAG Crouse-Hinds | 52686 | EC001952 | EF004284 | EV006800 | 9.0
CEAG Crouse-Hinds | 52686 | EC001952 | EF004293 | EV008784 | 9.0
CEAG Crouse-Hinds | 52686 | EC001952 | EF005127 | 110 - 254 | 9.0
CEAG Crouse-Hinds | 52686 | EC001952 | EF005474 | EV006421 | 9.0
CEAG Crouse-Hinds | 52686 | EC001952 | EF005728 | EV009071 | 9.0
CEAG Crouse-Hinds | 52686 | EC001952 | EF005905 | Non | 9.0
CEAG Crouse-Hinds | 52686 | EC001952 | EF007556 | Oui | 9.0
CEAG Crouse-Hinds | 52686 | EC001952 | EF008157 | EV011534 | 9.0
CEAG Crouse-Hinds | 52686 | EC001952 | EF008404 | EV010598 | 9.0
CEAG Crouse-Hinds | 52686 | EC001952 | EF009346 | 6000 - 6000 | 9.0
CEAG Crouse-Hinds | 52686 | EC001952 | EF009350 | EV000202 | 9.0
CEAG Crouse-Hinds | 52686 | EC001952 | EF009482 | Non | 9.0
CEAG Crouse-Hinds | 52686 | EC001952 | EF011868 | EV015020 | 9.0
CEAG Crouse-Hinds | 52686 | EC001952 | EF011959 | EV000154 | 9.0
CEAG Crouse-Hinds | 52686 | EC001952 | EF012170 | EV000278 | 9.0
CEAG Crouse-Hinds | 52686 | EC001952 | EF016286 | Non | 9.0
CEAG Crouse-Hinds | 52686 | EC001952 | EF025740 | 0.95 | 9.0
CEAG Crouse-Hinds | 52687 | EC001952 | EF000003 | EV010173 | 9.0
CEAG Crouse-Hinds | 52687 | EC001952 | EF000004 | EV000582 | 9.0
CEAG Crouse-Hinds | 52687 | EC001952 | EF000008 | 362 | 9.0
CEAG Crouse-Hinds | 52687 | EC001952 | EF000048 | EV000494 | 9.0
CEAG Crouse-Hinds | 52687 | EC001952 | EF000085 | 2.5 | 9.0
CEAG Crouse-Hinds | 52687 | EC001952 | EF000124 | EV001008 | 9.0
CEAG Crouse-Hinds | 52687 | EC001952 | EF000187 | EV000509 | 9.0
CEAG Crouse-Hinds | 52687 | EC001952 | EF000381 | EV011530 | 9.0
CEAG Crouse-Hinds | 52687 | EC001952 | EF000441 | Oui | 9.0
CEAG Crouse-Hinds | 52687 | EC001952 | EF001391 | 5 | 9.0
CEAG Crouse-Hinds | 52687 | EC001952 | EF001438 | 701 | 9.0
CEAG Crouse-Hinds | 52687 | EC001952 | EF001456 | 130 | 9.0
CEAG Crouse-Hinds | 52687 | EC001952 | EF002423 | EV011514 | 9.0
CEAG Crouse-Hinds | 52687 | EC001952 | EF004284 | EV006800 | 9.0
CEAG Crouse-Hinds | 52687 | EC001952 | EF004293 | EV008784 | 9.0
CEAG Crouse-Hinds | 52687 | EC001952 | EF005127 | 110 - 254 | 9.0
CEAG Crouse-Hinds | 52687 | EC001952 | EF005474 | EV006421 | 9.0
CEAG Crouse-Hinds | 52687 | EC001952 | EF005728 | EV009071 | 9.0
CEAG Crouse-Hinds | 52687 | EC001952 | EF005905 | Non | 9.0
CEAG Crouse-Hinds | 52687 | EC001952 | EF007556 | Oui | 9.0
CEAG Crouse-Hinds | 52687 | EC001952 | EF008157 | EV011534 | 9.0
CEAG Crouse-Hinds | 52687 | EC001952 | EF008404 | EV010598 | 9.0
CEAG Crouse-Hinds | 52687 | EC001952 | EF009346 | 6000 - 6000 | 9.0
CEAG Crouse-Hinds | 52687 | EC001952 | EF009350 | EV000202 | 9.0
CEAG Crouse-Hinds | 52687 | EC001952 | EF009482 | Non | 9.0
CEAG Crouse-Hinds | 52687 | EC001952 | EF011868 | EV015020 | 9.0
CEAG Crouse-Hinds | 52687 | EC001952 | EF011959 | EV000154 | 9.0
CEAG Crouse-Hinds | 52687 | EC001952 | EF012170 | EV000278 | 9.0
CEAG Crouse-Hinds | 52687 | EC001952 | EF016286 | Non | 9.0
CEAG Crouse-Hinds | 52687 | EC001952 | EF025740 | 0.95 | 9.0
CEAG Crouse-Hinds | 52689 | EC001952 | EF000003 | EV010173 | 9.0
CEAG Crouse-Hinds | 52689 | EC001952 | EF000004 | EV000582 | 9.0
CEAG Crouse-Hinds | 52689 | EC001952 | EF000008 | 362 | 9.0
CEAG Crouse-Hinds | 52689 | EC001952 | EF000048 | EV000494 | 9.0
CEAG Crouse-Hinds | 52689 | EC001952 | EF000085 | 2.5 | 9.0
CEAG Crouse-Hinds | 52689 | EC001952 | EF000124 | EV001008 | 9.0
CEAG Crouse-Hinds | 52689 | EC001952 | EF000187 | EV000509 | 9.0
CEAG Crouse-Hinds | 52689 | EC001952 | EF000381 | EV011530 | 9.0
CEAG Crouse-Hinds | 52689 | EC001952 | EF000441 | Oui | 9.0
CEAG Crouse-Hinds | 52689 | EC001952 | EF001391 | 5 | 9.0
CEAG Crouse-Hinds | 52689 | EC001952 | EF001438 | 701 | 9.0
CEAG Crouse-Hinds | 52689 | EC001952 | EF001456 | 130 | 9.0
CEAG Crouse-Hinds | 52689 | EC001952 | EF002423 | EV011514 | 9.0
CEAG Crouse-Hinds | 52689 | EC001952 | EF004284 | EV006800 | 9.0
CEAG Crouse-Hinds | 52689 | EC001952 | EF004293 | EV008784 | 9.0
CEAG Crouse-Hinds | 52689 | EC001952 | EF005127 | 110 - 254 | 9.0
CEAG Crouse-Hinds | 52689 | EC001952 | EF005474 | EV006421 | 9.0
CEAG Crouse-Hinds | 52689 | EC001952 | EF005728 | EV009071 | 9.0
CEAG Crouse-Hinds | 52689 | EC001952 | EF005905 | Non | 9.0
CEAG Crouse-Hinds | 52689 | EC001952 | EF007556 | Oui | 9.0
CEAG Crouse-Hinds | 52689 | EC001952 | EF008157 | EV011534 | 9.0
CEAG Crouse-Hinds | 52689 | EC001952 | EF008404 | EV010598 | 9.0
CEAG Crouse-Hinds | 52689 | EC001952 | EF009346 | 6000 - 6000 | 9.0
CEAG Crouse-Hinds | 52689 | EC001952 | EF009350 | EV000202 | 9.0
CEAG Crouse-Hinds | 52689 | EC001952 | EF009482 | Non | 9.0
CEAG Crouse-Hinds | 52689 | EC001952 | EF011868 | EV015020 | 9.0
CEAG Crouse-Hinds | 52689 | EC001952 | EF011959 | EV000154 | 9.0
CEAG Crouse-Hinds | 52689 | EC001952 | EF012170 | EV000278 | 9.0
CEAG Crouse-Hinds | 52689 | EC001952 | EF016286 | Non | 9.0
CEAG Crouse-Hinds | 52689 | EC001952 | EF025740 | 0.95 | 9.0
CEAG Crouse-Hinds | 52690 | EC001952 | EF000003 | EV010173 | 9.0
CEAG Crouse-Hinds | 52690 | EC001952 | EF000004 | EV000582 | 9.0
CEAG Crouse-Hinds | 52690 | EC001952 | EF000008 | 362 | 9.0
CEAG Crouse-Hinds | 52690 | EC001952 | EF000048 | EV000494 | 9.0
CEAG Crouse-Hinds | 52690 | EC001952 | EF000085 | 2.5 | 9.0
CEAG Crouse-Hinds | 52690 | EC001952 | EF000124 | EV001008 | 9.0
CEAG Crouse-Hinds | 52690 | EC001952 | EF000187 | EV000509 | 9.0
CEAG Crouse-Hinds | 52690 | EC001952 | EF000381 | EV011530 | 9.0
CEAG Crouse-Hinds | 52690 | EC001952 | EF000441 | Oui | 9.0
CEAG Crouse-Hinds | 52690 | EC001952 | EF001391 | 5 | 9.0
CEAG Crouse-Hinds | 52690 | EC001952 | EF001438 | 701 | 9.0
CEAG Crouse-Hinds | 52690 | EC001952 | EF001456 | 130 | 9.0
CEAG Crouse-Hinds | 52690 | EC001952 | EF002423 | EV011514 | 9.0
CEAG Crouse-Hinds | 52690 | EC001952 | EF004284 | EV006800 | 9.0
CEAG Crouse-Hinds | 52690 | EC001952 | EF004293 | EV008784 | 9.0
CEAG Crouse-Hinds | 52690 | EC001952 | EF005127 | 110 - 254 | 9.0
CEAG Crouse-Hinds | 52690 | EC001952 | EF005474 | EV006421 | 9.0
CEAG Crouse-Hinds | 52690 | EC001952 | EF005728 | EV009071 | 9.0
CEAG Crouse-Hinds | 52690 | EC001952 | EF005905 | Non | 9.0
CEAG Crouse-Hinds | 52690 | EC001952 | EF007556 | Oui | 9.0
CEAG Crouse-Hinds | 52690 | EC001952 | EF008157 | EV011534 | 9.0
CEAG Crouse-Hinds | 52690 | EC001952 | EF008404 | EV010598 | 9.0
CEAG Crouse-Hinds | 52690 | EC001952 | EF009346 | 6000 - 6000 | 9.0
CEAG Crouse-Hinds | 52690 | EC001952 | EF009350 | EV000202 | 9.0
CEAG Crouse-Hinds | 52690 | EC001952 | EF009482 | Non | 9.0
CEAG Crouse-Hinds | 52690 | EC001952 | EF011868 | EV015020 | 9.0
CEAG Crouse-Hinds | 52690 | EC001952 | EF011959 | EV000154 | 9.0
CEAG Crouse-Hinds | 52690 | EC001952 | EF012170 | EV000278 | 9.0
CEAG Crouse-Hinds | 52690 | EC001952 | EF016286 | Non | 9.0
CEAG Crouse-Hinds | 52690 | EC001952 | EF025740 | 0.95 | 9.0
CEAG Crouse-Hinds | 52720 | EC001952 | EF000003 | EV010173 | 9.0
CEAG Crouse-Hinds | 52720 | EC001952 | EF000004 | EV000582 | 9.0
CEAG Crouse-Hinds | 52720 | EC001952 | EF000008 | 188 | 9.0
CEAG Crouse-Hinds | 52720 | EC001952 | EF000048 | EV000659 | 9.0
CEAG Crouse-Hinds | 52720 | EC001952 | EF000085 | 6 | 9.0
CEAG Crouse-Hinds | 52720 | EC001952 | EF000124 | EV001008 | 9.0
CEAG Crouse-Hinds | 52720 | EC001952 | EF000187 | EV000509 | 9.0
CEAG Crouse-Hinds | 52720 | EC001952 | EF000280 | 26 - 26 | 9.0
CEAG Crouse-Hinds | 52720 | EC001952 | EF000381 | EV014417 | 9.0
CEAG Crouse-Hinds | 52720 | EC001952 | EF000441 | Non | 9.0
CEAG Crouse-Hinds | 52720 | EC001952 | EF001391 | 6 | 9.0
CEAG Crouse-Hinds | 52720 | EC001952 | EF001438 | 760 | 9.0
CEAG Crouse-Hinds | 52720 | EC001952 | EF001456 | 130 | 9.0
CEAG Crouse-Hinds | 52720 | EC001952 | EF001596 | EV000139 | 9.0
CEAG Crouse-Hinds | 52720 | EC001952 | EF002423 | EV011514 | 9.0
CEAG Crouse-Hinds | 52720 | EC001952 | EF004284 | EV006823 | 9.0
CEAG Crouse-Hinds | 52720 | EC001952 | EF004293 | EV008784 | 9.0
CEAG Crouse-Hinds | 52720 | EC001952 | EF005127 | 110 - 254 | 9.0
CEAG Crouse-Hinds | 52720 | EC001952 | EF005474 | EV006422 | 9.0
CEAG Crouse-Hinds | 52720 | EC001952 | EF005728 | EV009071 | 9.0
CEAG Crouse-Hinds | 52720 | EC001952 | EF005905 | Oui | 9.0
CEAG Crouse-Hinds | 52720 | EC001952 | EF007556 | Oui | 9.0
CEAG Crouse-Hinds | 52720 | EC001952 | EF008157 | EV011534 | 9.0
CEAG Crouse-Hinds | 52720 | EC001952 | EF008404 | EV010598 | 9.0
CEAG Crouse-Hinds | 52720 | EC001952 | EF009346 | 5700 - 5700 | 9.0
CEAG Crouse-Hinds | 52720 | EC001952 | EF009349 | 3230 | 9.0
CEAG Crouse-Hinds | 52720 | EC001952 | EF009350 | EV000202 | 9.0
CEAG Crouse-Hinds | 52720 | EC001952 | EF009482 | Non | 9.0
CEAG Crouse-Hinds | 52720 | EC001952 | EF011868 | EV015019 | 9.0
CEAG Crouse-Hinds | 52720 | EC001952 | EF011870 | 110000 | 9.0
CEAG Crouse-Hinds | 52720 | EC001952 | EF011959 | EV000154 | 9.0
CEAG Crouse-Hinds | 52720 | EC001952 | EF012090 | -25 - 55 | 9.0
CEAG Crouse-Hinds | 52720 | EC001952 | EF012170 | EV000278 | 9.0
CEAG Crouse-Hinds | 52720 | EC001952 | EF012172 | 111 | 9.0
CEAG Crouse-Hinds | 52720 | EC001952 | EF016286 | Oui | 9.0
CEAG Crouse-Hinds | 52720 | EC001952 | EF025740 | 0.95 | 9.0
CEAG Crouse-Hinds | 52721 | EC001952 | EF000003 | EV010173 | 9.0
CEAG Crouse-Hinds | 52721 | EC001952 | EF000004 | EV000582 | 9.0
CEAG Crouse-Hinds | 52721 | EC001952 | EF000008 | 188 | 9.0
CEAG Crouse-Hinds | 52721 | EC001952 | EF000048 | EV000659 | 9.0
CEAG Crouse-Hinds | 52721 | EC001952 | EF000085 | 6 | 9.0
CEAG Crouse-Hinds | 52721 | EC001952 | EF000124 | EV001008 | 9.0
CEAG Crouse-Hinds | 52721 | EC001952 | EF000187 | EV000509 | 9.0
CEAG Crouse-Hinds | 52721 | EC001952 | EF000280 | 26 - 26 | 9.0
CEAG Crouse-Hinds | 52721 | EC001952 | EF000381 | EV014417 | 9.0
CEAG Crouse-Hinds | 52721 | EC001952 | EF000441 | Non | 9.0
CEAG Crouse-Hinds | 52721 | EC001952 | EF001391 | 6 | 9.0
CEAG Crouse-Hinds | 52721 | EC001952 | EF001438 | 760 | 9.0
CEAG Crouse-Hinds | 52721 | EC001952 | EF001456 | 130 | 9.0
CEAG Crouse-Hinds | 52721 | EC001952 | EF001596 | EV000139 | 9.0
CEAG Crouse-Hinds | 52721 | EC001952 | EF002423 | EV011514 | 9.0
CEAG Crouse-Hinds | 52721 | EC001952 | EF004284 | EV006823 | 9.0
CEAG Crouse-Hinds | 52721 | EC001952 | EF004293 | EV008784 | 9.0
CEAG Crouse-Hinds | 52721 | EC001952 | EF005127 | 110 - 254 | 9.0
CEAG Crouse-Hinds | 52721 | EC001952 | EF005474 | EV006422 | 9.0
CEAG Crouse-Hinds | 52721 | EC001952 | EF005728 | EV009071 | 9.0
CEAG Crouse-Hinds | 52721 | EC001952 | EF005905 | Oui | 9.0
CEAG Crouse-Hinds | 52721 | EC001952 | EF007556 | Oui | 9.0
CEAG Crouse-Hinds | 52721 | EC001952 | EF008157 | EV011534 | 9.0
CEAG Crouse-Hinds | 52721 | EC001952 | EF008404 | EV010598 | 9.0
CEAG Crouse-Hinds | 52721 | EC001952 | EF009346 | 5700 - 5700 | 9.0
CEAG Crouse-Hinds | 52721 | EC001952 | EF009349 | 3230 | 9.0
CEAG Crouse-Hinds | 52721 | EC001952 | EF009350 | EV000202 | 9.0
CEAG Crouse-Hinds | 52721 | EC001952 | EF009482 | Non | 9.0
CEAG Crouse-Hinds | 52721 | EC001952 | EF011868 | EV015020 | 9.0
CEAG Crouse-Hinds | 52721 | EC001952 | EF011870 | 110000 | 9.0
CEAG Crouse-Hinds | 52721 | EC001952 | EF011959 | EV000154 | 9.0
CEAG Crouse-Hinds | 52721 | EC001952 | EF012090 | -25 - 55 | 9.0
CEAG Crouse-Hinds | 52721 | EC001952 | EF012170 | EV000278 | 9.0
CEAG Crouse-Hinds | 52721 | EC001952 | EF012172 | 111 | 9.0
CEAG Crouse-Hinds | 52721 | EC001952 | EF016286 | Oui | 9.0
CEAG Crouse-Hinds | 52721 | EC001952 | EF025740 | 0.95 | 9.0
CEAG Crouse-Hinds | 52722 | EC001952 | EF000003 | EV010173 | 9.0
CEAG Crouse-Hinds | 52722 | EC001952 | EF000004 | EV000582 | 9.0
CEAG Crouse-Hinds | 52722 | EC001952 | EF000008 | 188 | 9.0
CEAG Crouse-Hinds | 52722 | EC001952 | EF000048 | EV000659 | 9.0
CEAG Crouse-Hinds | 52722 | EC001952 | EF000085 | 6 | 9.0
CEAG Crouse-Hinds | 52722 | EC001952 | EF000124 | EV001008 | 9.0
CEAG Crouse-Hinds | 52722 | EC001952 | EF000187 | EV000509 | 9.0
CEAG Crouse-Hinds | 52722 | EC001952 | EF000280 | 26 - 26 | 9.0
CEAG Crouse-Hinds | 52722 | EC001952 | EF000381 | EV014417 | 9.0
CEAG Crouse-Hinds | 52722 | EC001952 | EF000441 | Non | 9.0
CEAG Crouse-Hinds | 52722 | EC001952 | EF001391 | 6 | 9.0
CEAG Crouse-Hinds | 52722 | EC001952 | EF001438 | 760 | 9.0
CEAG Crouse-Hinds | 52722 | EC001952 | EF001456 | 130 | 9.0
CEAG Crouse-Hinds | 52722 | EC001952 | EF001596 | EV000139 | 9.0
CEAG Crouse-Hinds | 52722 | EC001952 | EF002423 | EV011514 | 9.0
CEAG Crouse-Hinds | 52722 | EC001952 | EF004284 | EV006823 | 9.0
CEAG Crouse-Hinds | 52722 | EC001952 | EF004293 | EV008784 | 9.0
CEAG Crouse-Hinds | 52722 | EC001952 | EF005127 | 110 - 254 | 9.0
CEAG Crouse-Hinds | 52722 | EC001952 | EF005474 | EV006422 | 9.0
CEAG Crouse-Hinds | 52722 | EC001952 | EF005728 | EV009071 | 9.0
CEAG Crouse-Hinds | 52722 | EC001952 | EF005905 | Oui | 9.0
CEAG Crouse-Hinds | 52722 | EC001952 | EF007556 | Oui | 9.0
CEAG Crouse-Hinds | 52722 | EC001952 | EF008157 | EV011534 | 9.0
CEAG Crouse-Hinds | 52722 | EC001952 | EF008404 | EV010598 | 9.0
CEAG Crouse-Hinds | 52722 | EC001952 | EF009346 | 5700 - 5700 | 9.0
CEAG Crouse-Hinds | 52722 | EC001952 | EF009349 | 3230 | 9.0
CEAG Crouse-Hinds | 52722 | EC001952 | EF009350 | EV000202 | 9.0
CEAG Crouse-Hinds | 52722 | EC001952 | EF009482 | Non | 9.0
CEAG Crouse-Hinds | 52722 | EC001952 | EF011868 | EV015019 | 9.0
CEAG Crouse-Hinds | 52722 | EC001952 | EF011870 | 110000 | 9.0
CEAG Crouse-Hinds | 52722 | EC001952 | EF011959 | EV000154 | 9.0
CEAG Crouse-Hinds | 52722 | EC001952 | EF012090 | -25 - 55 | 9.0
CEAG Crouse-Hinds | 52722 | EC001952 | EF012170 | EV000278 | 9.0
CEAG Crouse-Hinds | 52722 | EC001952 | EF012172 | 111 | 9.0
CEAG Crouse-Hinds | 52722 | EC001952 | EF016286 | Oui | 9.0
CEAG Crouse-Hinds | 52722 | EC001952 | EF025740 | 0.95 | 9.0
CEAG Crouse-Hinds | 52723 | EC001952 | EF000003 | EV010173 | 9.0
CEAG Crouse-Hinds | 52723 | EC001952 | EF000004 | EV000582 | 9.0
CEAG Crouse-Hinds | 52723 | EC001952 | EF000008 | 188 | 9.0
CEAG Crouse-Hinds | 52723 | EC001952 | EF000048 | EV000659 | 9.0
CEAG Crouse-Hinds | 52723 | EC001952 | EF000085 | 6 | 9.0
CEAG Crouse-Hinds | 52723 | EC001952 | EF000124 | EV001008 | 9.0
CEAG Crouse-Hinds | 52723 | EC001952 | EF000187 | EV000509 | 9.0
CEAG Crouse-Hinds | 52723 | EC001952 | EF000280 | 26 - 26 | 9.0
CEAG Crouse-Hinds | 52723 | EC001952 | EF000381 | EV014417 | 9.0
CEAG Crouse-Hinds | 52723 | EC001952 | EF000441 | Non | 9.0
CEAG Crouse-Hinds | 52723 | EC001952 | EF001391 | 6 | 9.0
CEAG Crouse-Hinds | 52723 | EC001952 | EF001438 | 760 | 9.0
CEAG Crouse-Hinds | 52723 | EC001952 | EF001456 | 130 | 9.0
CEAG Crouse-Hinds | 52723 | EC001952 | EF001596 | EV000139 | 9.0
CEAG Crouse-Hinds | 52723 | EC001952 | EF002423 | EV011514 | 9.0
CEAG Crouse-Hinds | 52723 | EC001952 | EF004284 | EV006823 | 9.0
CEAG Crouse-Hinds | 52723 | EC001952 | EF004293 | EV008784 | 9.0
CEAG Crouse-Hinds | 52723 | EC001952 | EF005127 | 110 - 254 | 9.0
CEAG Crouse-Hinds | 52723 | EC001952 | EF005474 | EV006422 | 9.0
CEAG Crouse-Hinds | 52723 | EC001952 | EF005728 | EV009071 | 9.0
CEAG Crouse-Hinds | 52723 | EC001952 | EF005905 | Oui | 9.0
CEAG Crouse-Hinds | 52723 | EC001952 | EF007556 | Oui | 9.0
CEAG Crouse-Hinds | 52723 | EC001952 | EF008157 | EV011534 | 9.0
CEAG Crouse-Hinds | 52723 | EC001952 | EF008404 | EV010598 | 9.0
CEAG Crouse-Hinds | 52723 | EC001952 | EF009346 | 5700 - 5700 | 9.0
CEAG Crouse-Hinds | 52723 | EC001952 | EF009349 | 3230 | 9.0
CEAG Crouse-Hinds | 52723 | EC001952 | EF009350 | EV000202 | 9.0
CEAG Crouse-Hinds | 52723 | EC001952 | EF009482 | Non | 9.0
CEAG Crouse-Hinds | 52723 | EC001952 | EF011868 | EV015020 | 9.0
CEAG Crouse-Hinds | 52723 | EC001952 | EF011870 | 110000 | 9.0
CEAG Crouse-Hinds | 52723 | EC001952 | EF011959 | EV000154 | 9.0
CEAG Crouse-Hinds | 52723 | EC001952 | EF012090 | -25 - 55 | 9.0
CEAG Crouse-Hinds | 52723 | EC001952 | EF012170 | EV000278 | 9.0
CEAG Crouse-Hinds | 52723 | EC001952 | EF012172 | 111 | 9.0
CEAG Crouse-Hinds | 52723 | EC001952 | EF016286 | Oui | 9.0
CEAG Crouse-Hinds | 52723 | EC001952 | EF025740 | 0.95 | 9.0
CEAG Crouse-Hinds | 52724 | EC001952 | EF000003 | EV010173 | 9.0
CEAG Crouse-Hinds | 52724 | EC001952 | EF000004 | EV000582 | 9.0
CEAG Crouse-Hinds | 52724 | EC001952 | EF000008 | 188 | 9.0
CEAG Crouse-Hinds | 52724 | EC001952 | EF000048 | EV000659 | 9.0
CEAG Crouse-Hinds | 52724 | EC001952 | EF000085 | 6 | 9.0
CEAG Crouse-Hinds | 52724 | EC001952 | EF000124 | EV001008 | 9.0
CEAG Crouse-Hinds | 52724 | EC001952 | EF000187 | EV000509 | 9.0
CEAG Crouse-Hinds | 52724 | EC001952 | EF000280 | 52 - 52 | 9.0
CEAG Crouse-Hinds | 52724 | EC001952 | EF000381 | EV014417 | 9.0
CEAG Crouse-Hinds | 52724 | EC001952 | EF000441 | Non | 9.0
CEAG Crouse-Hinds | 52724 | EC001952 | EF001391 | 6 | 9.0
CEAG Crouse-Hinds | 52724 | EC001952 | EF001438 | 1360 | 9.0
CEAG Crouse-Hinds | 52724 | EC001952 | EF001456 | 130 | 9.0
CEAG Crouse-Hinds | 52724 | EC001952 | EF001596 | EV000139 | 9.0
CEAG Crouse-Hinds | 52724 | EC001952 | EF002423 | EV011514 | 9.0
CEAG Crouse-Hinds | 52724 | EC001952 | EF004284 | EV006823 | 9.0
CEAG Crouse-Hinds | 52724 | EC001952 | EF004293 | EV008784 | 9.0
CEAG Crouse-Hinds | 52724 | EC001952 | EF005127 | 110 - 254 | 9.0
CEAG Crouse-Hinds | 52724 | EC001952 | EF005474 | EV006422 | 9.0
CEAG Crouse-Hinds | 52724 | EC001952 | EF005728 | EV009071 | 9.0
CEAG Crouse-Hinds | 52724 | EC001952 | EF005905 | Oui | 9.0
CEAG Crouse-Hinds | 52724 | EC001952 | EF007556 | Oui | 9.0
CEAG Crouse-Hinds | 52724 | EC001952 | EF008157 | EV011534 | 9.0
CEAG Crouse-Hinds | 52724 | EC001952 | EF008404 | EV010598 | 9.0
CEAG Crouse-Hinds | 52724 | EC001952 | EF009346 | 5700 - 5700 | 9.0
CEAG Crouse-Hinds | 52724 | EC001952 | EF009349 | 6120 | 9.0
CEAG Crouse-Hinds | 52724 | EC001952 | EF009350 | EV000202 | 9.0
CEAG Crouse-Hinds | 52724 | EC001952 | EF009482 | Non | 9.0
CEAG Crouse-Hinds | 52724 | EC001952 | EF011868 | EV015019 | 9.0
CEAG Crouse-Hinds | 52724 | EC001952 | EF011870 | 110000 | 9.0
CEAG Crouse-Hinds | 52724 | EC001952 | EF011959 | EV000154 | 9.0
CEAG Crouse-Hinds | 52724 | EC001952 | EF012090 | -25 - 55 | 9.0
CEAG Crouse-Hinds | 52724 | EC001952 | EF012170 | EV000278 | 9.0
CEAG Crouse-Hinds | 52724 | EC001952 | EF012172 | 107 | 9.0
CEAG Crouse-Hinds | 52724 | EC001952 | EF016286 | Oui | 9.0
CEAG Crouse-Hinds | 52724 | EC001952 | EF025740 | 0.95 | 9.0
CEAG Crouse-Hinds | 52725 | EC001952 | EF000003 | EV010173 | 9.0
CEAG Crouse-Hinds | 52725 | EC001952 | EF000004 | EV000582 | 9.0
CEAG Crouse-Hinds | 52725 | EC001952 | EF000008 | 188 | 9.0
CEAG Crouse-Hinds | 52725 | EC001952 | EF000048 | EV000659 | 9.0
CEAG Crouse-Hinds | 52725 | EC001952 | EF000085 | 6 | 9.0
CEAG Crouse-Hinds | 52725 | EC001952 | EF000124 | EV001008 | 9.0
CEAG Crouse-Hinds | 52725 | EC001952 | EF000187 | EV000509 | 9.0
CEAG Crouse-Hinds | 52725 | EC001952 | EF000280 | 52 - 52 | 9.0
CEAG Crouse-Hinds | 52725 | EC001952 | EF000381 | EV014417 | 9.0
CEAG Crouse-Hinds | 52725 | EC001952 | EF000441 | Non | 9.0
CEAG Crouse-Hinds | 52725 | EC001952 | EF001391 | 6 | 9.0
CEAG Crouse-Hinds | 52725 | EC001952 | EF001438 | 1360 | 9.0
CEAG Crouse-Hinds | 52725 | EC001952 | EF001456 | 130 | 9.0
CEAG Crouse-Hinds | 52725 | EC001952 | EF001596 | EV000139 | 9.0
CEAG Crouse-Hinds | 52725 | EC001952 | EF002423 | EV011514 | 9.0
CEAG Crouse-Hinds | 52725 | EC001952 | EF004284 | EV006823 | 9.0
CEAG Crouse-Hinds | 52725 | EC001952 | EF004293 | EV008784 | 9.0
CEAG Crouse-Hinds | 52725 | EC001952 | EF005127 | 110 - 254 | 9.0
CEAG Crouse-Hinds | 52725 | EC001952 | EF005474 | EV006422 | 9.0
CEAG Crouse-Hinds | 52725 | EC001952 | EF005728 | EV009071 | 9.0
CEAG Crouse-Hinds | 52725 | EC001952 | EF005905 | Oui | 9.0
CEAG Crouse-Hinds | 52725 | EC001952 | EF007556 | Oui | 9.0
CEAG Crouse-Hinds | 52725 | EC001952 | EF008157 | EV011534 | 9.0
CEAG Crouse-Hinds | 52725 | EC001952 | EF008404 | EV010598 | 9.0
CEAG Crouse-Hinds | 52725 | EC001952 | EF009346 | 5700 - 5700 | 9.0
CEAG Crouse-Hinds | 52725 | EC001952 | EF009349 | 6120 | 9.0
CEAG Crouse-Hinds | 52725 | EC001952 | EF009350 | EV000202 | 9.0
CEAG Crouse-Hinds | 52725 | EC001952 | EF009482 | Non | 9.0
CEAG Crouse-Hinds | 52725 | EC001952 | EF011868 | EV015020 | 9.0
CEAG Crouse-Hinds | 52725 | EC001952 | EF011870 | 110000 | 9.0
CEAG Crouse-Hinds | 52725 | EC001952 | EF011959 | EV000154 | 9.0
CEAG Crouse-Hinds | 52725 | EC001952 | EF012090 | -25 - 55 | 9.0
CEAG Crouse-Hinds | 52725 | EC001952 | EF012170 | EV000278 | 9.0
CEAG Crouse-Hinds | 52725 | EC001952 | EF012172 | 107 | 9.0
CEAG Crouse-Hinds | 52725 | EC001952 | EF016286 | Oui | 9.0
CEAG Crouse-Hinds | 52725 | EC001952 | EF025740 | 0.95 | 9.0
CEAG Crouse-Hinds | 52726 | EC001952 | EF000003 | EV010173 | 9.0
CEAG Crouse-Hinds | 52726 | EC001952 | EF000004 | EV000582 | 9.0
CEAG Crouse-Hinds | 52726 | EC001952 | EF000008 | 188 | 9.0
CEAG Crouse-Hinds | 52726 | EC001952 | EF000048 | EV000659 | 9.0
CEAG Crouse-Hinds | 52726 | EC001952 | EF000085 | 6 | 9.0
CEAG Crouse-Hinds | 52726 | EC001952 | EF000124 | EV001008 | 9.0
CEAG Crouse-Hinds | 52726 | EC001952 | EF000187 | EV000509 | 9.0
CEAG Crouse-Hinds | 52726 | EC001952 | EF000280 | 52 - 52 | 9.0
CEAG Crouse-Hinds | 52726 | EC001952 | EF000381 | EV014417 | 9.0
CEAG Crouse-Hinds | 52726 | EC001952 | EF000441 | Non | 9.0
CEAG Crouse-Hinds | 52726 | EC001952 | EF001391 | 6 | 9.0
CEAG Crouse-Hinds | 52726 | EC001952 | EF001438 | 1360 | 9.0
CEAG Crouse-Hinds | 52726 | EC001952 | EF001456 | 130 | 9.0
CEAG Crouse-Hinds | 52726 | EC001952 | EF001596 | EV000139 | 9.0
CEAG Crouse-Hinds | 52726 | EC001952 | EF002423 | EV011514 | 9.0
CEAG Crouse-Hinds | 52726 | EC001952 | EF004284 | EV006823 | 9.0
CEAG Crouse-Hinds | 52726 | EC001952 | EF004293 | EV008784 | 9.0
CEAG Crouse-Hinds | 52726 | EC001952 | EF005127 | 110 - 254 | 9.0
CEAG Crouse-Hinds | 52726 | EC001952 | EF005474 | EV006422 | 9.0
CEAG Crouse-Hinds | 52726 | EC001952 | EF005728 | EV009071 | 9.0
CEAG Crouse-Hinds | 52726 | EC001952 | EF005905 | Oui | 9.0
CEAG Crouse-Hinds | 52726 | EC001952 | EF007556 | Oui | 9.0
CEAG Crouse-Hinds | 52726 | EC001952 | EF008157 | EV011534 | 9.0
CEAG Crouse-Hinds | 52726 | EC001952 | EF008404 | EV010598 | 9.0
CEAG Crouse-Hinds | 52726 | EC001952 | EF009346 | 5700 - 5700 | 9.0
CEAG Crouse-Hinds | 52726 | EC001952 | EF009349 | 6120 | 9.0
CEAG Crouse-Hinds | 52726 | EC001952 | EF009350 | EV000202 | 9.0
CEAG Crouse-Hinds | 52726 | EC001952 | EF009482 | Non | 9.0
CEAG Crouse-Hinds | 52726 | EC001952 | EF011868 | EV015019 | 9.0
CEAG Crouse-Hinds | 52726 | EC001952 | EF011870 | 110000 | 9.0
CEAG Crouse-Hinds | 52726 | EC001952 | EF011959 | EV000154 | 9.0
CEAG Crouse-Hinds | 52726 | EC001952 | EF012090 | -25 - 55 | 9.0
CEAG Crouse-Hinds | 52726 | EC001952 | EF012170 | EV000278 | 9.0
CEAG Crouse-Hinds | 52726 | EC001952 | EF012172 | 107 | 9.0
CEAG Crouse-Hinds | 52726 | EC001952 | EF016286 | Oui | 9.0
CEAG Crouse-Hinds | 52726 | EC001952 | EF025740 | 0.95 | 9.0
CEAG Crouse-Hinds | 52727 | EC001952 | EF000003 | EV010173 | 9.0
CEAG Crouse-Hinds | 52727 | EC001952 | EF000004 | EV000582 | 9.0
CEAG Crouse-Hinds | 52727 | EC001952 | EF000008 | 188 | 9.0
CEAG Crouse-Hinds | 52727 | EC001952 | EF000048 | EV000659 | 9.0
CEAG Crouse-Hinds | 52727 | EC001952 | EF000085 | 6 | 9.0
CEAG Crouse-Hinds | 52727 | EC001952 | EF000124 | EV001008 | 9.0
CEAG Crouse-Hinds | 52727 | EC001952 | EF000187 | EV000509 | 9.0
CEAG Crouse-Hinds | 52727 | EC001952 | EF000280 | 52 - 52 | 9.0
CEAG Crouse-Hinds | 52727 | EC001952 | EF000381 | EV014417 | 9.0
CEAG Crouse-Hinds | 52727 | EC001952 | EF000441 | Non | 9.0
CEAG Crouse-Hinds | 52727 | EC001952 | EF001391 | 6 | 9.0
CEAG Crouse-Hinds | 52727 | EC001952 | EF001438 | 1360 | 9.0
CEAG Crouse-Hinds | 52727 | EC001952 | EF001456 | 130 | 9.0
CEAG Crouse-Hinds | 52727 | EC001952 | EF001596 | EV000139 | 9.0
CEAG Crouse-Hinds | 52727 | EC001952 | EF002423 | EV011514 | 9.0
CEAG Crouse-Hinds | 52727 | EC001952 | EF004284 | EV006823 | 9.0
CEAG Crouse-Hinds | 52727 | EC001952 | EF004293 | EV008784 | 9.0
CEAG Crouse-Hinds | 52727 | EC001952 | EF005127 | 110 - 254 | 9.0
CEAG Crouse-Hinds | 52727 | EC001952 | EF005474 | EV006422 | 9.0
CEAG Crouse-Hinds | 52727 | EC001952 | EF005728 | EV009071 | 9.0
CEAG Crouse-Hinds | 52727 | EC001952 | EF005905 | Oui | 9.0
CEAG Crouse-Hinds | 52727 | EC001952 | EF007556 | Oui | 9.0
CEAG Crouse-Hinds | 52727 | EC001952 | EF008157 | EV011534 | 9.0
CEAG Crouse-Hinds | 52727 | EC001952 | EF008404 | EV010598 | 9.0
CEAG Crouse-Hinds | 52727 | EC001952 | EF009346 | 5700 - 5700 | 9.0
CEAG Crouse-Hinds | 52727 | EC001952 | EF009349 | 6120 | 9.0
CEAG Crouse-Hinds | 52727 | EC001952 | EF009350 | EV000202 | 9.0
CEAG Crouse-Hinds | 52727 | EC001952 | EF009482 | Non | 9.0
CEAG Crouse-Hinds | 52727 | EC001952 | EF011868 | EV015020 | 9.0
CEAG Crouse-Hinds | 52727 | EC001952 | EF011870 | 110000 | 9.0
CEAG Crouse-Hinds | 52727 | EC001952 | EF011959 | EV000154 | 9.0
CEAG Crouse-Hinds | 52727 | EC001952 | EF012090 | -25 - 55 | 9.0
CEAG Crouse-Hinds | 52727 | EC001952 | EF012170 | EV000278 | 9.0
CEAG Crouse-Hinds | 52727 | EC001952 | EF012172 | 107 | 9.0
CEAG Crouse-Hinds | 52727 | EC001952 | EF016286 | Oui | 9.0
CEAG Crouse-Hinds | 52727 | EC001952 | EF025740 | 0.95 | 9.0
CEAG Crouse-Hinds | 52728 | EC001952 | EF000003 | EV006438 | 9.0
CEAG Crouse-Hinds | 52728 | EC001952 | EF000004 | EV000582 | 9.0
CEAG Crouse-Hinds | 52728 | EC001952 | EF000008 | 188 | 9.0
CEAG Crouse-Hinds | 52728 | EC001952 | EF000048 | EV000659 | 9.0
CEAG Crouse-Hinds | 52728 | EC001952 | EF000085 | 6 | 9.0
CEAG Crouse-Hinds | 52728 | EC001952 | EF000124 | EV001008 | 9.0
CEAG Crouse-Hinds | 52728 | EC001952 | EF000187 | EV000509 | 9.0
CEAG Crouse-Hinds | 52728 | EC001952 | EF000280 | 26 - 26 | 9.0
CEAG Crouse-Hinds | 52728 | EC001952 | EF000381 | EV014417 | 9.0
CEAG Crouse-Hinds | 52728 | EC001952 | EF000441 | Non | 9.0
CEAG Crouse-Hinds | 52728 | EC001952 | EF001391 | 6 | 9.0
CEAG Crouse-Hinds | 52728 | EC001952 | EF001438 | 1060 | 9.0
CEAG Crouse-Hinds | 52728 | EC001952 | EF001456 | 130 | 9.0
CEAG Crouse-Hinds | 52728 | EC001952 | EF001596 | EV000139 | 9.0
CEAG Crouse-Hinds | 52728 | EC001952 | EF002423 | EV011514 | 9.0
CEAG Crouse-Hinds | 52728 | EC001952 | EF004284 | EV006823 | 9.0
CEAG Crouse-Hinds | 52728 | EC001952 | EF004293 | EV008784 | 9.0
CEAG Crouse-Hinds | 52728 | EC001952 | EF005127 | 110 - 254 | 9.0
CEAG Crouse-Hinds | 52728 | EC001952 | EF005474 | EV006422 | 9.0
CEAG Crouse-Hinds | 52728 | EC001952 | EF005728 | EV009071 | 9.0
CEAG Crouse-Hinds | 52728 | EC001952 | EF005905 | Oui | 9.0
CEAG Crouse-Hinds | 52728 | EC001952 | EF007556 | Oui | 9.0
CEAG Crouse-Hinds | 52728 | EC001952 | EF008157 | EV011534 | 9.0
CEAG Crouse-Hinds | 52728 | EC001952 | EF008404 | EV010598 | 9.0
CEAG Crouse-Hinds | 52728 | EC001952 | EF009346 | 5700 - 5700 | 9.0
CEAG Crouse-Hinds | 52728 | EC001952 | EF009349 | 3230 | 9.0
CEAG Crouse-Hinds | 52728 | EC001952 | EF009350 | EV000202 | 9.0
CEAG Crouse-Hinds | 52728 | EC001952 | EF009482 | Non | 9.0
CEAG Crouse-Hinds | 52728 | EC001952 | EF011868 | EV013935 | 9.0
CEAG Crouse-Hinds | 52728 | EC001952 | EF011870 | 110000 | 9.0
CEAG Crouse-Hinds | 52728 | EC001952 | EF011959 | EV000154 | 9.0
CEAG Crouse-Hinds | 52728 | EC001952 | EF012090 | -25 - 55 | 9.0
CEAG Crouse-Hinds | 52728 | EC001952 | EF012170 | EV000278 | 9.0
CEAG Crouse-Hinds | 52728 | EC001952 | EF012172 | 111 | 9.0
CEAG Crouse-Hinds | 52728 | EC001952 | EF016286 | Oui | 9.0
CEAG Crouse-Hinds | 52728 | EC001952 | EF025740 | 0.95 | 9.0
CEAG Crouse-Hinds | 52729 | EC001952 | EF000003 | EV006438 | 9.0
CEAG Crouse-Hinds | 52729 | EC001952 | EF000004 | EV000582 | 9.0
CEAG Crouse-Hinds | 52729 | EC001952 | EF000008 | 188 | 9.0
CEAG Crouse-Hinds | 52729 | EC001952 | EF000048 | EV000659 | 9.0
CEAG Crouse-Hinds | 52729 | EC001952 | EF000085 | 6 | 9.0
CEAG Crouse-Hinds | 52729 | EC001952 | EF000124 | EV001008 | 9.0
CEAG Crouse-Hinds | 52729 | EC001952 | EF000187 | EV000509 | 9.0
CEAG Crouse-Hinds | 52729 | EC001952 | EF000280 | 52 - 52 | 9.0
CEAG Crouse-Hinds | 52729 | EC001952 | EF000381 | EV014417 | 9.0
CEAG Crouse-Hinds | 52729 | EC001952 | EF000441 | Non | 9.0
CEAG Crouse-Hinds | 52729 | EC001952 | EF001391 | 6 | 9.0
CEAG Crouse-Hinds | 52729 | EC001952 | EF001438 | 1660 | 9.0
CEAG Crouse-Hinds | 52729 | EC001952 | EF001456 | 130 | 9.0
CEAG Crouse-Hinds | 52729 | EC001952 | EF001596 | EV000139 | 9.0
CEAG Crouse-Hinds | 52729 | EC001952 | EF002423 | EV011514 | 9.0
CEAG Crouse-Hinds | 52729 | EC001952 | EF004284 | EV006823 | 9.0
CEAG Crouse-Hinds | 52729 | EC001952 | EF004293 | EV008784 | 9.0
CEAG Crouse-Hinds | 52729 | EC001952 | EF005127 | 110 - 254 | 9.0
CEAG Crouse-Hinds | 52729 | EC001952 | EF005474 | EV006422 | 9.0
CEAG Crouse-Hinds | 52729 | EC001952 | EF005728 | EV009071 | 9.0
CEAG Crouse-Hinds | 52729 | EC001952 | EF005905 | Oui | 9.0
CEAG Crouse-Hinds | 52729 | EC001952 | EF007556 | Oui | 9.0
CEAG Crouse-Hinds | 52729 | EC001952 | EF008157 | EV011534 | 9.0
CEAG Crouse-Hinds | 52729 | EC001952 | EF008404 | EV010598 | 9.0
CEAG Crouse-Hinds | 52729 | EC001952 | EF009346 | 5700 - 5700 | 9.0
CEAG Crouse-Hinds | 52729 | EC001952 | EF009349 | 6120 | 9.0
CEAG Crouse-Hinds | 52729 | EC001952 | EF009350 | EV000202 | 9.0
CEAG Crouse-Hinds | 52729 | EC001952 | EF009482 | Non | 9.0
CEAG Crouse-Hinds | 52729 | EC001952 | EF011868 | EV013935 | 9.0
CEAG Crouse-Hinds | 52729 | EC001952 | EF011870 | 110000 | 9.0
CEAG Crouse-Hinds | 52729 | EC001952 | EF011959 | EV000154 | 9.0
CEAG Crouse-Hinds | 52729 | EC001952 | EF012090 | -25 - 55 | 9.0
CEAG Crouse-Hinds | 52729 | EC001952 | EF012170 | EV000278 | 9.0
CEAG Crouse-Hinds | 52729 | EC001952 | EF012172 | 107 | 9.0
CEAG Crouse-Hinds | 52729 | EC001952 | EF016286 | Oui | 9.0
CEAG Crouse-Hinds | 52729 | EC001952 | EF025740 | 0.95 | 9.0
CEAG Crouse-Hinds | 52730 | EC001952 | EF000003 | EV010173 | 9.0
CEAG Crouse-Hinds | 52730 | EC001952 | EF000004 | EV000582 | 9.0
CEAG Crouse-Hinds | 52730 | EC001952 | EF000008 | 188 | 9.0
CEAG Crouse-Hinds | 52730 | EC001952 | EF000048 | EV000659 | 9.0
CEAG Crouse-Hinds | 52730 | EC001952 | EF000085 | 6 | 9.0
CEAG Crouse-Hinds | 52730 | EC001952 | EF000124 | EV001008 | 9.0
CEAG Crouse-Hinds | 52730 | EC001952 | EF000187 | EV000460 | 9.0
CEAG Crouse-Hinds | 52730 | EC001952 | EF000280 | 26 - 26 | 9.0
CEAG Crouse-Hinds | 52730 | EC001952 | EF000381 | EV014417 | 9.0
CEAG Crouse-Hinds | 52730 | EC001952 | EF000441 | Non | 9.0
CEAG Crouse-Hinds | 52730 | EC001952 | EF001391 | 6 | 9.0
CEAG Crouse-Hinds | 52730 | EC001952 | EF001438 | 900 | 9.0
CEAG Crouse-Hinds | 52730 | EC001952 | EF001456 | 130 | 9.0
CEAG Crouse-Hinds | 52730 | EC001952 | EF001596 | EV000139 | 9.0
CEAG Crouse-Hinds | 52730 | EC001952 | EF002423 | EV011514 | 9.0
CEAG Crouse-Hinds | 52730 | EC001952 | EF004284 | EV006823 | 9.0
CEAG Crouse-Hinds | 52730 | EC001952 | EF004293 | EV008784 | 9.0
CEAG Crouse-Hinds | 52730 | EC001952 | EF005127 | 120 - 254 | 9.0
CEAG Crouse-Hinds | 52730 | EC001952 | EF005474 | EV006422 | 9.0
CEAG Crouse-Hinds | 52730 | EC001952 | EF005728 | EV009071 | 9.0
CEAG Crouse-Hinds | 52730 | EC001952 | EF005905 | Oui | 9.0
CEAG Crouse-Hinds | 52730 | EC001952 | EF007556 | Oui | 9.0
CEAG Crouse-Hinds | 52730 | EC001952 | EF008157 | EV011534 | 9.0
CEAG Crouse-Hinds | 52730 | EC001952 | EF008404 | EV010598 | 9.0
CEAG Crouse-Hinds | 52730 | EC001952 | EF009346 | 5700 - 5700 | 9.0
CEAG Crouse-Hinds | 52730 | EC001952 | EF009349 | 3230 | 9.0
CEAG Crouse-Hinds | 52730 | EC001952 | EF009350 | EV000202 | 9.0
CEAG Crouse-Hinds | 52730 | EC001952 | EF009482 | Non | 9.0
CEAG Crouse-Hinds | 52730 | EC001952 | EF011868 | EV015019 | 9.0
CEAG Crouse-Hinds | 52730 | EC001952 | EF011870 | 110000 | 9.0
CEAG Crouse-Hinds | 52730 | EC001952 | EF011959 | EV000154 | 9.0
CEAG Crouse-Hinds | 52730 | EC001952 | EF012090 | -5 - 35 | 9.0
CEAG Crouse-Hinds | 52730 | EC001952 | EF012170 | EV000278 | 9.0
CEAG Crouse-Hinds | 52730 | EC001952 | EF012172 | 95 | 9.0
CEAG Crouse-Hinds | 52730 | EC001952 | EF016286 | Oui | 9.0
CEAG Crouse-Hinds | 52730 | EC001952 | EF025740 | 0.95 | 9.0
CEAG Crouse-Hinds | 52731 | EC001952 | EF000003 | EV010173 | 9.0
CEAG Crouse-Hinds | 52731 | EC001952 | EF000004 | EV000582 | 9.0
CEAG Crouse-Hinds | 52731 | EC001952 | EF000008 | 188 | 9.0
CEAG Crouse-Hinds | 52731 | EC001952 | EF000048 | EV000659 | 9.0
CEAG Crouse-Hinds | 52731 | EC001952 | EF000085 | 6 | 9.0
CEAG Crouse-Hinds | 52731 | EC001952 | EF000124 | EV001008 | 9.0
CEAG Crouse-Hinds | 52731 | EC001952 | EF000187 | EV000460 | 9.0
CEAG Crouse-Hinds | 52731 | EC001952 | EF000280 | 26 - 26 | 9.0
CEAG Crouse-Hinds | 52731 | EC001952 | EF000381 | EV014417 | 9.0
CEAG Crouse-Hinds | 52731 | EC001952 | EF000441 | Non | 9.0
CEAG Crouse-Hinds | 52731 | EC001952 | EF001391 | 6 | 9.0
CEAG Crouse-Hinds | 52731 | EC001952 | EF001438 | 900 | 9.0
CEAG Crouse-Hinds | 52731 | EC001952 | EF001456 | 130 | 9.0
CEAG Crouse-Hinds | 52731 | EC001952 | EF001596 | EV000139 | 9.0
CEAG Crouse-Hinds | 52731 | EC001952 | EF002423 | EV011514 | 9.0
CEAG Crouse-Hinds | 52731 | EC001952 | EF004284 | EV006823 | 9.0
CEAG Crouse-Hinds | 52731 | EC001952 | EF004293 | EV008784 | 9.0
CEAG Crouse-Hinds | 52731 | EC001952 | EF005127 | 120 - 254 | 9.0
CEAG Crouse-Hinds | 52731 | EC001952 | EF005474 | EV006422 | 9.0
CEAG Crouse-Hinds | 52731 | EC001952 | EF005728 | EV009071 | 9.0
CEAG Crouse-Hinds | 52731 | EC001952 | EF005905 | Oui | 9.0
CEAG Crouse-Hinds | 52731 | EC001952 | EF007556 | Oui | 9.0
CEAG Crouse-Hinds | 52731 | EC001952 | EF008157 | EV011534 | 9.0
CEAG Crouse-Hinds | 52731 | EC001952 | EF008404 | EV010598 | 9.0
CEAG Crouse-Hinds | 52731 | EC001952 | EF009346 | 5700 - 5700 | 9.0
CEAG Crouse-Hinds | 52731 | EC001952 | EF009349 | 3230 | 9.0
CEAG Crouse-Hinds | 52731 | EC001952 | EF009350 | EV000202 | 9.0
CEAG Crouse-Hinds | 52731 | EC001952 | EF009482 | Non | 9.0
CEAG Crouse-Hinds | 52731 | EC001952 | EF011868 | EV015020 | 9.0
CEAG Crouse-Hinds | 52731 | EC001952 | EF011870 | 110000 | 9.0
CEAG Crouse-Hinds | 52731 | EC001952 | EF011959 | EV000154 | 9.0
CEAG Crouse-Hinds | 52731 | EC001952 | EF012090 | -5 - 35 | 9.0
CEAG Crouse-Hinds | 52731 | EC001952 | EF012170 | EV000278 | 9.0
CEAG Crouse-Hinds | 52731 | EC001952 | EF012172 | 95 | 9.0
CEAG Crouse-Hinds | 52731 | EC001952 | EF016286 | Oui | 9.0
CEAG Crouse-Hinds | 52731 | EC001952 | EF025740 | 0.95 | 9.0
CEAG Crouse-Hinds | 52732 | EC001952 | EF000003 | EV010173 | 9.0
CEAG Crouse-Hinds | 52732 | EC001952 | EF000004 | EV000582 | 9.0
CEAG Crouse-Hinds | 52732 | EC001952 | EF000008 | 188 | 9.0
CEAG Crouse-Hinds | 52732 | EC001952 | EF000048 | EV000659 | 9.0
CEAG Crouse-Hinds | 52732 | EC001952 | EF000085 | 6 | 9.0
CEAG Crouse-Hinds | 52732 | EC001952 | EF000124 | EV001008 | 9.0
CEAG Crouse-Hinds | 52732 | EC001952 | EF000187 | EV000460 | 9.0
CEAG Crouse-Hinds | 52732 | EC001952 | EF000280 | 26 - 26 | 9.0
CEAG Crouse-Hinds | 52732 | EC001952 | EF000381 | EV014417 | 9.0
CEAG Crouse-Hinds | 52732 | EC001952 | EF000441 | Non | 9.0
CEAG Crouse-Hinds | 52732 | EC001952 | EF001391 | 6 | 9.0
CEAG Crouse-Hinds | 52732 | EC001952 | EF001438 | 900 | 9.0
CEAG Crouse-Hinds | 52732 | EC001952 | EF001456 | 130 | 9.0
CEAG Crouse-Hinds | 52732 | EC001952 | EF001596 | EV000139 | 9.0
CEAG Crouse-Hinds | 52732 | EC001952 | EF002423 | EV011514 | 9.0
CEAG Crouse-Hinds | 52732 | EC001952 | EF004284 | EV006823 | 9.0
CEAG Crouse-Hinds | 52732 | EC001952 | EF004293 | EV008784 | 9.0
CEAG Crouse-Hinds | 52732 | EC001952 | EF005127 | 120 - 254 | 9.0
CEAG Crouse-Hinds | 52732 | EC001952 | EF005474 | EV006422 | 9.0
CEAG Crouse-Hinds | 52732 | EC001952 | EF005728 | EV009071 | 9.0
CEAG Crouse-Hinds | 52732 | EC001952 | EF005905 | Oui | 9.0
CEAG Crouse-Hinds | 52732 | EC001952 | EF007556 | Oui | 9.0
CEAG Crouse-Hinds | 52732 | EC001952 | EF008157 | EV011534 | 9.0
CEAG Crouse-Hinds | 52732 | EC001952 | EF008404 | EV010598 | 9.0
CEAG Crouse-Hinds | 52732 | EC001952 | EF009346 | 5700 - 5700 | 9.0
CEAG Crouse-Hinds | 52732 | EC001952 | EF009349 | 3230 | 9.0
CEAG Crouse-Hinds | 52732 | EC001952 | EF009350 | EV000202 | 9.0
CEAG Crouse-Hinds | 52732 | EC001952 | EF009482 | Non | 9.0
CEAG Crouse-Hinds | 52732 | EC001952 | EF011868 | EV015019 | 9.0
CEAG Crouse-Hinds | 52732 | EC001952 | EF011870 | 110000 | 9.0
CEAG Crouse-Hinds | 52732 | EC001952 | EF011959 | EV000154 | 9.0
CEAG Crouse-Hinds | 52732 | EC001952 | EF012090 | -5 - 35 | 9.0
CEAG Crouse-Hinds | 52732 | EC001952 | EF012170 | EV000278 | 9.0
CEAG Crouse-Hinds | 52732 | EC001952 | EF012172 | 95 | 9.0
CEAG Crouse-Hinds | 52732 | EC001952 | EF016286 | Oui | 9.0
CEAG Crouse-Hinds | 52732 | EC001952 | EF025740 | 0.95 | 9.0
CEAG Crouse-Hinds | 52733 | EC001952 | EF000003 | EV010173 | 9.0
CEAG Crouse-Hinds | 52733 | EC001952 | EF000004 | EV000582 | 9.0
CEAG Crouse-Hinds | 52733 | EC001952 | EF000008 | 188 | 9.0
CEAG Crouse-Hinds | 52733 | EC001952 | EF000048 | EV000659 | 9.0
CEAG Crouse-Hinds | 52733 | EC001952 | EF000085 | 6 | 9.0
CEAG Crouse-Hinds | 52733 | EC001952 | EF000124 | EV001008 | 9.0
CEAG Crouse-Hinds | 52733 | EC001952 | EF000187 | EV000460 | 9.0
CEAG Crouse-Hinds | 52733 | EC001952 | EF000280 | 26 - 26 | 9.0
CEAG Crouse-Hinds | 52733 | EC001952 | EF000381 | EV014417 | 9.0
CEAG Crouse-Hinds | 52733 | EC001952 | EF000441 | Non | 9.0
CEAG Crouse-Hinds | 52733 | EC001952 | EF001391 | 6 | 9.0
CEAG Crouse-Hinds | 52733 | EC001952 | EF001438 | 900 | 9.0
CEAG Crouse-Hinds | 52733 | EC001952 | EF001456 | 130 | 9.0
CEAG Crouse-Hinds | 52733 | EC001952 | EF001596 | EV000139 | 9.0
CEAG Crouse-Hinds | 52733 | EC001952 | EF002423 | EV011514 | 9.0
CEAG Crouse-Hinds | 52733 | EC001952 | EF004284 | EV006823 | 9.0
CEAG Crouse-Hinds | 52733 | EC001952 | EF004293 | EV008784 | 9.0
CEAG Crouse-Hinds | 52733 | EC001952 | EF005127 | 120 - 254 | 9.0
CEAG Crouse-Hinds | 52733 | EC001952 | EF005474 | EV006422 | 9.0
CEAG Crouse-Hinds | 52733 | EC001952 | EF005728 | EV009071 | 9.0
CEAG Crouse-Hinds | 52733 | EC001952 | EF005905 | Oui | 9.0
CEAG Crouse-Hinds | 52733 | EC001952 | EF007556 | Oui | 9.0
CEAG Crouse-Hinds | 52733 | EC001952 | EF008157 | EV011534 | 9.0
CEAG Crouse-Hinds | 52733 | EC001952 | EF008404 | EV010598 | 9.0
CEAG Crouse-Hinds | 52733 | EC001952 | EF009346 | 5700 - 5700 | 9.0
CEAG Crouse-Hinds | 52733 | EC001952 | EF009349 | 3230 | 9.0
CEAG Crouse-Hinds | 52733 | EC001952 | EF009350 | EV000202 | 9.0
CEAG Crouse-Hinds | 52733 | EC001952 | EF009482 | Non | 9.0
CEAG Crouse-Hinds | 52733 | EC001952 | EF011868 | EV015020 | 9.0
CEAG Crouse-Hinds | 52733 | EC001952 | EF011870 | 110000 | 9.0
CEAG Crouse-Hinds | 52733 | EC001952 | EF011959 | EV000154 | 9.0
CEAG Crouse-Hinds | 52733 | EC001952 | EF012090 | -5 - 35 | 9.0
CEAG Crouse-Hinds | 52733 | EC001952 | EF012170 | EV000278 | 9.0
CEAG Crouse-Hinds | 52733 | EC001952 | EF012172 | 95 | 9.0
CEAG Crouse-Hinds | 52733 | EC001952 | EF016286 | Oui | 9.0
CEAG Crouse-Hinds | 52733 | EC001952 | EF025740 | 0.95 | 9.0
CEAG Crouse-Hinds | 52734 | EC001952 | EF000003 | EV010173 | 9.0
CEAG Crouse-Hinds | 52734 | EC001952 | EF000004 | EV000582 | 9.0
CEAG Crouse-Hinds | 52734 | EC001952 | EF000008 | 188 | 9.0
CEAG Crouse-Hinds | 52734 | EC001952 | EF000048 | EV000659 | 9.0
CEAG Crouse-Hinds | 52734 | EC001952 | EF000085 | 6 | 9.0
CEAG Crouse-Hinds | 52734 | EC001952 | EF000124 | EV001008 | 9.0
CEAG Crouse-Hinds | 52734 | EC001952 | EF000187 | EV000460 | 9.0
CEAG Crouse-Hinds | 52734 | EC001952 | EF000280 | 52 - 52 | 9.0
CEAG Crouse-Hinds | 52734 | EC001952 | EF000381 | EV014417 | 9.0
CEAG Crouse-Hinds | 52734 | EC001952 | EF000441 | Non | 9.0
CEAG Crouse-Hinds | 52734 | EC001952 | EF001391 | 6 | 9.0
CEAG Crouse-Hinds | 52734 | EC001952 | EF001438 | 1500 | 9.0
CEAG Crouse-Hinds | 52734 | EC001952 | EF001456 | 130 | 9.0
CEAG Crouse-Hinds | 52734 | EC001952 | EF001596 | EV000139 | 9.0
CEAG Crouse-Hinds | 52734 | EC001952 | EF002423 | EV011514 | 9.0
CEAG Crouse-Hinds | 52734 | EC001952 | EF004284 | EV006823 | 9.0
CEAG Crouse-Hinds | 52734 | EC001952 | EF004293 | EV008784 | 9.0
CEAG Crouse-Hinds | 52734 | EC001952 | EF005127 | 120 - 254 | 9.0
CEAG Crouse-Hinds | 52734 | EC001952 | EF005474 | EV006422 | 9.0
CEAG Crouse-Hinds | 52734 | EC001952 | EF005728 | EV009071 | 9.0
CEAG Crouse-Hinds | 52734 | EC001952 | EF005905 | Oui | 9.0
CEAG Crouse-Hinds | 52734 | EC001952 | EF007556 | Oui | 9.0
CEAG Crouse-Hinds | 52734 | EC001952 | EF008157 | EV011534 | 9.0
CEAG Crouse-Hinds | 52734 | EC001952 | EF008404 | EV010598 | 9.0
CEAG Crouse-Hinds | 52734 | EC001952 | EF009346 | 5700 - 5700 | 9.0
CEAG Crouse-Hinds | 52734 | EC001952 | EF009349 | 6120 | 9.0
CEAG Crouse-Hinds | 52734 | EC001952 | EF009350 | EV000202 | 9.0
CEAG Crouse-Hinds | 52734 | EC001952 | EF009482 | Non | 9.0
CEAG Crouse-Hinds | 52734 | EC001952 | EF011868 | EV015019 | 9.0
CEAG Crouse-Hinds | 52734 | EC001952 | EF011870 | 110000 | 9.0
CEAG Crouse-Hinds | 52734 | EC001952 | EF011959 | EV000154 | 9.0
CEAG Crouse-Hinds | 52734 | EC001952 | EF012090 | -5 - 35 | 9.0
CEAG Crouse-Hinds | 52734 | EC001952 | EF012170 | EV000278 | 9.0
CEAG Crouse-Hinds | 52734 | EC001952 | EF012172 | 99 | 9.0
CEAG Crouse-Hinds | 52734 | EC001952 | EF016286 | Oui | 9.0
CEAG Crouse-Hinds | 52734 | EC001952 | EF025740 | 0.95 | 9.0
CEAG Crouse-Hinds | 52735 | EC001952 | EF000003 | EV010173 | 9.0
CEAG Crouse-Hinds | 52735 | EC001952 | EF000004 | EV000582 | 9.0
CEAG Crouse-Hinds | 52735 | EC001952 | EF000008 | 188 | 9.0
CEAG Crouse-Hinds | 52735 | EC001952 | EF000048 | EV000659 | 9.0
CEAG Crouse-Hinds | 52735 | EC001952 | EF000085 | 6 | 9.0
CEAG Crouse-Hinds | 52735 | EC001952 | EF000124 | EV001008 | 9.0
CEAG Crouse-Hinds | 52735 | EC001952 | EF000187 | EV000460 | 9.0
CEAG Crouse-Hinds | 52735 | EC001952 | EF000280 | 52 - 52 | 9.0
CEAG Crouse-Hinds | 52735 | EC001952 | EF000381 | EV014417 | 9.0
CEAG Crouse-Hinds | 52735 | EC001952 | EF000441 | Non | 9.0
CEAG Crouse-Hinds | 52735 | EC001952 | EF001391 | 6 | 9.0
CEAG Crouse-Hinds | 52735 | EC001952 | EF001438 | 1500 | 9.0
CEAG Crouse-Hinds | 52735 | EC001952 | EF001456 | 130 | 9.0
CEAG Crouse-Hinds | 52735 | EC001952 | EF001596 | EV000139 | 9.0
CEAG Crouse-Hinds | 52735 | EC001952 | EF002423 | EV011514 | 9.0
CEAG Crouse-Hinds | 52735 | EC001952 | EF004284 | EV006823 | 9.0
CEAG Crouse-Hinds | 52735 | EC001952 | EF004293 | EV008784 | 9.0
CEAG Crouse-Hinds | 52735 | EC001952 | EF005127 | 120 - 254 | 9.0
CEAG Crouse-Hinds | 52735 | EC001952 | EF005474 | EV006422 | 9.0
CEAG Crouse-Hinds | 52735 | EC001952 | EF005728 | EV009071 | 9.0
CEAG Crouse-Hinds | 52735 | EC001952 | EF005905 | Oui | 9.0
CEAG Crouse-Hinds | 52735 | EC001952 | EF007556 | Oui | 9.0
CEAG Crouse-Hinds | 52735 | EC001952 | EF008157 | EV011534 | 9.0
CEAG Crouse-Hinds | 52735 | EC001952 | EF008404 | EV010598 | 9.0
CEAG Crouse-Hinds | 52735 | EC001952 | EF009346 | 5700 - 5700 | 9.0
CEAG Crouse-Hinds | 52735 | EC001952 | EF009349 | 6120 | 9.0
CEAG Crouse-Hinds | 52735 | EC001952 | EF009350 | EV000202 | 9.0
CEAG Crouse-Hinds | 52735 | EC001952 | EF009482 | Non | 9.0
CEAG Crouse-Hinds | 52735 | EC001952 | EF011868 | EV015020 | 9.0
CEAG Crouse-Hinds | 52735 | EC001952 | EF011870 | 110000 | 9.0
CEAG Crouse-Hinds | 52735 | EC001952 | EF011959 | EV000154 | 9.0
CEAG Crouse-Hinds | 52735 | EC001952 | EF012090 | -5 - 35 | 9.0
CEAG Crouse-Hinds | 52735 | EC001952 | EF012170 | EV000278 | 9.0
CEAG Crouse-Hinds | 52735 | EC001952 | EF012172 | 99 | 9.0
CEAG Crouse-Hinds | 52735 | EC001952 | EF016286 | Oui | 9.0
CEAG Crouse-Hinds | 52735 | EC001952 | EF025740 | 0.95 | 9.0
CEAG Crouse-Hinds | 52736 | EC001952 | EF000003 | EV010173 | 9.0
CEAG Crouse-Hinds | 52736 | EC001952 | EF000004 | EV000582 | 9.0
CEAG Crouse-Hinds | 52736 | EC001952 | EF000008 | 188 | 9.0
CEAG Crouse-Hinds | 52736 | EC001952 | EF000048 | EV000659 | 9.0
CEAG Crouse-Hinds | 52736 | EC001952 | EF000085 | 6 | 9.0
CEAG Crouse-Hinds | 52736 | EC001952 | EF000124 | EV001008 | 9.0
CEAG Crouse-Hinds | 52736 | EC001952 | EF000187 | EV000460 | 9.0
CEAG Crouse-Hinds | 52736 | EC001952 | EF000280 | 52 - 52 | 9.0
CEAG Crouse-Hinds | 52736 | EC001952 | EF000381 | EV014417 | 9.0
CEAG Crouse-Hinds | 52736 | EC001952 | EF000441 | Non | 9.0
CEAG Crouse-Hinds | 52736 | EC001952 | EF001391 | 6 | 9.0
CEAG Crouse-Hinds | 52736 | EC001952 | EF001438 | 1500 | 9.0
CEAG Crouse-Hinds | 52736 | EC001952 | EF001456 | 130 | 9.0
CEAG Crouse-Hinds | 52736 | EC001952 | EF001596 | EV000139 | 9.0
CEAG Crouse-Hinds | 52736 | EC001952 | EF002423 | EV011514 | 9.0
CEAG Crouse-Hinds | 52736 | EC001952 | EF004284 | EV006823 | 9.0
CEAG Crouse-Hinds | 52736 | EC001952 | EF004293 | EV008784 | 9.0
CEAG Crouse-Hinds | 52736 | EC001952 | EF005127 | 120 - 254 | 9.0
CEAG Crouse-Hinds | 52736 | EC001952 | EF005474 | EV006422 | 9.0
CEAG Crouse-Hinds | 52736 | EC001952 | EF005728 | EV009071 | 9.0
CEAG Crouse-Hinds | 52736 | EC001952 | EF005905 | Oui | 9.0
CEAG Crouse-Hinds | 52736 | EC001952 | EF007556 | Oui | 9.0
CEAG Crouse-Hinds | 52736 | EC001952 | EF008157 | EV011534 | 9.0
CEAG Crouse-Hinds | 52736 | EC001952 | EF008404 | EV010598 | 9.0
CEAG Crouse-Hinds | 52736 | EC001952 | EF009346 | 5700 - 5700 | 9.0
CEAG Crouse-Hinds | 52736 | EC001952 | EF009349 | 6120 | 9.0
CEAG Crouse-Hinds | 52736 | EC001952 | EF009350 | EV000202 | 9.0
CEAG Crouse-Hinds | 52736 | EC001952 | EF009482 | Non | 9.0
CEAG Crouse-Hinds | 52736 | EC001952 | EF011868 | EV015019 | 9.0
CEAG Crouse-Hinds | 52736 | EC001952 | EF011870 | 110000 | 9.0
CEAG Crouse-Hinds | 52736 | EC001952 | EF011959 | EV000154 | 9.0
CEAG Crouse-Hinds | 52736 | EC001952 | EF012090 | -5 - 35 | 9.0
CEAG Crouse-Hinds | 52736 | EC001952 | EF012170 | EV000278 | 9.0
CEAG Crouse-Hinds | 52736 | EC001952 | EF012172 | 99 | 9.0
CEAG Crouse-Hinds | 52736 | EC001952 | EF016286 | Oui | 9.0
CEAG Crouse-Hinds | 52736 | EC001952 | EF025740 | 0.95 | 9.0
CEAG Crouse-Hinds | 52737 | EC001952 | EF000003 | EV010173 | 9.0
CEAG Crouse-Hinds | 52737 | EC001952 | EF000004 | EV000582 | 9.0
CEAG Crouse-Hinds | 52737 | EC001952 | EF000008 | 188 | 9.0
CEAG Crouse-Hinds | 52737 | EC001952 | EF000048 | EV000659 | 9.0
CEAG Crouse-Hinds | 52737 | EC001952 | EF000085 | 6 | 9.0
CEAG Crouse-Hinds | 52737 | EC001952 | EF000124 | EV001008 | 9.0
CEAG Crouse-Hinds | 52737 | EC001952 | EF000187 | EV000460 | 9.0
CEAG Crouse-Hinds | 52737 | EC001952 | EF000280 | 52 - 52 | 9.0
CEAG Crouse-Hinds | 52737 | EC001952 | EF000381 | EV014417 | 9.0
CEAG Crouse-Hinds | 52737 | EC001952 | EF000441 | Non | 9.0
CEAG Crouse-Hinds | 52737 | EC001952 | EF001391 | 6 | 9.0
CEAG Crouse-Hinds | 52737 | EC001952 | EF001438 | 1500 | 9.0
CEAG Crouse-Hinds | 52737 | EC001952 | EF001456 | 130 | 9.0
CEAG Crouse-Hinds | 52737 | EC001952 | EF001596 | EV000139 | 9.0
CEAG Crouse-Hinds | 52737 | EC001952 | EF002423 | EV011514 | 9.0
CEAG Crouse-Hinds | 52737 | EC001952 | EF004284 | EV006823 | 9.0
CEAG Crouse-Hinds | 52737 | EC001952 | EF004293 | EV008784 | 9.0
CEAG Crouse-Hinds | 52737 | EC001952 | EF005127 | 120 - 254 | 9.0
CEAG Crouse-Hinds | 52737 | EC001952 | EF005474 | EV006422 | 9.0
CEAG Crouse-Hinds | 52737 | EC001952 | EF005728 | EV009071 | 9.0
CEAG Crouse-Hinds | 52737 | EC001952 | EF005905 | Oui | 9.0
CEAG Crouse-Hinds | 52737 | EC001952 | EF007556 | Oui | 9.0
CEAG Crouse-Hinds | 52737 | EC001952 | EF008157 | EV011534 | 9.0
CEAG Crouse-Hinds | 52737 | EC001952 | EF008404 | EV010598 | 9.0
CEAG Crouse-Hinds | 52737 | EC001952 | EF009346 | 5700 - 5700 | 9.0
CEAG Crouse-Hinds | 52737 | EC001952 | EF009349 | 6120 | 9.0
CEAG Crouse-Hinds | 52737 | EC001952 | EF009350 | EV000202 | 9.0
CEAG Crouse-Hinds | 52737 | EC001952 | EF009482 | Non | 9.0
CEAG Crouse-Hinds | 52737 | EC001952 | EF011868 | EV015020 | 9.0
CEAG Crouse-Hinds | 52737 | EC001952 | EF011870 | 110000 | 9.0
CEAG Crouse-Hinds | 52737 | EC001952 | EF011959 | EV000154 | 9.0
CEAG Crouse-Hinds | 52737 | EC001952 | EF012090 | -5 - 35 | 9.0
CEAG Crouse-Hinds | 52737 | EC001952 | EF012170 | EV000278 | 9.0
CEAG Crouse-Hinds | 52737 | EC001952 | EF012172 | 99 | 9.0
CEAG Crouse-Hinds | 52737 | EC001952 | EF016286 | Oui | 9.0
CEAG Crouse-Hinds | 52737 | EC001952 | EF025740 | 0.95 | 9.0
CEAG Crouse-Hinds | 52738 | EC001952 | EF000003 | EV006438 | 9.0
CEAG Crouse-Hinds | 52738 | EC001952 | EF000004 | EV000582 | 9.0
CEAG Crouse-Hinds | 52738 | EC001952 | EF000008 | 188 | 9.0
CEAG Crouse-Hinds | 52738 | EC001952 | EF000048 | EV000659 | 9.0
CEAG Crouse-Hinds | 52738 | EC001952 | EF000085 | 6 | 9.0
CEAG Crouse-Hinds | 52738 | EC001952 | EF000124 | EV001008 | 9.0
CEAG Crouse-Hinds | 52738 | EC001952 | EF000187 | EV000460 | 9.0
CEAG Crouse-Hinds | 52738 | EC001952 | EF000280 | 26 - 26 | 9.0
CEAG Crouse-Hinds | 52738 | EC001952 | EF000381 | EV014417 | 9.0
CEAG Crouse-Hinds | 52738 | EC001952 | EF000441 | Non | 9.0
CEAG Crouse-Hinds | 52738 | EC001952 | EF001391 | 6 | 9.0
CEAG Crouse-Hinds | 52738 | EC001952 | EF001438 | 1500 | 9.0
CEAG Crouse-Hinds | 52738 | EC001952 | EF001456 | 130 | 9.0
CEAG Crouse-Hinds | 52738 | EC001952 | EF001596 | EV000139 | 9.0
CEAG Crouse-Hinds | 52738 | EC001952 | EF002423 | EV011514 | 9.0
CEAG Crouse-Hinds | 52738 | EC001952 | EF004284 | EV006823 | 9.0
CEAG Crouse-Hinds | 52738 | EC001952 | EF004293 | EV008784 | 9.0
CEAG Crouse-Hinds | 52738 | EC001952 | EF005127 | 120 - 254 | 9.0
CEAG Crouse-Hinds | 52738 | EC001952 | EF005474 | EV006422 | 9.0
CEAG Crouse-Hinds | 52738 | EC001952 | EF005728 | EV009071 | 9.0
CEAG Crouse-Hinds | 52738 | EC001952 | EF005905 | Oui | 9.0
CEAG Crouse-Hinds | 52738 | EC001952 | EF007556 | Oui | 9.0
CEAG Crouse-Hinds | 52738 | EC001952 | EF008157 | EV011534 | 9.0
CEAG Crouse-Hinds | 52738 | EC001952 | EF008404 | EV010598 | 9.0
CEAG Crouse-Hinds | 52738 | EC001952 | EF009346 | 5700 - 5700 | 9.0
CEAG Crouse-Hinds | 52738 | EC001952 | EF009349 | 3230 | 9.0
CEAG Crouse-Hinds | 52738 | EC001952 | EF009350 | EV000202 | 9.0
CEAG Crouse-Hinds | 52738 | EC001952 | EF009482 | Non | 9.0
CEAG Crouse-Hinds | 52738 | EC001952 | EF011868 | EV013935 | 9.0
CEAG Crouse-Hinds | 52738 | EC001952 | EF011870 | 110000 | 9.0
CEAG Crouse-Hinds | 52738 | EC001952 | EF011959 | EV000154 | 9.0
CEAG Crouse-Hinds | 52738 | EC001952 | EF012090 | -5 - 35 | 9.0
CEAG Crouse-Hinds | 52738 | EC001952 | EF012170 | EV000278 | 9.0
CEAG Crouse-Hinds | 52738 | EC001952 | EF012172 | 95 | 9.0
CEAG Crouse-Hinds | 52738 | EC001952 | EF016286 | Oui | 9.0
CEAG Crouse-Hinds | 52738 | EC001952 | EF025740 | 0.95 | 9.0
CEAG Crouse-Hinds | 52752 | EC001952 | EF000003 | EV010173 | 9.0
CEAG Crouse-Hinds | 52752 | EC001952 | EF000004 | EV000582 | 9.0
CEAG Crouse-Hinds | 52752 | EC001952 | EF000008 | 188 | 9.0
CEAG Crouse-Hinds | 52752 | EC001952 | EF000048 | EV000659 | 9.0
CEAG Crouse-Hinds | 52752 | EC001952 | EF000085 | 6 | 9.0
CEAG Crouse-Hinds | 52752 | EC001952 | EF000124 | EV001008 | 9.0
CEAG Crouse-Hinds | 52752 | EC001952 | EF000187 | EV000509 | 9.0
CEAG Crouse-Hinds | 52752 | EC001952 | EF000280 | 18 | 9.0
CEAG Crouse-Hinds | 52752 | EC001952 | EF000381 | EV014417 | 9.0
CEAG Crouse-Hinds | 52752 | EC001952 | EF000441 | non | 9.0
CEAG Crouse-Hinds | 52752 | EC001952 | EF001438 | 760 | 9.0
CEAG Crouse-Hinds | 52752 | EC001952 | EF001456 | 130 | 9.0
CEAG Crouse-Hinds | 52752 | EC001952 | EF001596 | EV000139 | 9.0
CEAG Crouse-Hinds | 52752 | EC001952 | EF002423 | EV011514 | 9.0
CEAG Crouse-Hinds | 52752 | EC001952 | EF004284 | EV006823 | 9.0
CEAG Crouse-Hinds | 52752 | EC001952 | EF004293 | EV008784 | 9.0
CEAG Crouse-Hinds | 52752 | EC001952 | EF005127 | 110 | 9.0
CEAG Crouse-Hinds | 52752 | EC001952 | EF005127 | 254 | 9.0
CEAG Crouse-Hinds | 52752 | EC001952 | EF005474 | EV006422 | 9.0
CEAG Crouse-Hinds | 52752 | EC001952 | EF005728 | EV009071 | 9.0
CEAG Crouse-Hinds | 52752 | EC001952 | EF005905 | non | 9.0
CEAG Crouse-Hinds | 52752 | EC001952 | EF006436 | 1 | 9.0
CEAG Crouse-Hinds | 52752 | EC001952 | EF007556 | oui | 9.0
CEAG Crouse-Hinds | 52752 | EC001952 | EF008157 | EV011538 | 9.0
CEAG Crouse-Hinds | 52752 | EC001952 | EF008404 | EV010598 | 9.0
CEAG Crouse-Hinds | 52752 | EC001952 | EF009345 | 0,11 | 9.0
CEAG Crouse-Hinds | 52752 | EC001952 | EF009345 | 0,15 | 9.0
CEAG Crouse-Hinds | 52752 | EC001952 | EF009346 | 4000 - 5700 | 9.0
CEAG Crouse-Hinds | 52752 | EC001952 | EF009349 | 3230 | 9.0
CEAG Crouse-Hinds | 52752 | EC001952 | EF009350 | EV000202 | 9.0
CEAG Crouse-Hinds | 52752 | EC001952 | EF009482 | non | 9.0
CEAG Crouse-Hinds | 52752 | EC001952 | EF011868 | EV013935 | 9.0
CEAG Crouse-Hinds | 52752 | EC001952 | EF011870 | 110000 | 9.0
CEAG Crouse-Hinds | 52752 | EC001952 | EF012090 | -25 | 9.0
CEAG Crouse-Hinds | 52752 | EC001952 | EF012090 | 55 | 9.0
CEAG Crouse-Hinds | 52752 | EC001952 | EF012170 | EV000278 | 9.0
CEAG Crouse-Hinds | 52752 | EC001952 | EF016286 | oui | 9.0
CEAG Crouse-Hinds | 52752 | EC001952 | EF025740 | 0,95 | 9.0
CEAG Crouse-Hinds | 52753 | EC001952 | EF000003 | EV010173 | 9.0
CEAG Crouse-Hinds | 52753 | EC001952 | EF000004 | EV000582 | 9.0
CEAG Crouse-Hinds | 52753 | EC001952 | EF000008 | 188 | 9.0
CEAG Crouse-Hinds | 52753 | EC001952 | EF000015 | 188 | 9.0
CEAG Crouse-Hinds | 52753 | EC001952 | EF000048 | EV000659 | 9.0
CEAG Crouse-Hinds | 52753 | EC001952 | EF000085 | 6 | 9.0
CEAG Crouse-Hinds | 52753 | EC001952 | EF000124 | EV001008 | 9.0
CEAG Crouse-Hinds | 52753 | EC001952 | EF000187 | EV000509 | 9.0
CEAG Crouse-Hinds | 52753 | EC001952 | EF000280 | 18 - 18 | 9.0
CEAG Crouse-Hinds | 52753 | EC001952 | EF000381 | EV000332 | 9.0
CEAG Crouse-Hinds | 52753 | EC001952 | EF000441 | non | 9.0
CEAG Crouse-Hinds | 52753 | EC001952 | EF001391 | 6 | 9.0
CEAG Crouse-Hinds | 52753 | EC001952 | EF001438 | 760 | 9.0
CEAG Crouse-Hinds | 52753 | EC001952 | EF001456 | 130 | 9.0
CEAG Crouse-Hinds | 52753 | EC001952 | EF001596 | EV000139 | 9.0
CEAG Crouse-Hinds | 52753 | EC001952 | EF002423 | EV011514 | 9.0
CEAG Crouse-Hinds | 52753 | EC001952 | EF004284 | EV006823 | 9.0
CEAG Crouse-Hinds | 52753 | EC001952 | EF004293 | EV008784 | 9.0
CEAG Crouse-Hinds | 52753 | EC001952 | EF005127 | 110 | 9.0
CEAG Crouse-Hinds | 52753 | EC001952 | EF005127 | 254 | 9.0
CEAG Crouse-Hinds | 52753 | EC001952 | EF005474 | EV006422 | 9.0
CEAG Crouse-Hinds | 52753 | EC001952 | EF005728 | EV009071 | 9.0
CEAG Crouse-Hinds | 52753 | EC001952 | EF005905 | oui | 9.0
CEAG Crouse-Hinds | 52753 | EC001952 | EF006436 | 1 | 9.0
CEAG Crouse-Hinds | 52753 | EC001952 | EF007556 | oui | 9.0
CEAG Crouse-Hinds | 52753 | EC001952 | EF008157 | EV011534 | 9.0
CEAG Crouse-Hinds | 52753 | EC001952 | EF008404 | EV010598 | 9.0
CEAG Crouse-Hinds | 52753 | EC001952 | EF009345 | 0,11 | 9.0
CEAG Crouse-Hinds | 52753 | EC001952 | EF009345 | 0,15 | 9.0
CEAG Crouse-Hinds | 52753 | EC001952 | EF009346 | 4000 - 5700 | 9.0
CEAG Crouse-Hinds | 52753 | EC001952 | EF009349 | 3230 | 9.0
CEAG Crouse-Hinds | 52753 | EC001952 | EF009350 | EV000202 | 9.0
CEAG Crouse-Hinds | 52753 | EC001952 | EF009482 | Non | 9.0
CEAG Crouse-Hinds | 52753 | EC001952 | EF011868 | EV015020 | 9.0
CEAG Crouse-Hinds | 52753 | EC001952 | EF011959 | EV000154 | 9.0
CEAG Crouse-Hinds | 52753 | EC001952 | EF012170 | EV000278 | 9.0
CEAG Crouse-Hinds | 52753 | EC001952 | EF016286 | Non | 9.0
CEAG Crouse-Hinds | 52753 | EC001952 | EF025740 | 0.95 | 9.0
CEAG Crouse-Hinds | 52754 | EC001952 | EF000003 | EV010173 | 9.0
CEAG Crouse-Hinds | 52754 | EC001952 | EF000004 | EV000582 | 9.0
CEAG Crouse-Hinds | 52754 | EC001952 | EF000008 | 188 | 9.0
CEAG Crouse-Hinds | 52754 | EC001952 | EF000015 | 188 | 9.0
CEAG Crouse-Hinds | 52754 | EC001952 | EF000048 | EV000659 | 9.0
CEAG Crouse-Hinds | 52754 | EC001952 | EF000085 | 6 | 9.0
CEAG Crouse-Hinds | 52754 | EC001952 | EF000124 | EV001008 | 9.0
CEAG Crouse-Hinds | 52754 | EC001952 | EF000187 | EV000509 | 9.0
CEAG Crouse-Hinds | 52754 | EC001952 | EF000280 | 18 - 18 | 9.0
CEAG Crouse-Hinds | 52754 | EC001952 | EF000381 | EV000332 | 9.0
CEAG Crouse-Hinds | 52754 | EC001952 | EF000441 | non | 9.0
CEAG Crouse-Hinds | 52754 | EC001952 | EF001391 | 6 | 9.0
CEAG Crouse-Hinds | 52754 | EC001952 | EF001438 | 760 | 9.0
CEAG Crouse-Hinds | 52754 | EC001952 | EF001456 | 130 | 9.0
CEAG Crouse-Hinds | 52754 | EC001952 | EF001596 | EV000139 | 9.0
CEAG Crouse-Hinds | 52754 | EC001952 | EF002423 | EV011514 | 9.0
CEAG Crouse-Hinds | 52754 | EC001952 | EF004284 | EV006823 | 9.0
CEAG Crouse-Hinds | 52754 | EC001952 | EF004293 | EV008784 | 9.0
CEAG Crouse-Hinds | 52754 | EC001952 | EF005127 | 110 | 9.0
CEAG Crouse-Hinds | 52754 | EC001952 | EF005127 | 254 | 9.0
CEAG Crouse-Hinds | 52754 | EC001952 | EF005474 | EV006422 | 9.0
CEAG Crouse-Hinds | 52754 | EC001952 | EF005728 | EV009071 | 9.0
CEAG Crouse-Hinds | 52754 | EC001952 | EF005905 | oui | 9.0
CEAG Crouse-Hinds | 52754 | EC001952 | EF006436 | 1 | 9.0
CEAG Crouse-Hinds | 52754 | EC001952 | EF007556 | oui | 9.0
CEAG Crouse-Hinds | 52754 | EC001952 | EF008157 | EV011534 | 9.0
CEAG Crouse-Hinds | 52754 | EC001952 | EF008404 | EV010598 | 9.0
CEAG Crouse-Hinds | 52754 | EC001952 | EF009345 | 0,11 | 9.0
CEAG Crouse-Hinds | 52754 | EC001952 | EF009345 | 0,15 | 9.0
CEAG Crouse-Hinds | 52754 | EC001952 | EF009346 | 4000 - 5700 | 9.0
CEAG Crouse-Hinds | 52754 | EC001952 | EF009349 | 3230 | 9.0
CEAG Crouse-Hinds | 52754 | EC001952 | EF009350 | EV000202 | 9.0
CEAG Crouse-Hinds | 52754 | EC001952 | EF009482 | Non | 9.0
CEAG Crouse-Hinds | 52754 | EC001952 | EF011868 | EV015020 | 9.0
CEAG Crouse-Hinds | 52754 | EC001952 | EF011959 | EV000154 | 9.0
CEAG Crouse-Hinds | 52754 | EC001952 | EF012170 | EV000278 | 9.0
CEAG Crouse-Hinds | 52754 | EC001952 | EF016286 | Non | 9.0
CEAG Crouse-Hinds | 52754 | EC001952 | EF025740 | 0.95 | 9.0
CEAG Crouse-Hinds | 52755 | EC001952 | EF000003 | EV010173 | 9.0
CEAG Crouse-Hinds | 52755 | EC001952 | EF000004 | EV000582 | 9.0
CEAG Crouse-Hinds | 52755 | EC001952 | EF000008 | 188 | 9.0
CEAG Crouse-Hinds | 52755 | EC001952 | EF000015 | 188 | 9.0
CEAG Crouse-Hinds | 52755 | EC001952 | EF000048 | EV000659 | 9.0
CEAG Crouse-Hinds | 52755 | EC001952 | EF000085 | 6 | 9.0
CEAG Crouse-Hinds | 52755 | EC001952 | EF000124 | EV001008 | 9.0
CEAG Crouse-Hinds | 52755 | EC001952 | EF000187 | EV000509 | 9.0
CEAG Crouse-Hinds | 52755 | EC001952 | EF000280 | 18 - 18 | 9.0
CEAG Crouse-Hinds | 52755 | EC001952 | EF000381 | EV000332 | 9.0
CEAG Crouse-Hinds | 52755 | EC001952 | EF000441 | non | 9.0
CEAG Crouse-Hinds | 52755 | EC001952 | EF001391 | 6 | 9.0
CEAG Crouse-Hinds | 52755 | EC001952 | EF001438 | 760 | 9.0
CEAG Crouse-Hinds | 52755 | EC001952 | EF001456 | 130 | 9.0
CEAG Crouse-Hinds | 52755 | EC001952 | EF001596 | EV000139 | 9.0
CEAG Crouse-Hinds | 52755 | EC001952 | EF002423 | EV011514 | 9.0
CEAG Crouse-Hinds | 52755 | EC001952 | EF004284 | EV006823 | 9.0
CEAG Crouse-Hinds | 52755 | EC001952 | EF004293 | EV008784 | 9.0
CEAG Crouse-Hinds | 52755 | EC001952 | EF005127 | 110 | 9.0
CEAG Crouse-Hinds | 52755 | EC001952 | EF005127 | 254 | 9.0
CEAG Crouse-Hinds | 52755 | EC001952 | EF005474 | EV006422 | 9.0
CEAG Crouse-Hinds | 52755 | EC001952 | EF005728 | EV009071 | 9.0
CEAG Crouse-Hinds | 52755 | EC001952 | EF005905 | oui | 9.0
CEAG Crouse-Hinds | 52755 | EC001952 | EF006436 | 1 | 9.0
CEAG Crouse-Hinds | 52755 | EC001952 | EF007556 | oui | 9.0
CEAG Crouse-Hinds | 52755 | EC001952 | EF008157 | EV011534 | 9.0
CEAG Crouse-Hinds | 52755 | EC001952 | EF008404 | EV010598 | 9.0
CEAG Crouse-Hinds | 52755 | EC001952 | EF009345 | 0,11 | 9.0
CEAG Crouse-Hinds | 52755 | EC001952 | EF009345 | 0,15 | 9.0
CEAG Crouse-Hinds | 52755 | EC001952 | EF009346 | 4000 - 5700 | 9.0
CEAG Crouse-Hinds | 52755 | EC001952 | EF009349 | 3230 | 9.0
CEAG Crouse-Hinds | 52755 | EC001952 | EF009350 | EV000202 | 9.0
CEAG Crouse-Hinds | 52755 | EC001952 | EF009482 | Non | 9.0
CEAG Crouse-Hinds | 52755 | EC001952 | EF011868 | EV015020 | 9.0
CEAG Crouse-Hinds | 52755 | EC001952 | EF011959 | EV000154 | 9.0
CEAG Crouse-Hinds | 52755 | EC001952 | EF012170 | EV000278 | 9.0
CEAG Crouse-Hinds | 52755 | EC001952 | EF016286 | Non | 9.0
CEAG Crouse-Hinds | 52755 | EC001952 | EF025740 | 0.95 | 9.0
CEAG Crouse-Hinds | 52756 | EC001952 | EF000004 | EV000582 | 9.0
CEAG Crouse-Hinds | 52756 | EC001952 | EF000008 | 188 | 9.0
CEAG Crouse-Hinds | 52756 | EC001952 | EF000048 | EV000659 | 9.0
CEAG Crouse-Hinds | 52756 | EC001952 | EF000187 | EV000509 | 9.0
CEAG Crouse-Hinds | 52756 | EC001952 | EF000381 | EV000332 | 9.0
CEAG Crouse-Hinds | 52756 | EC001952 | EF000441 | non | 9.0
CEAG Crouse-Hinds | 52756 | EC001952 | EF001438 | 1060 | 9.0
CEAG Crouse-Hinds | 52756 | EC001952 | EF001456 | 130 | 9.0
CEAG Crouse-Hinds | 52756 | EC001952 | EF001596 | EV000139 | 9.0
CEAG Crouse-Hinds | 52756 | EC001952 | EF002423 | EV011514 | 9.0
CEAG Crouse-Hinds | 52756 | EC001952 | EF005127 | 110 | 9.0
CEAG Crouse-Hinds | 52756 | EC001952 | EF005127 | 254 | 9.0
CEAG Crouse-Hinds | 52756 | EC001952 | EF005474 | EV006422 | 9.0
CEAG Crouse-Hinds | 52756 | EC001952 | EF005728 | EV009071 | 9.0
CEAG Crouse-Hinds | 52756 | EC001952 | EF005905 | oui | 9.0
CEAG Crouse-Hinds | 52756 | EC001952 | EF006436 | 1 | 9.0
CEAG Crouse-Hinds | 52756 | EC001952 | EF007556 | oui | 9.0
CEAG Crouse-Hinds | 52756 | EC001952 | EF008404 | EV010598 | 9.0
CEAG Crouse-Hinds | 52756 | EC001952 | EF009345 | 150 | 9.0
CEAG Crouse-Hinds | 52756 | EC001952 | EF009345 | 300 | 9.0
CEAG Crouse-Hinds | 52756 | EC001952 | EF009346 | 4000 - 5700 | 9.0
CEAG Crouse-Hinds | 52756 | EC001952 | EF009349 | 3230 | 9.0
CEAG Crouse-Hinds | 52756 | EC001952 | EF009350 | EV000202 | 9.0
CEAG Crouse-Hinds | 52757 | EC001952 | EF000003 | EV010173 | 9.0
CEAG Crouse-Hinds | 52757 | EC001952 | EF000004 | EV000582 | 9.0
CEAG Crouse-Hinds | 52757 | EC001952 | EF000008 | 188 | 9.0
CEAG Crouse-Hinds | 52757 | EC001952 | EF000048 | EV000659 | 9.0
CEAG Crouse-Hinds | 52757 | EC001952 | EF000085 | 6 | 9.0
CEAG Crouse-Hinds | 52757 | EC001952 | EF000124 | EV001008 | 9.0
CEAG Crouse-Hinds | 52757 | EC001952 | EF000187 | EV000509 | 9.0
CEAG Crouse-Hinds | 52757 | EC001952 | EF000280 | 36 - 36 | 9.0
CEAG Crouse-Hinds | 52757 | EC001952 | EF000381 | EV000332 | 9.0
CEAG Crouse-Hinds | 52757 | EC001952 | EF000441 | non | 9.0
CEAG Crouse-Hinds | 52757 | EC001952 | EF001391 | 6 | 9.0
CEAG Crouse-Hinds | 52757 | EC001952 | EF001438 | 1360 | 9.0
CEAG Crouse-Hinds | 52757 | EC001952 | EF001456 | 130 | 9.0
CEAG Crouse-Hinds | 52757 | EC001952 | EF001596 | EV000139 | 9.0
CEAG Crouse-Hinds | 52757 | EC001952 | EF002423 | EV011514 | 9.0
CEAG Crouse-Hinds | 52757 | EC001952 | EF004284 | EV006823 | 9.0
CEAG Crouse-Hinds | 52757 | EC001952 | EF004293 | EV008784 | 9.0
CEAG Crouse-Hinds | 52757 | EC001952 | EF005127 | 110 | 9.0
CEAG Crouse-Hinds | 52757 | EC001952 | EF005127 | 254 | 9.0
CEAG Crouse-Hinds | 52757 | EC001952 | EF005474 | EV006422 | 9.0
CEAG Crouse-Hinds | 52757 | EC001952 | EF005728 | EV009071 | 9.0
CEAG Crouse-Hinds | 52757 | EC001952 | EF005905 | non | 9.0
CEAG Crouse-Hinds | 52757 | EC001952 | EF006436 | 1 | 9.0
CEAG Crouse-Hinds | 52757 | EC001952 | EF007556 | oui | 9.0
CEAG Crouse-Hinds | 52757 | EC001952 | EF008157 | EV011534 | 9.0
CEAG Crouse-Hinds | 52757 | EC001952 | EF008404 | EV010598 | 9.0
CEAG Crouse-Hinds | 52757 | EC001952 | EF009345 | 250 | 9.0
CEAG Crouse-Hinds | 52757 | EC001952 | EF009345 | 500 | 9.0
CEAG Crouse-Hinds | 52757 | EC001952 | EF009346 | 4000 - 5700 | 9.0
CEAG Crouse-Hinds | 52757 | EC001952 | EF009349 | 6120 | 9.0
CEAG Crouse-Hinds | 52757 | EC001952 | EF009350 | EV000202 | 9.0
CEAG Crouse-Hinds | 52757 | EC001952 | EF009482 | Non | 9.0
CEAG Crouse-Hinds | 52757 | EC001952 | EF011868 | EV015020 | 9.0
CEAG Crouse-Hinds | 52757 | EC001952 | EF011959 | EV000154 | 9.0
CEAG Crouse-Hinds | 52757 | EC001952 | EF012170 | EV000278 | 9.0
CEAG Crouse-Hinds | 52757 | EC001952 | EF016286 | Non | 9.0
CEAG Crouse-Hinds | 52757 | EC001952 | EF025740 | 0.95 | 9.0
CEAG Crouse-Hinds | 52758 | EC001952 | EF000003 | EV010173 | 9.0
CEAG Crouse-Hinds | 52758 | EC001952 | EF000004 | EV000582 | 9.0
CEAG Crouse-Hinds | 52758 | EC001952 | EF000008 | 188 | 9.0
CEAG Crouse-Hinds | 52758 | EC001952 | EF000048 | EV000659 | 9.0
CEAG Crouse-Hinds | 52758 | EC001952 | EF000085 | 6 | 9.0
CEAG Crouse-Hinds | 52758 | EC001952 | EF000124 | EV001008 | 9.0
CEAG Crouse-Hinds | 52758 | EC001952 | EF000187 | EV000509 | 9.0
CEAG Crouse-Hinds | 52758 | EC001952 | EF000280 | 36 - 36 | 9.0
CEAG Crouse-Hinds | 52758 | EC001952 | EF000381 | EV000332 | 9.0
CEAG Crouse-Hinds | 52758 | EC001952 | EF000441 | non | 9.0
CEAG Crouse-Hinds | 52758 | EC001952 | EF001391 | 6 | 9.0
CEAG Crouse-Hinds | 52758 | EC001952 | EF001438 | 1360 | 9.0
CEAG Crouse-Hinds | 52758 | EC001952 | EF001456 | 130 | 9.0
CEAG Crouse-Hinds | 52758 | EC001952 | EF001596 | EV000139 | 9.0
CEAG Crouse-Hinds | 52758 | EC001952 | EF002423 | EV011514 | 9.0
CEAG Crouse-Hinds | 52758 | EC001952 | EF004284 | EV006823 | 9.0
CEAG Crouse-Hinds | 52758 | EC001952 | EF004293 | EV008784 | 9.0
CEAG Crouse-Hinds | 52758 | EC001952 | EF005127 | 110 | 9.0
CEAG Crouse-Hinds | 52758 | EC001952 | EF005127 | 254 | 9.0
CEAG Crouse-Hinds | 52758 | EC001952 | EF005474 | EV006422 | 9.0
CEAG Crouse-Hinds | 52758 | EC001952 | EF005728 | EV009071 | 9.0
CEAG Crouse-Hinds | 52758 | EC001952 | EF005905 | non | 9.0
CEAG Crouse-Hinds | 52758 | EC001952 | EF006436 | 1 | 9.0
CEAG Crouse-Hinds | 52758 | EC001952 | EF007556 | oui | 9.0
CEAG Crouse-Hinds | 52758 | EC001952 | EF008157 | EV011534 | 9.0
CEAG Crouse-Hinds | 52758 | EC001952 | EF008404 | EV010598 | 9.0
CEAG Crouse-Hinds | 52758 | EC001952 | EF009345 | 250 | 9.0
CEAG Crouse-Hinds | 52758 | EC001952 | EF009345 | 500 | 9.0
CEAG Crouse-Hinds | 52758 | EC001952 | EF009346 | 4000 - 5700 | 9.0
CEAG Crouse-Hinds | 52758 | EC001952 | EF009349 | 6120 | 9.0
CEAG Crouse-Hinds | 52758 | EC001952 | EF009350 | EV000202 | 9.0
CEAG Crouse-Hinds | 52758 | EC001952 | EF009482 | Non | 9.0
CEAG Crouse-Hinds | 52758 | EC001952 | EF011868 | EV015020 | 9.0
CEAG Crouse-Hinds | 52758 | EC001952 | EF011959 | EV000154 | 9.0
CEAG Crouse-Hinds | 52758 | EC001952 | EF012170 | EV000278 | 9.0
CEAG Crouse-Hinds | 52758 | EC001952 | EF016286 | Non | 9.0
CEAG Crouse-Hinds | 52758 | EC001952 | EF025740 | 0.95 | 9.0
CEAG Crouse-Hinds | 52759 | EC001952 | EF000004 | EV000582 | 9.0
CEAG Crouse-Hinds | 52759 | EC001952 | EF000008 | 188 | 9.0
CEAG Crouse-Hinds | 52759 | EC001952 | EF000048 | EV000659 | 9.0
CEAG Crouse-Hinds | 52759 | EC001952 | EF000187 | EV000509 | 9.0
CEAG Crouse-Hinds | 52759 | EC001952 | EF000381 | EV000332 | 9.0
CEAG Crouse-Hinds | 52759 | EC001952 | EF000441 | non | 9.0
CEAG Crouse-Hinds | 52759 | EC001952 | EF001438 | 1360 | 9.0
CEAG Crouse-Hinds | 52759 | EC001952 | EF001456 | 130 | 9.0
CEAG Crouse-Hinds | 52759 | EC001952 | EF001596 | EV000139 | 9.0
CEAG Crouse-Hinds | 52759 | EC001952 | EF002423 | EV011514 | 9.0
CEAG Crouse-Hinds | 52759 | EC001952 | EF005127 | 110 | 9.0
CEAG Crouse-Hinds | 52759 | EC001952 | EF005127 | 254 | 9.0
CEAG Crouse-Hinds | 52759 | EC001952 | EF005474 | EV006422 | 9.0
CEAG Crouse-Hinds | 52759 | EC001952 | EF005728 | EV009071 | 9.0
CEAG Crouse-Hinds | 52759 | EC001952 | EF005905 | non | 9.0
CEAG Crouse-Hinds | 52759 | EC001952 | EF006436 | 1 | 9.0
CEAG Crouse-Hinds | 52759 | EC001952 | EF007556 | oui | 9.0
CEAG Crouse-Hinds | 52759 | EC001952 | EF008404 | EV010598 | 9.0
CEAG Crouse-Hinds | 52759 | EC001952 | EF009345 | 250 | 9.0
CEAG Crouse-Hinds | 52759 | EC001952 | EF009345 | 500 | 9.0
CEAG Crouse-Hinds | 52759 | EC001952 | EF009346 | 4000 - 5700 | 9.0
CEAG Crouse-Hinds | 52759 | EC001952 | EF009349 | 6120 | 9.0
CEAG Crouse-Hinds | 52759 | EC001952 | EF009350 | EV000202 | 9.0
CEAG Crouse-Hinds | 52760 | EC001952 | EF000003 | EV010173 | 9.0
CEAG Crouse-Hinds | 52760 | EC001952 | EF000004 | EV000582 | 9.0
CEAG Crouse-Hinds | 52760 | EC001952 | EF000008 | 188 | 9.0
CEAG Crouse-Hinds | 52760 | EC001952 | EF000048 | EV000659 | 9.0
CEAG Crouse-Hinds | 52760 | EC001952 | EF000085 | 6 | 9.0
CEAG Crouse-Hinds | 52760 | EC001952 | EF000124 | EV001008 | 9.0
CEAG Crouse-Hinds | 52760 | EC001952 | EF000187 | EV000509 | 9.0
CEAG Crouse-Hinds | 52760 | EC001952 | EF000280 | 36 - 36 | 9.0
CEAG Crouse-Hinds | 52760 | EC001952 | EF000381 | EV000332 | 9.0
CEAG Crouse-Hinds | 52760 | EC001952 | EF000441 | non | 9.0
CEAG Crouse-Hinds | 52760 | EC001952 | EF001391 | 6 | 9.0
CEAG Crouse-Hinds | 52760 | EC001952 | EF001438 | 1360 | 9.0
CEAG Crouse-Hinds | 52760 | EC001952 | EF001456 | 130 | 9.0
CEAG Crouse-Hinds | 52760 | EC001952 | EF001596 | EV000139 | 9.0
CEAG Crouse-Hinds | 52760 | EC001952 | EF002423 | EV011514 | 9.0
CEAG Crouse-Hinds | 52760 | EC001952 | EF004284 | EV006823 | 9.0
CEAG Crouse-Hinds | 52760 | EC001952 | EF004293 | EV008784 | 9.0
CEAG Crouse-Hinds | 52760 | EC001952 | EF005127 | 110 | 9.0
CEAG Crouse-Hinds | 52760 | EC001952 | EF005127 | 254 | 9.0
CEAG Crouse-Hinds | 52760 | EC001952 | EF005474 | EV006422 | 9.0
CEAG Crouse-Hinds | 52760 | EC001952 | EF005728 | EV009071 | 9.0
CEAG Crouse-Hinds | 52760 | EC001952 | EF005905 | non | 9.0
CEAG Crouse-Hinds | 52760 | EC001952 | EF006436 | 1 | 9.0
CEAG Crouse-Hinds | 52760 | EC001952 | EF007556 | oui | 9.0
CEAG Crouse-Hinds | 52760 | EC001952 | EF008157 | EV011534 | 9.0
CEAG Crouse-Hinds | 52760 | EC001952 | EF008404 | EV010598 | 9.0
CEAG Crouse-Hinds | 52760 | EC001952 | EF009345 | 250 | 9.0
CEAG Crouse-Hinds | 52760 | EC001952 | EF009345 | 500 | 9.0
CEAG Crouse-Hinds | 52760 | EC001952 | EF009346 | 4000 - 5700 | 9.0
CEAG Crouse-Hinds | 52760 | EC001952 | EF009349 | 6120 | 9.0
CEAG Crouse-Hinds | 52760 | EC001952 | EF009350 | EV000202 | 9.0
CEAG Crouse-Hinds | 52760 | EC001952 | EF009482 | Non | 9.0
CEAG Crouse-Hinds | 52760 | EC001952 | EF011868 | EV015020 | 9.0
CEAG Crouse-Hinds | 52760 | EC001952 | EF011959 | EV000154 | 9.0
CEAG Crouse-Hinds | 52760 | EC001952 | EF012170 | EV000278 | 9.0
CEAG Crouse-Hinds | 52760 | EC001952 | EF016286 | Non | 9.0
CEAG Crouse-Hinds | 52760 | EC001952 | EF025740 | 0.95 | 9.0
CEAG Crouse-Hinds | 52761 | EC001952 | EF000003 | EV006438 | 9.0
CEAG Crouse-Hinds | 52761 | EC001952 | EF000004 | EV000582 | 9.0
CEAG Crouse-Hinds | 52761 | EC001952 | EF000008 | 188 | 9.0
CEAG Crouse-Hinds | 52761 | EC001952 | EF000048 | EV000659 | 9.0
CEAG Crouse-Hinds | 52761 | EC001952 | EF000085 | 6 | 9.0
CEAG Crouse-Hinds | 52761 | EC001952 | EF000124 | EV001008 | 9.0
CEAG Crouse-Hinds | 52761 | EC001952 | EF000187 | EV000509 | 9.0
CEAG Crouse-Hinds | 52761 | EC001952 | EF000280 | 36 - 36 | 9.0
CEAG Crouse-Hinds | 52761 | EC001952 | EF000381 | EV000332 | 9.0
CEAG Crouse-Hinds | 52761 | EC001952 | EF000441 | non | 9.0
CEAG Crouse-Hinds | 52761 | EC001952 | EF001391 | 3 | 9.0
CEAG Crouse-Hinds | 52761 | EC001952 | EF001438 | 1660 | 9.0
CEAG Crouse-Hinds | 52761 | EC001952 | EF001456 | 130 | 9.0
CEAG Crouse-Hinds | 52761 | EC001952 | EF001596 | EV000139 | 9.0
CEAG Crouse-Hinds | 52761 | EC001952 | EF002423 | EV011514 | 9.0
CEAG Crouse-Hinds | 52761 | EC001952 | EF004284 | EV006823 | 9.0
CEAG Crouse-Hinds | 52761 | EC001952 | EF004293 | EV008784 | 9.0
CEAG Crouse-Hinds | 52761 | EC001952 | EF005127 | 110 | 9.0
CEAG Crouse-Hinds | 52761 | EC001952 | EF005127 | 254 | 9.0
CEAG Crouse-Hinds | 52761 | EC001952 | EF005474 | EV006422 | 9.0
CEAG Crouse-Hinds | 52761 | EC001952 | EF005728 | EV009071 | 9.0
CEAG Crouse-Hinds | 52761 | EC001952 | EF005905 | oui | 9.0
CEAG Crouse-Hinds | 52761 | EC001952 | EF006436 | 1 | 9.0
CEAG Crouse-Hinds | 52761 | EC001952 | EF007556 | oui | 9.0
CEAG Crouse-Hinds | 52761 | EC001952 | EF008157 | EV011534 | 9.0
CEAG Crouse-Hinds | 52761 | EC001952 | EF008404 | EV010598 | 9.0
CEAG Crouse-Hinds | 52761 | EC001952 | EF009345 | 250 | 9.0
CEAG Crouse-Hinds | 52761 | EC001952 | EF009345 | 500 | 9.0
CEAG Crouse-Hinds | 52761 | EC001952 | EF009346 | 4000 - 5700 | 9.0
CEAG Crouse-Hinds | 52761 | EC001952 | EF009349 | 6120 | 9.0
CEAG Crouse-Hinds | 52761 | EC001952 | EF009350 | EV000202 | 9.0
CEAG Crouse-Hinds | 52761 | EC001952 | EF009482 | Non | 9.0
CEAG Crouse-Hinds | 52761 | EC001952 | EF011868 | EV013935 | 9.0
CEAG Crouse-Hinds | 52761 | EC001952 | EF011959 | EV000154 | 9.0
CEAG Crouse-Hinds | 52761 | EC001952 | EF012170 | EV000278 | 9.0
CEAG Crouse-Hinds | 52761 | EC001952 | EF016286 | Non | 9.0
CEAG Crouse-Hinds | 52761 | EC001952 | EF025740 | 0.95 | 9.0
CEAG Crouse-Hinds | 52816 | EC002557 | EF000007 | EV000270 | 9.0
CEAG Crouse-Hinds | 52816 | EC002557 | EF000215 | EV001398 | 9.0
CEAG Crouse-Hinds | 52816 | EC002557 | EF002169 | EV000072 | 9.0
CEAG Crouse-Hinds | 53001 | EC001952 | EF000003 | EV010173 | 9.0
CEAG Crouse-Hinds | 53001 | EC001952 | EF000441 | non | 9.0
CEAG Crouse-Hinds | 53001 | EC001952 | EF002423 | EV011514 | 9.0
CEAG Crouse-Hinds | 53001 | EC001952 | EF005905 | non | 9.0
CEAG Crouse-Hinds | 53001 | EC001952 | EF006436 | 2 | 9.0
CEAG Crouse-Hinds | 53001 | EC001952 | EF000048 | EV000814 | 9.0
CEAG Crouse-Hinds | 53001 | EC001952 | EF001596 | EV000139 | 9.0
CEAG Crouse-Hinds | 53001 | EC001952 | EF004284 | EV006823 | 9.0
CEAG Crouse-Hinds | 53001 | EC001952 | EF000187 | EV000509 | 9.0
CEAG Crouse-Hinds | 53001 | EC001952 | EF005127 | 220 - 240 | 9.0
CEAG Crouse-Hinds | 53001 | EC001952 | EF009345 | 88 - 88 | 9.0
CEAG Crouse-Hinds | 53001 | EC001952 | EF000381 | EV011530 | 9.0
CEAG Crouse-Hinds | 53001 | EC001952 | EF007556 | oui | 9.0
CEAG Crouse-Hinds | 53001 | EC001952 | EF016286 | oui | 9.0
CEAG Crouse-Hinds | 53001 | EC001952 | EF012170 | EV000278 | 9.0
CEAG Crouse-Hinds | 53001 | EC001952 | EF008157 | EV011534 | 9.0
CEAG Crouse-Hinds | 53001 | EC001952 | EF016835 | EV005787 | 9.0
CEAG Crouse-Hinds | 53001 | EC001952 | EF011870 | 100000 | 9.0
CEAG Crouse-Hinds | 53001 | EC001952 | EF005474 | EV006422 | 9.0
CEAG Crouse-Hinds | 53001 | EC001952 | EF011959 | EV000154 | 9.0
CEAG Crouse-Hinds | 53001 | EC001952 | EF004293 | EV008784 | 9.0
CEAG Crouse-Hinds | 53001 | EC001952 | EF000004 | EV000582 | 9.0
CEAG Crouse-Hinds | 53001 | EC001952 | EF005728 | EV000600 | 9.0
CEAG Crouse-Hinds | 53001 | EC001952 | EF008404 | EV020009 | 9.0
CEAG Crouse-Hinds | 53001 | EC001952 | EF012090 | -25 - 50 | 9.0
CEAG Crouse-Hinds | 53001 | EC001952 | EF000280 | 8 - 8 | 9.0
CEAG Crouse-Hinds | 53001 | EC001952 | EF009349 | 1845 | 9.0
CEAG Crouse-Hinds | 53001 | EC001952 | EF012172 | 101 | 9.0
CEAG Crouse-Hinds | 53001 | EC001952 | EF009350 | EV000202 | 9.0
CEAG Crouse-Hinds | 53001 | EC001952 | EF009346 | 3000 - 4000 | 9.0
CEAG Crouse-Hinds | 53001 | EC001952 | EF025740 | 0.9 | 9.0
CEAG Crouse-Hinds | 53001 | EC001952 | EF009482 | Non | 9.0
CEAG Crouse-Hinds | 53001 | EC001952 | EF000008 | 188 | 9.0
CEAG Crouse-Hinds | 53001 | EC001952 | EF001456 | 130 | 9.0
CEAG Crouse-Hinds | 53001 | EC001952 | EF001438 | 760 | 9.0
CEAG Crouse-Hinds | 53001 | EC001952 | EF011868 | EV015019 | 9.0
CEAG Crouse-Hinds | 53001 | EC001952 | EF001391 | 6 | 9.0
CEAG Crouse-Hinds | 53001 | EC001952 | EF000085 | 6 | 9.0
CEAG Crouse-Hinds | 53001 | EC001952 | EF000124 | EV001008 | 9.0
CEAG Crouse-Hinds | 53002 | EC001952 | EF000003 | EV010173 | 9.0
CEAG Crouse-Hinds | 53002 | EC001952 | EF000441 | non | 9.0
CEAG Crouse-Hinds | 53002 | EC001952 | EF002423 | EV011514 | 9.0
CEAG Crouse-Hinds | 53002 | EC001952 | EF005905 | non | 9.0
CEAG Crouse-Hinds | 53002 | EC001952 | EF006436 | 2 | 9.0
CEAG Crouse-Hinds | 53002 | EC001952 | EF000048 | EV000814 | 9.0
CEAG Crouse-Hinds | 53002 | EC001952 | EF001596 | EV000139 | 9.0
CEAG Crouse-Hinds | 53002 | EC001952 | EF004284 | EV006823 | 9.0
CEAG Crouse-Hinds | 53002 | EC001952 | EF000187 | EV000509 | 9.0
CEAG Crouse-Hinds | 53002 | EC001952 | EF005127 | 220 - 240 | 9.0
CEAG Crouse-Hinds | 53002 | EC001952 | EF009345 | 88 - 88 | 9.0
CEAG Crouse-Hinds | 53002 | EC001952 | EF000381 | EV011530 | 9.0
CEAG Crouse-Hinds | 53002 | EC001952 | EF007556 | oui | 9.0
CEAG Crouse-Hinds | 53002 | EC001952 | EF016286 | oui | 9.0
CEAG Crouse-Hinds | 53002 | EC001952 | EF012170 | EV000278 | 9.0
CEAG Crouse-Hinds | 53002 | EC001952 | EF008157 | EV011534 | 9.0
CEAG Crouse-Hinds | 53002 | EC001952 | EF016835 | EV005787 | 9.0
CEAG Crouse-Hinds | 53002 | EC001952 | EF011870 | 100000 | 9.0
CEAG Crouse-Hinds | 53002 | EC001952 | EF005474 | EV006422 | 9.0
CEAG Crouse-Hinds | 53002 | EC001952 | EF011959 | EV000154 | 9.0
CEAG Crouse-Hinds | 53002 | EC001952 | EF004293 | EV008784 | 9.0
CEAG Crouse-Hinds | 53002 | EC001952 | EF000004 | EV000582 | 9.0
CEAG Crouse-Hinds | 53002 | EC001952 | EF005728 | EV000600 | 9.0
CEAG Crouse-Hinds | 53002 | EC001952 | EF008404 | EV020009 | 9.0
CEAG Crouse-Hinds | 53002 | EC001952 | EF012090 | -25 - 50 | 9.0
CEAG Crouse-Hinds | 53002 | EC001952 | EF000280 | 8 - 8 | 9.0
CEAG Crouse-Hinds | 53002 | EC001952 | EF009349 | 1845 | 9.0
CEAG Crouse-Hinds | 53002 | EC001952 | EF012172 | 101 | 9.0
CEAG Crouse-Hinds | 53002 | EC001952 | EF009350 | EV000202 | 9.0
CEAG Crouse-Hinds | 53002 | EC001952 | EF009346 | 3000 - 4000 | 9.0
CEAG Crouse-Hinds | 53002 | EC001952 | EF025740 | 0.9 | 9.0
CEAG Crouse-Hinds | 53002 | EC001952 | EF009482 | Non | 9.0
CEAG Crouse-Hinds | 53002 | EC001952 | EF000008 | 188 | 9.0
CEAG Crouse-Hinds | 53002 | EC001952 | EF001456 | 130 | 9.0
CEAG Crouse-Hinds | 53002 | EC001952 | EF001438 | 760 | 9.0
CEAG Crouse-Hinds | 53002 | EC001952 | EF011868 | EV015020 | 9.0
CEAG Crouse-Hinds | 53002 | EC001952 | EF001391 | 6 | 9.0
CEAG Crouse-Hinds | 53002 | EC001952 | EF000085 | 6 | 9.0
CEAG Crouse-Hinds | 53002 | EC001952 | EF000124 | EV001008 | 9.0
CEAG Crouse-Hinds | 53003 | EC001952 | EF000003 | EV010173 | 9.0
CEAG Crouse-Hinds | 53003 | EC001952 | EF000441 | non | 9.0
CEAG Crouse-Hinds | 53003 | EC001952 | EF002423 | EV011514 | 9.0
CEAG Crouse-Hinds | 53003 | EC001952 | EF005905 | non | 9.0
CEAG Crouse-Hinds | 53003 | EC001952 | EF006436 | 2 | 9.0
CEAG Crouse-Hinds | 53003 | EC001952 | EF000048 | EV000814 | 9.0
CEAG Crouse-Hinds | 53003 | EC001952 | EF001596 | EV000139 | 9.0
CEAG Crouse-Hinds | 53003 | EC001952 | EF004284 | EV006823 | 9.0
CEAG Crouse-Hinds | 53003 | EC001952 | EF000187 | EV000509 | 9.0
CEAG Crouse-Hinds | 53003 | EC001952 | EF005127 | 220 - 240 | 9.0
CEAG Crouse-Hinds | 53003 | EC001952 | EF009345 | 88 - 88 | 9.0
CEAG Crouse-Hinds | 53003 | EC001952 | EF000381 | EV011530 | 9.0
CEAG Crouse-Hinds | 53003 | EC001952 | EF007556 | oui | 9.0
CEAG Crouse-Hinds | 53003 | EC001952 | EF016286 | oui | 9.0
CEAG Crouse-Hinds | 53003 | EC001952 | EF012170 | EV000278 | 9.0
CEAG Crouse-Hinds | 53003 | EC001952 | EF008157 | EV011534 | 9.0
CEAG Crouse-Hinds | 53003 | EC001952 | EF016835 | EV005787 | 9.0
CEAG Crouse-Hinds | 53003 | EC001952 | EF011870 | 100000 | 9.0
CEAG Crouse-Hinds | 53003 | EC001952 | EF005474 | EV006422 | 9.0
CEAG Crouse-Hinds | 53003 | EC001952 | EF011959 | EV000154 | 9.0
CEAG Crouse-Hinds | 53003 | EC001952 | EF004293 | EV008784 | 9.0
CEAG Crouse-Hinds | 53003 | EC001952 | EF000004 | EV000582 | 9.0
CEAG Crouse-Hinds | 53003 | EC001952 | EF005728 | EV000600 | 9.0
CEAG Crouse-Hinds | 53003 | EC001952 | EF008404 | EV020009 | 9.0
CEAG Crouse-Hinds | 53003 | EC001952 | EF012090 | -25 - 50 | 9.0
CEAG Crouse-Hinds | 53003 | EC001952 | EF000280 | 8 - 8 | 9.0
CEAG Crouse-Hinds | 53003 | EC001952 | EF009349 | 1845 | 9.0
CEAG Crouse-Hinds | 53003 | EC001952 | EF012172 | 101 | 9.0
CEAG Crouse-Hinds | 53003 | EC001952 | EF009350 | EV000202 | 9.0
CEAG Crouse-Hinds | 53003 | EC001952 | EF009346 | 3000 - 4000 | 9.0
CEAG Crouse-Hinds | 53003 | EC001952 | EF025740 | 0.9 | 9.0
CEAG Crouse-Hinds | 53003 | EC001952 | EF009482 | Non | 9.0
CEAG Crouse-Hinds | 53003 | EC001952 | EF000008 | 188 | 9.0
CEAG Crouse-Hinds | 53003 | EC001952 | EF001456 | 130 | 9.0
CEAG Crouse-Hinds | 53003 | EC001952 | EF001438 | 760 | 9.0
CEAG Crouse-Hinds | 53003 | EC001952 | EF011868 | EV015019 | 9.0
CEAG Crouse-Hinds | 53003 | EC001952 | EF001391 | 6 | 9.0
CEAG Crouse-Hinds | 53003 | EC001952 | EF000085 | 6 | 9.0
CEAG Crouse-Hinds | 53003 | EC001952 | EF000124 | EV001008 | 9.0
CEAG Crouse-Hinds | 53004 | EC001952 | EF000003 | EV010173 | 9.0
CEAG Crouse-Hinds | 53004 | EC001952 | EF000441 | non | 9.0
CEAG Crouse-Hinds | 53004 | EC001952 | EF002423 | EV011514 | 9.0
CEAG Crouse-Hinds | 53004 | EC001952 | EF005905 | non | 9.0
CEAG Crouse-Hinds | 53004 | EC001952 | EF006436 | 2 | 9.0
CEAG Crouse-Hinds | 53004 | EC001952 | EF000048 | EV000814 | 9.0
CEAG Crouse-Hinds | 53004 | EC001952 | EF001596 | EV000139 | 9.0
CEAG Crouse-Hinds | 53004 | EC001952 | EF004284 | EV006823 | 9.0
CEAG Crouse-Hinds | 53004 | EC001952 | EF000187 | EV000509 | 9.0
CEAG Crouse-Hinds | 53004 | EC001952 | EF005127 | 220 - 240 | 9.0
CEAG Crouse-Hinds | 53004 | EC001952 | EF009345 | 88 - 88 | 9.0
CEAG Crouse-Hinds | 53004 | EC001952 | EF000381 | EV011530 | 9.0
CEAG Crouse-Hinds | 53004 | EC001952 | EF007556 | oui | 9.0
CEAG Crouse-Hinds | 53004 | EC001952 | EF016286 | oui | 9.0
CEAG Crouse-Hinds | 53004 | EC001952 | EF012170 | EV000278 | 9.0
CEAG Crouse-Hinds | 53004 | EC001952 | EF008157 | EV011534 | 9.0
CEAG Crouse-Hinds | 53004 | EC001952 | EF016835 | EV005787 | 9.0
CEAG Crouse-Hinds | 53004 | EC001952 | EF011870 | 100000 | 9.0
CEAG Crouse-Hinds | 53004 | EC001952 | EF005474 | EV006422 | 9.0
CEAG Crouse-Hinds | 53004 | EC001952 | EF011959 | EV000154 | 9.0
CEAG Crouse-Hinds | 53004 | EC001952 | EF004293 | EV008784 | 9.0
CEAG Crouse-Hinds | 53004 | EC001952 | EF000004 | EV000582 | 9.0
CEAG Crouse-Hinds | 53004 | EC001952 | EF005728 | EV000600 | 9.0
CEAG Crouse-Hinds | 53004 | EC001952 | EF008404 | EV020009 | 9.0
CEAG Crouse-Hinds | 53004 | EC001952 | EF012090 | -25 - 50 | 9.0
CEAG Crouse-Hinds | 53004 | EC001952 | EF000280 | 8 - 8 | 9.0
CEAG Crouse-Hinds | 53004 | EC001952 | EF009349 | 1845 | 9.0
CEAG Crouse-Hinds | 53004 | EC001952 | EF012172 | 101 | 9.0
CEAG Crouse-Hinds | 53004 | EC001952 | EF009350 | EV000202 | 9.0
CEAG Crouse-Hinds | 53004 | EC001952 | EF009346 | 3000 - 4000 | 9.0
CEAG Crouse-Hinds | 53004 | EC001952 | EF025740 | 0.9 | 9.0
CEAG Crouse-Hinds | 53004 | EC001952 | EF009482 | Non | 9.0
CEAG Crouse-Hinds | 53004 | EC001952 | EF000008 | 188 | 9.0
CEAG Crouse-Hinds | 53004 | EC001952 | EF001456 | 130 | 9.0
CEAG Crouse-Hinds | 53004 | EC001952 | EF001438 | 760 | 9.0
CEAG Crouse-Hinds | 53004 | EC001952 | EF011868 | EV015020 | 9.0
CEAG Crouse-Hinds | 53004 | EC001952 | EF001391 | 6 | 9.0
CEAG Crouse-Hinds | 53004 | EC001952 | EF000085 | 6 | 9.0
CEAG Crouse-Hinds | 53004 | EC001952 | EF000124 | EV001008 | 9.0
CEAG Crouse-Hinds | 53005 | EC001952 | EF000003 | EV010173 | 9.0
CEAG Crouse-Hinds | 53005 | EC001952 | EF000441 | non | 9.0
CEAG Crouse-Hinds | 53005 | EC001952 | EF002423 | EV011514 | 9.0
CEAG Crouse-Hinds | 53005 | EC001952 | EF005905 | non | 9.0
CEAG Crouse-Hinds | 53005 | EC001952 | EF006436 | 2 | 9.0
CEAG Crouse-Hinds | 53005 | EC001952 | EF000048 | EV000814 | 9.0
CEAG Crouse-Hinds | 53005 | EC001952 | EF001596 | EV000139 | 9.0
CEAG Crouse-Hinds | 53005 | EC001952 | EF004284 | EV006823 | 9.0
CEAG Crouse-Hinds | 53005 | EC001952 | EF000187 | EV000509 | 9.0
CEAG Crouse-Hinds | 53005 | EC001952 | EF005127 | 220 - 240 | 9.0
CEAG Crouse-Hinds | 53005 | EC001952 | EF009345 | 176 - 264 | 9.0
CEAG Crouse-Hinds | 53005 | EC001952 | EF000381 | EV011530 | 9.0
CEAG Crouse-Hinds | 53005 | EC001952 | EF007556 | oui | 9.0
CEAG Crouse-Hinds | 53005 | EC001952 | EF016286 | oui | 9.0
CEAG Crouse-Hinds | 53005 | EC001952 | EF012170 | EV000278 | 9.0
CEAG Crouse-Hinds | 53005 | EC001952 | EF008157 | EV011534 | 9.0
CEAG Crouse-Hinds | 53005 | EC001952 | EF016835 | EV005787 | 9.0
CEAG Crouse-Hinds | 53005 | EC001952 | EF011870 | 100000 | 9.0
CEAG Crouse-Hinds | 53005 | EC001952 | EF005474 | EV006422 | 9.0
CEAG Crouse-Hinds | 53005 | EC001952 | EF011959 | EV000154 | 9.0
CEAG Crouse-Hinds | 53005 | EC001952 | EF004293 | EV008784 | 9.0
CEAG Crouse-Hinds | 53005 | EC001952 | EF000004 | EV000582 | 9.0
CEAG Crouse-Hinds | 53005 | EC001952 | EF005728 | EV000600 | 9.0
CEAG Crouse-Hinds | 53005 | EC001952 | EF008404 | EV020009 | 9.0
CEAG Crouse-Hinds | 53005 | EC001952 | EF012090 | -25 - 45 | 9.0
CEAG Crouse-Hinds | 53005 | EC001952 | EF000280 | 17 - 26 | 9.0
CEAG Crouse-Hinds | 53005 | EC001952 | EF009349 | 6400 | 9.0
CEAG Crouse-Hinds | 53005 | EC001952 | EF012172 | 117 | 9.0
CEAG Crouse-Hinds | 53005 | EC001952 | EF009350 | EV000202 | 9.0
CEAG Crouse-Hinds | 53005 | EC001952 | EF009346 | 3000 - 4000 | 9.0
CEAG Crouse-Hinds | 53005 | EC001952 | EF025740 | 0.9 | 9.0
CEAG Crouse-Hinds | 53005 | EC001952 | EF009482 | Non | 9.0
CEAG Crouse-Hinds | 53005 | EC001952 | EF000008 | 188 | 9.0
CEAG Crouse-Hinds | 53005 | EC001952 | EF001456 | 130 | 9.0
CEAG Crouse-Hinds | 53005 | EC001952 | EF001438 | 1360 | 9.0
CEAG Crouse-Hinds | 53005 | EC001952 | EF011868 | EV015019 | 9.0
CEAG Crouse-Hinds | 53005 | EC001952 | EF001391 | 6 | 9.0
CEAG Crouse-Hinds | 53005 | EC001952 | EF000085 | 6 | 9.0
CEAG Crouse-Hinds | 53005 | EC001952 | EF000124 | EV001008 | 9.0
CEAG Crouse-Hinds | 53006 | EC001952 | EF000003 | EV010173 | 9.0
CEAG Crouse-Hinds | 53006 | EC001952 | EF000441 | non | 9.0
CEAG Crouse-Hinds | 53006 | EC001952 | EF002423 | EV011514 | 9.0
CEAG Crouse-Hinds | 53006 | EC001952 | EF005905 | non | 9.0
CEAG Crouse-Hinds | 53006 | EC001952 | EF006436 | 2 | 9.0
CEAG Crouse-Hinds | 53006 | EC001952 | EF000048 | EV000814 | 9.0
CEAG Crouse-Hinds | 53006 | EC001952 | EF001596 | EV000139 | 9.0
CEAG Crouse-Hinds | 53006 | EC001952 | EF004284 | EV006823 | 9.0
CEAG Crouse-Hinds | 53006 | EC001952 | EF000187 | EV000509 | 9.0
CEAG Crouse-Hinds | 53006 | EC001952 | EF005127 | 220 - 240 | 9.0
CEAG Crouse-Hinds | 53006 | EC001952 | EF009345 | 176 - 264 | 9.0
CEAG Crouse-Hinds | 53006 | EC001952 | EF000381 | EV011530 | 9.0
CEAG Crouse-Hinds | 53006 | EC001952 | EF007556 | oui | 9.0
CEAG Crouse-Hinds | 53006 | EC001952 | EF016286 | oui | 9.0
CEAG Crouse-Hinds | 53006 | EC001952 | EF012170 | EV000278 | 9.0
CEAG Crouse-Hinds | 53006 | EC001952 | EF008157 | EV011534 | 9.0
CEAG Crouse-Hinds | 53006 | EC001952 | EF016835 | EV005787 | 9.0
CEAG Crouse-Hinds | 53006 | EC001952 | EF011870 | 100000 | 9.0
CEAG Crouse-Hinds | 53006 | EC001952 | EF005474 | EV006422 | 9.0
CEAG Crouse-Hinds | 53006 | EC001952 | EF011959 | EV000154 | 9.0
CEAG Crouse-Hinds | 53006 | EC001952 | EF004293 | EV008784 | 9.0
CEAG Crouse-Hinds | 53006 | EC001952 | EF000004 | EV000582 | 9.0
CEAG Crouse-Hinds | 53006 | EC001952 | EF005728 | EV000600 | 9.0
CEAG Crouse-Hinds | 53006 | EC001952 | EF008404 | EV020009 | 9.0
CEAG Crouse-Hinds | 53006 | EC001952 | EF012090 | -25 - 45 | 9.0
CEAG Crouse-Hinds | 53006 | EC001952 | EF000280 | 17 - 26 | 9.0
CEAG Crouse-Hinds | 53006 | EC001952 | EF009349 | 6400 | 9.0
CEAG Crouse-Hinds | 53006 | EC001952 | EF012172 | 117 | 9.0
CEAG Crouse-Hinds | 53006 | EC001952 | EF009350 | EV000202 | 9.0
CEAG Crouse-Hinds | 53006 | EC001952 | EF009346 | 3000 - 4000 | 9.0
CEAG Crouse-Hinds | 53006 | EC001952 | EF025740 | 0.9 | 9.0
CEAG Crouse-Hinds | 53006 | EC001952 | EF009482 | Non | 9.0
CEAG Crouse-Hinds | 53006 | EC001952 | EF000008 | 188 | 9.0
CEAG Crouse-Hinds | 53006 | EC001952 | EF001456 | 130 | 9.0
CEAG Crouse-Hinds | 53006 | EC001952 | EF001438 | 1360 | 9.0
CEAG Crouse-Hinds | 53006 | EC001952 | EF011868 | EV015020 | 9.0
CEAG Crouse-Hinds | 53006 | EC001952 | EF001391 | 6 | 9.0
CEAG Crouse-Hinds | 53006 | EC001952 | EF000085 | 6 | 9.0
CEAG Crouse-Hinds | 53006 | EC001952 | EF000124 | EV001008 | 9.0
CEAG Crouse-Hinds | 53007 | EC001952 | EF000003 | EV010173 | 9.0
CEAG Crouse-Hinds | 53007 | EC001952 | EF000441 | non | 9.0
CEAG Crouse-Hinds | 53007 | EC001952 | EF002423 | EV011514 | 9.0
CEAG Crouse-Hinds | 53007 | EC001952 | EF005905 | non | 9.0
CEAG Crouse-Hinds | 53007 | EC001952 | EF006436 | 2 | 9.0
CEAG Crouse-Hinds | 53007 | EC001952 | EF000048 | EV000814 | 9.0
CEAG Crouse-Hinds | 53007 | EC001952 | EF001596 | EV000139 | 9.0
CEAG Crouse-Hinds | 53007 | EC001952 | EF004284 | EV006823 | 9.0
CEAG Crouse-Hinds | 53007 | EC001952 | EF000187 | EV000509 | 9.0
CEAG Crouse-Hinds | 53007 | EC001952 | EF005127 | 220 - 240 | 9.0
CEAG Crouse-Hinds | 53007 | EC001952 | EF009345 | 176 - 264 | 9.0
CEAG Crouse-Hinds | 53007 | EC001952 | EF000381 | EV011530 | 9.0
CEAG Crouse-Hinds | 53007 | EC001952 | EF007556 | oui | 9.0
CEAG Crouse-Hinds | 53007 | EC001952 | EF016286 | oui | 9.0
CEAG Crouse-Hinds | 53007 | EC001952 | EF012170 | EV000278 | 9.0
CEAG Crouse-Hinds | 53007 | EC001952 | EF008157 | EV011534 | 9.0
CEAG Crouse-Hinds | 53007 | EC001952 | EF016835 | EV005787 | 9.0
CEAG Crouse-Hinds | 53007 | EC001952 | EF011870 | 100000 | 9.0
CEAG Crouse-Hinds | 53007 | EC001952 | EF005474 | EV006422 | 9.0
CEAG Crouse-Hinds | 53007 | EC001952 | EF011959 | EV000154 | 9.0
CEAG Crouse-Hinds | 53007 | EC001952 | EF004293 | EV008784 | 9.0
CEAG Crouse-Hinds | 53007 | EC001952 | EF000004 | EV000582 | 9.0
CEAG Crouse-Hinds | 53007 | EC001952 | EF005728 | EV000600 | 9.0
CEAG Crouse-Hinds | 53007 | EC001952 | EF008404 | EV020009 | 9.0
CEAG Crouse-Hinds | 53007 | EC001952 | EF012090 | -25 - 45 | 9.0
CEAG Crouse-Hinds | 53007 | EC001952 | EF000280 | 17 - 26 | 9.0
CEAG Crouse-Hinds | 53007 | EC001952 | EF009349 | 6400 | 9.0
CEAG Crouse-Hinds | 53007 | EC001952 | EF012172 | 117 | 9.0
CEAG Crouse-Hinds | 53007 | EC001952 | EF009350 | EV000202 | 9.0
CEAG Crouse-Hinds | 53007 | EC001952 | EF009346 | 3000 - 4000 | 9.0
CEAG Crouse-Hinds | 53007 | EC001952 | EF025740 | 0.9 | 9.0
CEAG Crouse-Hinds | 53007 | EC001952 | EF009482 | Non | 9.0
CEAG Crouse-Hinds | 53007 | EC001952 | EF000008 | 188 | 9.0
CEAG Crouse-Hinds | 53007 | EC001952 | EF001456 | 130 | 9.0
CEAG Crouse-Hinds | 53007 | EC001952 | EF001438 | 1360 | 9.0
CEAG Crouse-Hinds | 53007 | EC001952 | EF011868 | EV015019 | 9.0
CEAG Crouse-Hinds | 53007 | EC001952 | EF001391 | 6 | 9.0
CEAG Crouse-Hinds | 53007 | EC001952 | EF000085 | 6 | 9.0
CEAG Crouse-Hinds | 53007 | EC001952 | EF000124 | EV001008 | 9.0
CEAG Crouse-Hinds | 53008 | EC001952 | EF000003 | EV010173 | 9.0
CEAG Crouse-Hinds | 53008 | EC001952 | EF000441 | non | 9.0
CEAG Crouse-Hinds | 53008 | EC001952 | EF002423 | EV011514 | 9.0
CEAG Crouse-Hinds | 53008 | EC001952 | EF005905 | non | 9.0
CEAG Crouse-Hinds | 53008 | EC001952 | EF006436 | 2 | 9.0
CEAG Crouse-Hinds | 53008 | EC001952 | EF000048 | EV000814 | 9.0
CEAG Crouse-Hinds | 53008 | EC001952 | EF001596 | EV000139 | 9.0
CEAG Crouse-Hinds | 53008 | EC001952 | EF004284 | EV006823 | 9.0
CEAG Crouse-Hinds | 53008 | EC001952 | EF000187 | EV000509 | 9.0
CEAG Crouse-Hinds | 53008 | EC001952 | EF005127 | 220 - 240 | 9.0
CEAG Crouse-Hinds | 53008 | EC001952 | EF009345 | 176 - 264 | 9.0
CEAG Crouse-Hinds | 53008 | EC001952 | EF000381 | EV011530 | 9.0
CEAG Crouse-Hinds | 53008 | EC001952 | EF007556 | oui | 9.0
CEAG Crouse-Hinds | 53008 | EC001952 | EF016286 | oui | 9.0
CEAG Crouse-Hinds | 53008 | EC001952 | EF012170 | EV000278 | 9.0
CEAG Crouse-Hinds | 53008 | EC001952 | EF008157 | EV011534 | 9.0
CEAG Crouse-Hinds | 53008 | EC001952 | EF016835 | EV005787 | 9.0
CEAG Crouse-Hinds | 53008 | EC001952 | EF011870 | 100000 | 9.0
CEAG Crouse-Hinds | 53008 | EC001952 | EF005474 | EV006422 | 9.0
CEAG Crouse-Hinds | 53008 | EC001952 | EF011959 | EV000154 | 9.0
CEAG Crouse-Hinds | 53008 | EC001952 | EF004293 | EV008784 | 9.0
CEAG Crouse-Hinds | 53008 | EC001952 | EF000004 | EV000582 | 9.0
CEAG Crouse-Hinds | 53008 | EC001952 | EF005728 | EV000600 | 9.0
CEAG Crouse-Hinds | 53008 | EC001952 | EF008404 | EV020009 | 9.0
CEAG Crouse-Hinds | 53008 | EC001952 | EF012090 | -25 - 45 | 9.0
CEAG Crouse-Hinds | 53008 | EC001952 | EF000280 | 17 - 26 | 9.0
CEAG Crouse-Hinds | 53008 | EC001952 | EF009349 | 6400 | 9.0
CEAG Crouse-Hinds | 53008 | EC001952 | EF012172 | 117 | 9.0
CEAG Crouse-Hinds | 53008 | EC001952 | EF009350 | EV000202 | 9.0
CEAG Crouse-Hinds | 53008 | EC001952 | EF009346 | 3000 - 4000 | 9.0
CEAG Crouse-Hinds | 53008 | EC001952 | EF025740 | 0.9 | 9.0
CEAG Crouse-Hinds | 53008 | EC001952 | EF009482 | Non | 9.0
CEAG Crouse-Hinds | 53008 | EC001952 | EF000008 | 188 | 9.0
CEAG Crouse-Hinds | 53008 | EC001952 | EF001456 | 130 | 9.0
CEAG Crouse-Hinds | 53008 | EC001952 | EF001438 | 1360 | 9.0
CEAG Crouse-Hinds | 53008 | EC001952 | EF011868 | EV015020 | 9.0
CEAG Crouse-Hinds | 53008 | EC001952 | EF001391 | 6 | 9.0
CEAG Crouse-Hinds | 53008 | EC001952 | EF000085 | 6 | 9.0
CEAG Crouse-Hinds | 53008 | EC001952 | EF000124 | EV001008 | 9.0
CEAG Crouse-Hinds | 53009 | EC001959 | EF005127 | 23,2 - 26,4 | 9.0
CEAG Crouse-Hinds | 53009 | EC001959 | EF009345 | 350 - 350 | 9.0
CEAG Crouse-Hinds | 53009 | EC001959 | EF025740 | 0,9 | 9.0
CEAG Crouse-Hinds | 53009 | EC001959 | EF011586 | 8 - 8 | 9.0
CEAG Crouse-Hinds | 53009 | EC001959 | EF000187 | EV000461 | 9.0
CEAG Crouse-Hinds | 53009 | EC001959 | EF001023 | Non | 9.0
CEAG Crouse-Hinds | 53009 | EC001959 | EF016553 | non | 9.0
CEAG Crouse-Hinds | 53009 | EC001959 | EF011587 | 1100 - 1100 | 9.0
CEAG Crouse-Hinds | 53009 | EC001959 | EF013761 | 1100 | 9.0
CEAG Crouse-Hinds | 53009 | EC001959 | EF001348 | 138 | 9.0
CEAG Crouse-Hinds | 53009 | EC001959 | EF000442 | EV003581 | 9.0
CEAG Crouse-Hinds | 53009 | EC001959 | EF001360 | EV003591 | 9.0
CEAG Crouse-Hinds | 53009 | EC001959 | EF012199 | non | 9.0
CEAG Crouse-Hinds | 53009 | EC001959 | EF006266 | EV000327 | 9.0
CEAG Crouse-Hinds | 53009 | EC001959 | EF005958 | EV008613 | 9.0
CEAG Crouse-Hinds | 53009 | EC001959 | EF000042 | EV000814 | 9.0
CEAG Crouse-Hinds | 53009 | EC001959 | EF000007 | EV000202 | 9.0
CEAG Crouse-Hinds | 53009 | EC001959 | EF009346 | 4000 - 4000 | 9.0
CEAG Crouse-Hinds | 53009 | EC001959 | EF000136 | EV000154 | 9.0
CEAG Crouse-Hinds | 53009 | EC001959 | EF013760 | 120 - 120 | 9.0
CEAG Crouse-Hinds | 53009 | EC001959 | EF011946 | EV014016 | 9.0
CEAG Crouse-Hinds | 53009 | EC001959 | EF012161 | non | 9.0
CEAG Crouse-Hinds | 53009 | EC001959 | EF012162 | non | 9.0
CEAG Crouse-Hinds | 53009 | EC001959 | EF012166 | non | 9.0
CEAG Crouse-Hinds | 53009 | EC001959 | EF012167 | non | 9.0
CEAG Crouse-Hinds | 53009 | EC001959 | EF018144 | non | 9.0
CEAG Crouse-Hinds | 53009 | EC001959 | EF018145 | non | 9.0
CEAG Crouse-Hinds | 53009 | EC001959 | EF012169 | oui | 9.0
CEAG Crouse-Hinds | 53009 | EC001959 | EF000551 | 16 | 9.0
CEAG Crouse-Hinds | 53009 | EC001959 | EF001438 | 549 | 9.0
CEAG Crouse-Hinds | 53009 | EC001959 | EF005474 | EV006421 | 9.0
CEAG Crouse-Hinds | 53009 | EC001959 | EF017139 | EV000647 | 9.0
CEAG Crouse-Hinds | 53009 | EC001959 | EF012196 | EV000154 | 9.0
CEAG Crouse-Hinds | 53009 | EC001959 | EF012201 | 1500000 | 9.0
CEAG Crouse-Hinds | 53009 | EC001959 | EF009483 | 8,8 | 9.0
CEAG Crouse-Hinds | 53009 | EC001959 | EF008342 | 58000 | 9.0
CEAG Crouse-Hinds | 53009 | EC001959 | EF003361 | Non | 9.0
CEAG Crouse-Hinds | 53009 | EC001959 | EF000197 | Non | 9.0
CEAG Crouse-Hinds | 53009 | EC001959 | EF000483 | Non | 9.0
CEAG Crouse-Hinds | 53009 | EC001959 | EF000302 | Non | 9.0
CEAG Crouse-Hinds | 53009 | EC001959 | EF011948 | EV014021 | 9.0
CEAG Crouse-Hinds | 53009 | EC001959 | EF014925 | Non | 9.0
CEAG Crouse-Hinds | 53009 | EC001959 | EF014926 | Non | 9.0
CEAG Crouse-Hinds | 53009 | EC001959 | EF014927 | Non | 9.0
CEAG Crouse-Hinds | 53009 | EC001959 | EF011072 | Non | 9.0
CEAG Crouse-Hinds | 53010 | EC001959 | EF005127 | 23,2 - 26,4 | 9.0
CEAG Crouse-Hinds | 53010 | EC001959 | EF009345 | 700 - 700 | 9.0
CEAG Crouse-Hinds | 53010 | EC001959 | EF025740 | 0,9 | 9.0
CEAG Crouse-Hinds | 53010 | EC001959 | EF011586 | 17 - 17 | 9.0
CEAG Crouse-Hinds | 53010 | EC001959 | EF000187 | EV000461 | 9.0
CEAG Crouse-Hinds | 53010 | EC001959 | EF001023 | Non | 9.0
CEAG Crouse-Hinds | 53010 | EC001959 | EF016553 | non | 9.0
CEAG Crouse-Hinds | 53010 | EC001959 | EF011587 | 2220 - 2220 | 9.0
CEAG Crouse-Hinds | 53010 | EC001959 | EF013761 | 2220 | 9.0
CEAG Crouse-Hinds | 53010 | EC001959 | EF001348 | 131 | 9.0
CEAG Crouse-Hinds | 53010 | EC001959 | EF000442 | EV003581 | 9.0
CEAG Crouse-Hinds | 53010 | EC001959 | EF001360 | EV003591 | 9.0
CEAG Crouse-Hinds | 53010 | EC001959 | EF012199 | non | 9.0
CEAG Crouse-Hinds | 53010 | EC001959 | EF006266 | EV000327 | 9.0
CEAG Crouse-Hinds | 53010 | EC001959 | EF005958 | EV008613 | 9.0
CEAG Crouse-Hinds | 53010 | EC001959 | EF000042 | EV000814 | 9.0
CEAG Crouse-Hinds | 53010 | EC001959 | EF000007 | EV000202 | 9.0
CEAG Crouse-Hinds | 53010 | EC001959 | EF009346 | 4000 - 4000 | 9.0
CEAG Crouse-Hinds | 53010 | EC001959 | EF000136 | EV000154 | 9.0
CEAG Crouse-Hinds | 53010 | EC001959 | EF013760 | 120 - 120 | 9.0
CEAG Crouse-Hinds | 53010 | EC001959 | EF011946 | EV014016 | 9.0
CEAG Crouse-Hinds | 53010 | EC001959 | EF012161 | non | 9.0
CEAG Crouse-Hinds | 53010 | EC001959 | EF012162 | non | 9.0
CEAG Crouse-Hinds | 53010 | EC001959 | EF012166 | non | 9.0
CEAG Crouse-Hinds | 53010 | EC001959 | EF012167 | non | 9.0
CEAG Crouse-Hinds | 53010 | EC001959 | EF018144 | non | 9.0
CEAG Crouse-Hinds | 53010 | EC001959 | EF018145 | non | 9.0
CEAG Crouse-Hinds | 53010 | EC001959 | EF012169 | oui | 9.0
CEAG Crouse-Hinds | 53010 | EC001959 | EF000551 | 16 | 9.0
CEAG Crouse-Hinds | 53010 | EC001959 | EF001438 | 1149 | 9.0
CEAG Crouse-Hinds | 53010 | EC001959 | EF005474 | EV006421 | 9.0
CEAG Crouse-Hinds | 53010 | EC001959 | EF017139 | EV000647 | 9.0
CEAG Crouse-Hinds | 53010 | EC001959 | EF012196 | EV000154 | 9.0
CEAG Crouse-Hinds | 53010 | EC001959 | EF012201 | 1500000 | 9.0
CEAG Crouse-Hinds | 53010 | EC001959 | EF009483 | 18,7 | 9.0
CEAG Crouse-Hinds | 53010 | EC001959 | EF008342 | 58000 | 9.0
CEAG Crouse-Hinds | 53010 | EC001959 | EF003361 | Non | 9.0
CEAG Crouse-Hinds | 53010 | EC001959 | EF000197 | Non | 9.0
CEAG Crouse-Hinds | 53010 | EC001959 | EF000483 | Non | 9.0
CEAG Crouse-Hinds | 53010 | EC001959 | EF000302 | Non | 9.0
CEAG Crouse-Hinds | 53010 | EC001959 | EF011948 | EV014021 | 9.0
CEAG Crouse-Hinds | 53010 | EC001959 | EF014925 | Non | 9.0
CEAG Crouse-Hinds | 53010 | EC001959 | EF014926 | Non | 9.0
CEAG Crouse-Hinds | 53010 | EC001959 | EF014927 | Non | 9.0
CEAG Crouse-Hinds | 53010 | EC001959 | EF011072 | Non | 9.0
CEAG Crouse-Hinds | 53020 | EC001959 | EF005127 | 31,9 - 36,3 | 9.0
CEAG Crouse-Hinds | 53020 | EC001959 | EF009345 | 700 - 700 | 9.0
CEAG Crouse-Hinds | 53020 | EC001959 | EF025740 | 0,9 | 9.0
CEAG Crouse-Hinds | 53020 | EC001959 | EF011586 | 23 - 23 | 9.0
CEAG Crouse-Hinds | 53020 | EC001959 | EF000187 | EV000461 | 9.0
CEAG Crouse-Hinds | 53020 | EC001959 | EF001023 | Non | 9.0
CEAG Crouse-Hinds | 53020 | EC001959 | EF016553 | non | 9.0
CEAG Crouse-Hinds | 53020 | EC001959 | EF011587 | 3000 - 3000 | 9.0
CEAG Crouse-Hinds | 53020 | EC001959 | EF013761 | 3000 | 9.0
CEAG Crouse-Hinds | 53020 | EC001959 | EF001348 | 130 | 9.0
CEAG Crouse-Hinds | 53020 | EC001959 | EF000442 | EV003581 | 9.0
CEAG Crouse-Hinds | 53020 | EC001959 | EF001360 | EV003591 | 9.0
CEAG Crouse-Hinds | 53020 | EC001959 | EF012199 | non | 9.0
CEAG Crouse-Hinds | 53020 | EC001959 | EF006266 | EV000327 | 9.0
CEAG Crouse-Hinds | 53020 | EC001959 | EF005958 | EV008613 | 9.0
CEAG Crouse-Hinds | 53020 | EC001959 | EF000042 | EV000814 | 9.0
CEAG Crouse-Hinds | 53020 | EC001959 | EF000007 | EV000202 | 9.0
CEAG Crouse-Hinds | 53020 | EC001959 | EF009346 | 4000 - 4000 | 9.0
CEAG Crouse-Hinds | 53020 | EC001959 | EF000136 | EV000154 | 9.0
CEAG Crouse-Hinds | 53020 | EC001959 | EF013760 | 120 - 120 | 9.0
CEAG Crouse-Hinds | 53020 | EC001959 | EF011946 | EV014016 | 9.0
CEAG Crouse-Hinds | 53020 | EC001959 | EF012161 | non | 9.0
CEAG Crouse-Hinds | 53020 | EC001959 | EF012162 | non | 9.0
CEAG Crouse-Hinds | 53020 | EC001959 | EF012166 | non | 9.0
CEAG Crouse-Hinds | 53020 | EC001959 | EF012167 | non | 9.0
CEAG Crouse-Hinds | 53020 | EC001959 | EF018144 | non | 9.0
CEAG Crouse-Hinds | 53020 | EC001959 | EF018145 | non | 9.0
CEAG Crouse-Hinds | 53020 | EC001959 | EF012169 | oui | 9.0
CEAG Crouse-Hinds | 53020 | EC001959 | EF000551 | 16 | 9.0
CEAG Crouse-Hinds | 53020 | EC001959 | EF001438 | 1449 | 9.0
CEAG Crouse-Hinds | 53020 | EC001959 | EF005474 | EV006421 | 9.0
CEAG Crouse-Hinds | 53020 | EC001959 | EF017139 | EV000647 | 9.0
CEAG Crouse-Hinds | 53020 | EC001959 | EF012196 | EV000154 | 9.0
CEAG Crouse-Hinds | 53020 | EC001959 | EF012201 | 1500000 | 9.0
CEAG Crouse-Hinds | 53020 | EC001959 | EF009483 | 25,3 | 9.0
CEAG Crouse-Hinds | 53020 | EC001959 | EF008342 | 58000 | 9.0
CEAG Crouse-Hinds | 53020 | EC001959 | EF003361 | Non | 9.0
CEAG Crouse-Hinds | 53020 | EC001959 | EF000197 | Non | 9.0
CEAG Crouse-Hinds | 53020 | EC001959 | EF000483 | Non | 9.0
CEAG Crouse-Hinds | 53020 | EC001959 | EF000302 | Non | 9.0
CEAG Crouse-Hinds | 53020 | EC001959 | EF011948 | EV014021 | 9.0
CEAG Crouse-Hinds | 53020 | EC001959 | EF014925 | Non | 9.0
CEAG Crouse-Hinds | 53020 | EC001959 | EF014926 | Non | 9.0
CEAG Crouse-Hinds | 53020 | EC001959 | EF014927 | Non | 9.0
CEAG Crouse-Hinds | 53020 | EC001959 | EF011072 | Non | 9.0
CEAG Crouse-Hinds | 53021 | EC001952 | EF000003 | EV010173 | 9.0
CEAG Crouse-Hinds | 53021 | EC001952 | EF000441 | non | 9.0
CEAG Crouse-Hinds | 53021 | EC001952 | EF002423 | EV011514 | 9.0
CEAG Crouse-Hinds | 53021 | EC001952 | EF005905 | non | 9.0
CEAG Crouse-Hinds | 53021 | EC001952 | EF006436 | 2 | 9.0
CEAG Crouse-Hinds | 53021 | EC001952 | EF000048 | EV000814 | 9.0
CEAG Crouse-Hinds | 53021 | EC001952 | EF001596 | EV000139 | 9.0
CEAG Crouse-Hinds | 53021 | EC001952 | EF004284 | EV006823 | 9.0
CEAG Crouse-Hinds | 53021 | EC001952 | EF000187 | EV000509 | 9.0
CEAG Crouse-Hinds | 53021 | EC001952 | EF005127 | 220 - 240 | 9.0
CEAG Crouse-Hinds | 53021 | EC001952 | EF009345 | 88 - 88 | 9.0
CEAG Crouse-Hinds | 53021 | EC001952 | EF000381 | EV011530 | 9.0
CEAG Crouse-Hinds | 53021 | EC001952 | EF007556 | oui | 9.0
CEAG Crouse-Hinds | 53021 | EC001952 | EF016286 | oui | 9.0
CEAG Crouse-Hinds | 53021 | EC001952 | EF012170 | EV000278 | 9.0
CEAG Crouse-Hinds | 53021 | EC001952 | EF008157 | EV011534 | 9.0
CEAG Crouse-Hinds | 53021 | EC001952 | EF016835 | EV005787 | 9.0
CEAG Crouse-Hinds | 53021 | EC001952 | EF011870 | 100000 | 9.0
CEAG Crouse-Hinds | 53021 | EC001952 | EF005474 | EV006422 | 9.0
CEAG Crouse-Hinds | 53021 | EC001952 | EF011959 | EV000154 | 9.0
CEAG Crouse-Hinds | 53021 | EC001952 | EF004293 | EV008784 | 9.0
CEAG Crouse-Hinds | 53021 | EC001952 | EF000004 | EV000582 | 9.0
CEAG Crouse-Hinds | 53021 | EC001952 | EF005728 | EV000600 | 9.0
CEAG Crouse-Hinds | 53021 | EC001952 | EF008404 | EV020009 | 9.0
CEAG Crouse-Hinds | 53021 | EC001952 | EF012090 | -25 - 50 | 9.0
CEAG Crouse-Hinds | 53021 | EC001952 | EF000280 | 8 - 8 | 9.0
CEAG Crouse-Hinds | 53021 | EC001952 | EF009349 | 1845 | 9.0
CEAG Crouse-Hinds | 53021 | EC001952 | EF012172 | 101 | 9.0
CEAG Crouse-Hinds | 53021 | EC001952 | EF009350 | EV000202 | 9.0
CEAG Crouse-Hinds | 53021 | EC001952 | EF009346 | 3000 - 4000 | 9.0
CEAG Crouse-Hinds | 53021 | EC001952 | EF025740 | 0.9 | 9.0
CEAG Crouse-Hinds | 53021 | EC001952 | EF009482 | Non | 9.0
CEAG Crouse-Hinds | 53021 | EC001952 | EF000008 | 188 | 9.0
CEAG Crouse-Hinds | 53021 | EC001952 | EF001456 | 130 | 9.0
CEAG Crouse-Hinds | 53021 | EC001952 | EF001438 | 760 | 9.0
CEAG Crouse-Hinds | 53021 | EC001952 | EF011868 | EV015019 | 9.0
CEAG Crouse-Hinds | 53021 | EC001952 | EF001391 | 6 | 9.0
CEAG Crouse-Hinds | 53021 | EC001952 | EF000085 | 6 | 9.0
CEAG Crouse-Hinds | 53021 | EC001952 | EF000124 | EV001008 | 9.0
CEAG Crouse-Hinds | 53022 | EC001952 | EF000003 | EV010173 | 9.0
CEAG Crouse-Hinds | 53022 | EC001952 | EF000441 | non | 9.0
CEAG Crouse-Hinds | 53022 | EC001952 | EF002423 | EV011514 | 9.0
CEAG Crouse-Hinds | 53022 | EC001952 | EF005905 | non | 9.0
CEAG Crouse-Hinds | 53022 | EC001952 | EF006436 | 2 | 9.0
CEAG Crouse-Hinds | 53022 | EC001952 | EF000048 | EV000814 | 9.0
CEAG Crouse-Hinds | 53022 | EC001952 | EF001596 | EV000139 | 9.0
CEAG Crouse-Hinds | 53022 | EC001952 | EF004284 | EV006823 | 9.0
CEAG Crouse-Hinds | 53022 | EC001952 | EF000187 | EV000509 | 9.0
CEAG Crouse-Hinds | 53022 | EC001952 | EF005127 | 220 - 240 | 9.0
CEAG Crouse-Hinds | 53022 | EC001952 | EF009345 | 88 - 88 | 9.0
CEAG Crouse-Hinds | 53022 | EC001952 | EF000381 | EV011530 | 9.0
CEAG Crouse-Hinds | 53022 | EC001952 | EF007556 | oui | 9.0
CEAG Crouse-Hinds | 53022 | EC001952 | EF016286 | oui | 9.0
CEAG Crouse-Hinds | 53022 | EC001952 | EF012170 | EV000278 | 9.0
CEAG Crouse-Hinds | 53022 | EC001952 | EF008157 | EV011534 | 9.0
CEAG Crouse-Hinds | 53022 | EC001952 | EF016835 | EV005787 | 9.0
CEAG Crouse-Hinds | 53022 | EC001952 | EF011870 | 100000 | 9.0
CEAG Crouse-Hinds | 53022 | EC001952 | EF005474 | EV006422 | 9.0
CEAG Crouse-Hinds | 53022 | EC001952 | EF011959 | EV000154 | 9.0
CEAG Crouse-Hinds | 53022 | EC001952 | EF004293 | EV008784 | 9.0
CEAG Crouse-Hinds | 53022 | EC001952 | EF000004 | EV000582 | 9.0
CEAG Crouse-Hinds | 53022 | EC001952 | EF005728 | EV000600 | 9.0
CEAG Crouse-Hinds | 53022 | EC001952 | EF008404 | EV020009 | 9.0
CEAG Crouse-Hinds | 53022 | EC001952 | EF012090 | -25 - 50 | 9.0
CEAG Crouse-Hinds | 53022 | EC001952 | EF000280 | 8 - 8 | 9.0
CEAG Crouse-Hinds | 53022 | EC001952 | EF009349 | 1845 | 9.0
CEAG Crouse-Hinds | 53022 | EC001952 | EF012172 | 101 | 9.0
CEAG Crouse-Hinds | 53022 | EC001952 | EF009350 | EV000202 | 9.0
CEAG Crouse-Hinds | 53022 | EC001952 | EF009346 | 3000 - 4000 | 9.0
CEAG Crouse-Hinds | 53022 | EC001952 | EF025740 | 0.9 | 9.0
CEAG Crouse-Hinds | 53022 | EC001952 | EF009482 | Non | 9.0
CEAG Crouse-Hinds | 53022 | EC001952 | EF000008 | 188 | 9.0
CEAG Crouse-Hinds | 53022 | EC001952 | EF001456 | 130 | 9.0
CEAG Crouse-Hinds | 53022 | EC001952 | EF001438 | 760 | 9.0
CEAG Crouse-Hinds | 53022 | EC001952 | EF011868 | EV015019 | 9.0
CEAG Crouse-Hinds | 53022 | EC001952 | EF001391 | 6 | 9.0
CEAG Crouse-Hinds | 53022 | EC001952 | EF000085 | 6 | 9.0
CEAG Crouse-Hinds | 53022 | EC001952 | EF000124 | EV001008 | 9.0
CEAG Crouse-Hinds | 53023 | EC001952 | EF000003 | EV010173 | 9.0
CEAG Crouse-Hinds | 53023 | EC001952 | EF000441 | non | 9.0
CEAG Crouse-Hinds | 53023 | EC001952 | EF002423 | EV011514 | 9.0
CEAG Crouse-Hinds | 53023 | EC001952 | EF005905 | non | 9.0
CEAG Crouse-Hinds | 53023 | EC001952 | EF006436 | 2 | 9.0
CEAG Crouse-Hinds | 53023 | EC001952 | EF000048 | EV000814 | 9.0
CEAG Crouse-Hinds | 53023 | EC001952 | EF001596 | EV000139 | 9.0
CEAG Crouse-Hinds | 53023 | EC001952 | EF004284 | EV006823 | 9.0
CEAG Crouse-Hinds | 53023 | EC001952 | EF000187 | EV000509 | 9.0
CEAG Crouse-Hinds | 53023 | EC001952 | EF005127 | 220 - 240 | 9.0
CEAG Crouse-Hinds | 53023 | EC001952 | EF000381 | EV011530 | 9.0
CEAG Crouse-Hinds | 53023 | EC001952 | EF007556 | oui | 9.0
CEAG Crouse-Hinds | 53023 | EC001952 | EF016286 | oui | 9.0
CEAG Crouse-Hinds | 53023 | EC001952 | EF012170 | EV000278 | 9.0
CEAG Crouse-Hinds | 53023 | EC001952 | EF008157 | EV011534 | 9.0
CEAG Crouse-Hinds | 53023 | EC001952 | EF016835 | EV005787 | 9.0
CEAG Crouse-Hinds | 53023 | EC001952 | EF011870 | 100000 | 9.0
CEAG Crouse-Hinds | 53023 | EC001952 | EF005474 | EV006422 | 9.0
CEAG Crouse-Hinds | 53023 | EC001952 | EF011959 | EV000154 | 9.0
CEAG Crouse-Hinds | 53023 | EC001952 | EF004293 | EV008784 | 9.0
CEAG Crouse-Hinds | 53023 | EC001952 | EF000004 | EV000582 | 9.0
CEAG Crouse-Hinds | 53023 | EC001952 | EF005728 | EV000600 | 9.0
CEAG Crouse-Hinds | 53023 | EC001952 | EF008404 | EV020009 | 9.0
CEAG Crouse-Hinds | 53023 | EC001952 | EF012090 | -5 - 35 | 9.0
CEAG Crouse-Hinds | 53023 | EC001952 | EF000280 | 8 - 8 | 9.0
CEAG Crouse-Hinds | 53023 | EC001952 | EF009349 | 1845 | 9.0
CEAG Crouse-Hinds | 53023 | EC001952 | EF012172 | 101 | 9.0
CEAG Crouse-Hinds | 53023 | EC001952 | EF009350 | EV000202 | 9.0
CEAG Crouse-Hinds | 53023 | EC001952 | EF009346 | 3000 - 4000 | 9.0
CEAG Crouse-Hinds | 53023 | EC001952 | EF025740 | 0.9 | 9.0
CEAG Crouse-Hinds | 53023 | EC001952 | EF009482 | Non | 9.0
CEAG Crouse-Hinds | 53023 | EC001952 | EF000008 | 188 | 9.0
CEAG Crouse-Hinds | 53023 | EC001952 | EF001456 | 130 | 9.0
CEAG Crouse-Hinds | 53023 | EC001952 | EF001438 | 760 | 9.0
CEAG Crouse-Hinds | 53023 | EC001952 | EF011868 | EV015019 | 9.0
CEAG Crouse-Hinds | 53023 | EC001952 | EF001391 | 6 | 9.0
CEAG Crouse-Hinds | 53023 | EC001952 | EF000085 | 6 | 9.0
CEAG Crouse-Hinds | 53023 | EC001952 | EF000124 | EV001008 | 9.0
CEAG Crouse-Hinds | 53024 | EC001952 | EF000003 | EV010173 | 9.0
CEAG Crouse-Hinds | 53024 | EC001952 | EF000441 | non | 9.0
CEAG Crouse-Hinds | 53024 | EC001952 | EF002423 | EV011514 | 9.0
CEAG Crouse-Hinds | 53024 | EC001952 | EF005905 | non | 9.0
CEAG Crouse-Hinds | 53024 | EC001952 | EF006436 | 2 | 9.0
CEAG Crouse-Hinds | 53024 | EC001952 | EF000048 | EV000814 | 9.0
CEAG Crouse-Hinds | 53024 | EC001952 | EF001596 | EV000139 | 9.0
CEAG Crouse-Hinds | 53024 | EC001952 | EF004284 | EV006823 | 9.0
CEAG Crouse-Hinds | 53024 | EC001952 | EF000187 | EV000509 | 9.0
CEAG Crouse-Hinds | 53024 | EC001952 | EF005127 | 220 - 240 | 9.0
CEAG Crouse-Hinds | 53024 | EC001952 | EF000381 | EV011530 | 9.0
CEAG Crouse-Hinds | 53024 | EC001952 | EF007556 | oui | 9.0
CEAG Crouse-Hinds | 53024 | EC001952 | EF016286 | oui | 9.0
CEAG Crouse-Hinds | 53024 | EC001952 | EF012170 | EV000278 | 9.0
CEAG Crouse-Hinds | 53024 | EC001952 | EF008157 | EV011534 | 9.0
CEAG Crouse-Hinds | 53024 | EC001952 | EF016835 | EV005787 | 9.0
CEAG Crouse-Hinds | 53024 | EC001952 | EF011870 | 100000 | 9.0
CEAG Crouse-Hinds | 53024 | EC001952 | EF005474 | EV006422 | 9.0
CEAG Crouse-Hinds | 53024 | EC001952 | EF011959 | EV000154 | 9.0
CEAG Crouse-Hinds | 53024 | EC001952 | EF004293 | EV008784 | 9.0
CEAG Crouse-Hinds | 53024 | EC001952 | EF000004 | EV000582 | 9.0
CEAG Crouse-Hinds | 53024 | EC001952 | EF005728 | EV000600 | 9.0
CEAG Crouse-Hinds | 53024 | EC001952 | EF008404 | EV020009 | 9.0
CEAG Crouse-Hinds | 53024 | EC001952 | EF012090 | -5 - 35 | 9.0
CEAG Crouse-Hinds | 53024 | EC001952 | EF000280 | 8 - 8 | 9.0
CEAG Crouse-Hinds | 53024 | EC001952 | EF009349 | 1845 | 9.0
CEAG Crouse-Hinds | 53024 | EC001952 | EF012172 | 101 | 9.0
CEAG Crouse-Hinds | 53024 | EC001952 | EF009350 | EV000202 | 9.0
CEAG Crouse-Hinds | 53024 | EC001952 | EF009346 | 3000 - 4000 | 9.0
CEAG Crouse-Hinds | 53024 | EC001952 | EF025740 | 0.9 | 9.0
CEAG Crouse-Hinds | 53024 | EC001952 | EF009482 | Non | 9.0
CEAG Crouse-Hinds | 53024 | EC001952 | EF000008 | 188 | 9.0
CEAG Crouse-Hinds | 53024 | EC001952 | EF001456 | 130 | 9.0
CEAG Crouse-Hinds | 53024 | EC001952 | EF001438 | 760 | 9.0
CEAG Crouse-Hinds | 53024 | EC001952 | EF011868 | EV015019 | 9.0
CEAG Crouse-Hinds | 53024 | EC001952 | EF001391 | 6 | 9.0
CEAG Crouse-Hinds | 53024 | EC001952 | EF000085 | 6 | 9.0
CEAG Crouse-Hinds | 53024 | EC001952 | EF000124 | EV001008 | 9.0
CEAG Crouse-Hinds | 53025 | EC001952 | EF000003 | EV010173 | 9.0
CEAG Crouse-Hinds | 53025 | EC001952 | EF000441 | non | 9.0
CEAG Crouse-Hinds | 53025 | EC001952 | EF002423 | EV011514 | 9.0
CEAG Crouse-Hinds | 53025 | EC001952 | EF005905 | non | 9.0
CEAG Crouse-Hinds | 53025 | EC001952 | EF006436 | 2 | 9.0
CEAG Crouse-Hinds | 53025 | EC001952 | EF000048 | EV000814 | 9.0
CEAG Crouse-Hinds | 53025 | EC001952 | EF001596 | EV000139 | 9.0
CEAG Crouse-Hinds | 53025 | EC001952 | EF004284 | EV006823 | 9.0
CEAG Crouse-Hinds | 53025 | EC001952 | EF000187 | EV000509 | 9.0
CEAG Crouse-Hinds | 53025 | EC001952 | EF005127 | 220 - 240 | 9.0
CEAG Crouse-Hinds | 53025 | EC001952 | EF009345 | 176 - 264 | 9.0
CEAG Crouse-Hinds | 53025 | EC001952 | EF000381 | EV011530 | 9.0
CEAG Crouse-Hinds | 53025 | EC001952 | EF007556 | oui | 9.0
CEAG Crouse-Hinds | 53025 | EC001952 | EF016286 | oui | 9.0
CEAG Crouse-Hinds | 53025 | EC001952 | EF012170 | EV000278 | 9.0
CEAG Crouse-Hinds | 53025 | EC001952 | EF008157 | EV011534 | 9.0
CEAG Crouse-Hinds | 53025 | EC001952 | EF016835 | EV005787 | 9.0
CEAG Crouse-Hinds | 53025 | EC001952 | EF011870 | 100000 | 9.0
CEAG Crouse-Hinds | 53025 | EC001952 | EF005474 | EV006422 | 9.0
CEAG Crouse-Hinds | 53025 | EC001952 | EF011959 | EV000154 | 9.0
CEAG Crouse-Hinds | 53025 | EC001952 | EF004293 | EV008784 | 9.0
CEAG Crouse-Hinds | 53025 | EC001952 | EF000004 | EV000582 | 9.0
CEAG Crouse-Hinds | 53025 | EC001952 | EF005728 | EV000600 | 9.0
CEAG Crouse-Hinds | 53025 | EC001952 | EF008404 | EV020009 | 9.0
CEAG Crouse-Hinds | 53025 | EC001952 | EF012090 | -25 - 45 | 9.0
CEAG Crouse-Hinds | 53025 | EC001952 | EF000280 | 17 - 26 | 9.0
CEAG Crouse-Hinds | 53025 | EC001952 | EF009349 | 6400 | 9.0
CEAG Crouse-Hinds | 53025 | EC001952 | EF012172 | 117 | 9.0
CEAG Crouse-Hinds | 53025 | EC001952 | EF009350 | EV000202 | 9.0
CEAG Crouse-Hinds | 53025 | EC001952 | EF009346 | 3000 - 4000 | 9.0
CEAG Crouse-Hinds | 53025 | EC001952 | EF025740 | 0.9 | 9.0
CEAG Crouse-Hinds | 53025 | EC001952 | EF009482 | Non | 9.0
CEAG Crouse-Hinds | 53025 | EC001952 | EF000008 | 188 | 9.0
CEAG Crouse-Hinds | 53025 | EC001952 | EF001456 | 130 | 9.0
CEAG Crouse-Hinds | 53025 | EC001952 | EF001438 | 1360 | 9.0
CEAG Crouse-Hinds | 53025 | EC001952 | EF011868 | EV015019 | 9.0
CEAG Crouse-Hinds | 53025 | EC001952 | EF001391 | 6 | 9.0
CEAG Crouse-Hinds | 53025 | EC001952 | EF000085 | 6 | 9.0
CEAG Crouse-Hinds | 53025 | EC001952 | EF000124 | EV001008 | 9.0
CEAG Crouse-Hinds | 53026 | EC001952 | EF000003 | EV010173 | 9.0
CEAG Crouse-Hinds | 53026 | EC001952 | EF000441 | non | 9.0
CEAG Crouse-Hinds | 53026 | EC001952 | EF002423 | EV011514 | 9.0
CEAG Crouse-Hinds | 53026 | EC001952 | EF005905 | non | 9.0
CEAG Crouse-Hinds | 53026 | EC001952 | EF006436 | 2 | 9.0
CEAG Crouse-Hinds | 53026 | EC001952 | EF000048 | EV000814 | 9.0
CEAG Crouse-Hinds | 53026 | EC001952 | EF001596 | EV000139 | 9.0
CEAG Crouse-Hinds | 53026 | EC001952 | EF004284 | EV006823 | 9.0
CEAG Crouse-Hinds | 53026 | EC001952 | EF000187 | EV000509 | 9.0
CEAG Crouse-Hinds | 53026 | EC001952 | EF005127 | 220 - 240 | 9.0
CEAG Crouse-Hinds | 53026 | EC001952 | EF000381 | EV011530 | 9.0
CEAG Crouse-Hinds | 53026 | EC001952 | EF007556 | oui | 9.0
CEAG Crouse-Hinds | 53026 | EC001952 | EF016286 | oui | 9.0
CEAG Crouse-Hinds | 53026 | EC001952 | EF012170 | EV000278 | 9.0
CEAG Crouse-Hinds | 53026 | EC001952 | EF008157 | EV011534 | 9.0
CEAG Crouse-Hinds | 53026 | EC001952 | EF016835 | EV005787 | 9.0
CEAG Crouse-Hinds | 53026 | EC001952 | EF011870 | 100000 | 9.0
CEAG Crouse-Hinds | 53026 | EC001952 | EF005474 | EV006422 | 9.0
CEAG Crouse-Hinds | 53026 | EC001952 | EF011959 | EV000154 | 9.0
CEAG Crouse-Hinds | 53026 | EC001952 | EF004293 | EV008784 | 9.0
CEAG Crouse-Hinds | 53026 | EC001952 | EF000004 | EV000582 | 9.0
CEAG Crouse-Hinds | 53026 | EC001952 | EF005728 | EV000600 | 9.0
CEAG Crouse-Hinds | 53026 | EC001952 | EF008404 | EV020009 | 9.0
CEAG Crouse-Hinds | 53026 | EC001952 | EF012090 | -5 - 35 | 9.0
CEAG Crouse-Hinds | 53026 | EC001952 | EF000280 | 17 - 17 | 9.0
CEAG Crouse-Hinds | 53026 | EC001952 | EF009349 | 3800 | 9.0
CEAG Crouse-Hinds | 53026 | EC001952 | EF012172 | 94 | 9.0
CEAG Crouse-Hinds | 53026 | EC001952 | EF009350 | EV000202 | 9.0
CEAG Crouse-Hinds | 53026 | EC001952 | EF009346 | 3000 - 4000 | 9.0
CEAG Crouse-Hinds | 53026 | EC001952 | EF025740 | 0.9 | 9.0
CEAG Crouse-Hinds | 53026 | EC001952 | EF009482 | Non | 9.0
CEAG Crouse-Hinds | 53026 | EC001952 | EF000008 | 188 | 9.0
CEAG Crouse-Hinds | 53026 | EC001952 | EF001456 | 130 | 9.0
CEAG Crouse-Hinds | 53026 | EC001952 | EF001438 | 1360 | 9.0
CEAG Crouse-Hinds | 53026 | EC001952 | EF011868 | EV015019 | 9.0
CEAG Crouse-Hinds | 53026 | EC001952 | EF001391 | 6 | 9.0
CEAG Crouse-Hinds | 53026 | EC001952 | EF000085 | 6 | 9.0
CEAG Crouse-Hinds | 53026 | EC001952 | EF000124 | EV001008 | 9.0
CEAG Crouse-Hinds | 53027 | EC001952 | EF000003 | EV010173 | 9.0
CEAG Crouse-Hinds | 53027 | EC001952 | EF000441 | non | 9.0
CEAG Crouse-Hinds | 53027 | EC001952 | EF002423 | EV011514 | 9.0
CEAG Crouse-Hinds | 53027 | EC001952 | EF005905 | non | 9.0
CEAG Crouse-Hinds | 53027 | EC001952 | EF006436 | 2 | 9.0
CEAG Crouse-Hinds | 53027 | EC001952 | EF000048 | EV000814 | 9.0
CEAG Crouse-Hinds | 53027 | EC001952 | EF001596 | EV000139 | 9.0
CEAG Crouse-Hinds | 53027 | EC001952 | EF004284 | EV006823 | 9.0
CEAG Crouse-Hinds | 53027 | EC001952 | EF000187 | EV000509 | 9.0
CEAG Crouse-Hinds | 53027 | EC001952 | EF005127 | 220 - 240 | 9.0
CEAG Crouse-Hinds | 53027 | EC001952 | EF009345 | 176 - 264 | 9.0
CEAG Crouse-Hinds | 53027 | EC001952 | EF000381 | EV011530 | 9.0
CEAG Crouse-Hinds | 53027 | EC001952 | EF007556 | oui | 9.0
CEAG Crouse-Hinds | 53027 | EC001952 | EF016286 | oui | 9.0
CEAG Crouse-Hinds | 53027 | EC001952 | EF012170 | EV000278 | 9.0
CEAG Crouse-Hinds | 53027 | EC001952 | EF008157 | EV011534 | 9.0
CEAG Crouse-Hinds | 53027 | EC001952 | EF016835 | EV005787 | 9.0
CEAG Crouse-Hinds | 53027 | EC001952 | EF011870 | 100000 | 9.0
CEAG Crouse-Hinds | 53027 | EC001952 | EF005474 | EV006422 | 9.0
CEAG Crouse-Hinds | 53027 | EC001952 | EF011959 | EV000154 | 9.0
CEAG Crouse-Hinds | 53027 | EC001952 | EF004293 | EV008784 | 9.0
CEAG Crouse-Hinds | 53027 | EC001952 | EF000004 | EV000582 | 9.0
CEAG Crouse-Hinds | 53027 | EC001952 | EF005728 | EV000600 | 9.0
CEAG Crouse-Hinds | 53027 | EC001952 | EF008404 | EV020009 | 9.0
CEAG Crouse-Hinds | 53027 | EC001952 | EF012090 | -25 - 45 | 9.0
CEAG Crouse-Hinds | 53027 | EC001952 | EF000280 | 17 - 26 | 9.0
CEAG Crouse-Hinds | 53027 | EC001952 | EF009349 | 6400 | 9.0
CEAG Crouse-Hinds | 53027 | EC001952 | EF012172 | 117 | 9.0
CEAG Crouse-Hinds | 53027 | EC001952 | EF009350 | EV000202 | 9.0
CEAG Crouse-Hinds | 53027 | EC001952 | EF009346 | 3000 - 4000 | 9.0
CEAG Crouse-Hinds | 53027 | EC001952 | EF025740 | 0.9 | 9.0
CEAG Crouse-Hinds | 53027 | EC001952 | EF009482 | Non | 9.0
CEAG Crouse-Hinds | 53027 | EC001952 | EF000008 | 188 | 9.0
CEAG Crouse-Hinds | 53027 | EC001952 | EF001456 | 130 | 9.0
CEAG Crouse-Hinds | 53027 | EC001952 | EF001438 | 1360 | 9.0
CEAG Crouse-Hinds | 53027 | EC001952 | EF011868 | EV015019 | 9.0
CEAG Crouse-Hinds | 53027 | EC001952 | EF001391 | 6 | 9.0
CEAG Crouse-Hinds | 53027 | EC001952 | EF000085 | 6 | 9.0
CEAG Crouse-Hinds | 53027 | EC001952 | EF000124 | EV001008 | 9.0
CEAG Crouse-Hinds | 53028 | EC001952 | EF000003 | EV010173 | 9.0
CEAG Crouse-Hinds | 53028 | EC001952 | EF000441 | non | 9.0
CEAG Crouse-Hinds | 53028 | EC001952 | EF002423 | EV011514 | 9.0
CEAG Crouse-Hinds | 53028 | EC001952 | EF005905 | non | 9.0
CEAG Crouse-Hinds | 53028 | EC001952 | EF006436 | 2 | 9.0
CEAG Crouse-Hinds | 53028 | EC001952 | EF000048 | EV000814 | 9.0
CEAG Crouse-Hinds | 53028 | EC001952 | EF001596 | EV000139 | 9.0
CEAG Crouse-Hinds | 53028 | EC001952 | EF004284 | EV006823 | 9.0
CEAG Crouse-Hinds | 53028 | EC001952 | EF000187 | EV000509 | 9.0
CEAG Crouse-Hinds | 53028 | EC001952 | EF005127 | 220 - 240 | 9.0
CEAG Crouse-Hinds | 53028 | EC001952 | EF000381 | EV011530 | 9.0
CEAG Crouse-Hinds | 53028 | EC001952 | EF007556 | oui | 9.0
CEAG Crouse-Hinds | 53028 | EC001952 | EF016286 | oui | 9.0
CEAG Crouse-Hinds | 53028 | EC001952 | EF012170 | EV000278 | 9.0
CEAG Crouse-Hinds | 53028 | EC001952 | EF008157 | EV011534 | 9.0
CEAG Crouse-Hinds | 53028 | EC001952 | EF016835 | EV005787 | 9.0
CEAG Crouse-Hinds | 53028 | EC001952 | EF011870 | 100000 | 9.0
CEAG Crouse-Hinds | 53028 | EC001952 | EF005474 | EV006422 | 9.0
CEAG Crouse-Hinds | 53028 | EC001952 | EF011959 | EV000154 | 9.0
CEAG Crouse-Hinds | 53028 | EC001952 | EF004293 | EV008784 | 9.0
CEAG Crouse-Hinds | 53028 | EC001952 | EF000004 | EV000582 | 9.0
CEAG Crouse-Hinds | 53028 | EC001952 | EF005728 | EV000600 | 9.0
CEAG Crouse-Hinds | 53028 | EC001952 | EF008404 | EV020009 | 9.0
CEAG Crouse-Hinds | 53028 | EC001952 | EF012090 | -5 - 35 | 9.0
CEAG Crouse-Hinds | 53028 | EC001952 | EF000280 | 17 - 17 | 9.0
CEAG Crouse-Hinds | 53028 | EC001952 | EF009349 | 3800 | 9.0
CEAG Crouse-Hinds | 53028 | EC001952 | EF012172 | 94 | 9.0
CEAG Crouse-Hinds | 53028 | EC001952 | EF009350 | EV000202 | 9.0
CEAG Crouse-Hinds | 53028 | EC001952 | EF009346 | 3000 - 4000 | 9.0
CEAG Crouse-Hinds | 53028 | EC001952 | EF025740 | 0.9 | 9.0
CEAG Crouse-Hinds | 53028 | EC001952 | EF009482 | Non | 9.0
CEAG Crouse-Hinds | 53028 | EC001952 | EF000008 | 188 | 9.0
CEAG Crouse-Hinds | 53028 | EC001952 | EF001456 | 130 | 9.0
CEAG Crouse-Hinds | 53028 | EC001952 | EF001438 | 1360 | 9.0
CEAG Crouse-Hinds | 53028 | EC001952 | EF011868 | EV015019 | 9.0
CEAG Crouse-Hinds | 53028 | EC001952 | EF001391 | 6 | 9.0
CEAG Crouse-Hinds | 53028 | EC001952 | EF000085 | 6 | 9.0
CEAG Crouse-Hinds | 53028 | EC001952 | EF000124 | EV001008 | 9.0
CEAG Crouse-Hinds | 53029 | EC001959 | EF005127 | 36 - 36 | 9.0
CEAG Crouse-Hinds | 53029 | EC001959 | EF009345 | 700 - 700 | 9.0
CEAG Crouse-Hinds | 53029 | EC001959 | EF025740 | 0,9 | 9.0
CEAG Crouse-Hinds | 53029 | EC001959 | EF011586 | 26 - 26 | 9.0
CEAG Crouse-Hinds | 53029 | EC001959 | EF000187 | EV000461 | 9.0
CEAG Crouse-Hinds | 53029 | EC001959 | EF001023 | Non | 9.0
CEAG Crouse-Hinds | 53029 | EC001959 | EF016553 | non | 9.0
CEAG Crouse-Hinds | 53029 | EC001959 | EF011587 | 3800 - 3800 | 9.0
CEAG Crouse-Hinds | 53029 | EC001959 | EF013761 | 3800 | 9.0
CEAG Crouse-Hinds | 53029 | EC001959 | EF001348 | 146 | 9.0
CEAG Crouse-Hinds | 53029 | EC001959 | EF000442 | EV003581 | 9.0
CEAG Crouse-Hinds | 53029 | EC001959 | EF001360 | EV003591 | 9.0
CEAG Crouse-Hinds | 53029 | EC001959 | EF012199 | non | 9.0
CEAG Crouse-Hinds | 53029 | EC001959 | EF006266 | EV000327 | 9.0
CEAG Crouse-Hinds | 53029 | EC001959 | EF005958 | EV008613 | 9.0
CEAG Crouse-Hinds | 53029 | EC001959 | EF000042 | EV000814 | 9.0
CEAG Crouse-Hinds | 53029 | EC001959 | EF000007 | EV000202 | 9.0
CEAG Crouse-Hinds | 53029 | EC001959 | EF009346 | 4000 - 4000 | 9.0
CEAG Crouse-Hinds | 53029 | EC001959 | EF000136 | EV000154 | 9.0
CEAG Crouse-Hinds | 53029 | EC001959 | EF013760 | 120 - 120 | 9.0
CEAG Crouse-Hinds | 53029 | EC001959 | EF011946 | EV014016 | 9.0
CEAG Crouse-Hinds | 53029 | EC001959 | EF012161 | non | 9.0
CEAG Crouse-Hinds | 53029 | EC001959 | EF012162 | non | 9.0
CEAG Crouse-Hinds | 53029 | EC001959 | EF012166 | non | 9.0
CEAG Crouse-Hinds | 53029 | EC001959 | EF012167 | non | 9.0
CEAG Crouse-Hinds | 53029 | EC001959 | EF018144 | non | 9.0
CEAG Crouse-Hinds | 53029 | EC001959 | EF018145 | non | 9.0
CEAG Crouse-Hinds | 53029 | EC001959 | EF012169 | oui | 9.0
CEAG Crouse-Hinds | 53029 | EC001959 | EF000551 | 16 | 9.0
CEAG Crouse-Hinds | 53029 | EC001959 | EF001438 | 1149 | 9.0
CEAG Crouse-Hinds | 53029 | EC001959 | EF005474 | EV006421 | 9.0
CEAG Crouse-Hinds | 53029 | EC001959 | EF017139 | EV000647 | 9.0
CEAG Crouse-Hinds | 53029 | EC001959 | EF012196 | EV000154 | 9.0
CEAG Crouse-Hinds | 53029 | EC001959 | EF012201 | 1500000 | 9.0
CEAG Crouse-Hinds | 53029 | EC001959 | EF008342 | 58000 | 9.0
CEAG Crouse-Hinds | 53029 | EC001959 | EF003361 | Non | 9.0
CEAG Crouse-Hinds | 53029 | EC001959 | EF000197 | Non | 9.0
CEAG Crouse-Hinds | 53029 | EC001959 | EF000483 | Non | 9.0
CEAG Crouse-Hinds | 53029 | EC001959 | EF000302 | Non | 9.0
CEAG Crouse-Hinds | 53029 | EC001959 | EF011948 | EV014021 | 9.0
CEAG Crouse-Hinds | 53029 | EC001959 | EF014925 | Non | 9.0
CEAG Crouse-Hinds | 53029 | EC001959 | EF014926 | Non | 9.0
CEAG Crouse-Hinds | 53029 | EC001959 | EF014927 | Non | 9.0
CEAG Crouse-Hinds | 53029 | EC001959 | EF011072 | Non | 9.0
CEAG Crouse-Hinds | 53030 | EC001959 | EF005127 | 45 - 45 | 9.0
CEAG Crouse-Hinds | 53030 | EC001959 | EF009345 | 700 - 700 | 9.0
CEAG Crouse-Hinds | 53030 | EC001959 | EF025740 | 0,9 | 9.0
CEAG Crouse-Hinds | 53030 | EC001959 | EF011586 | 32 - 32 | 9.0
CEAG Crouse-Hinds | 53030 | EC001959 | EF000187 | EV000461 | 9.0
CEAG Crouse-Hinds | 53030 | EC001959 | EF001023 | Non | 9.0
CEAG Crouse-Hinds | 53030 | EC001959 | EF016553 | non | 9.0
CEAG Crouse-Hinds | 53030 | EC001959 | EF011587 | 4750 - 4750 | 9.0
CEAG Crouse-Hinds | 53030 | EC001959 | EF013761 | 4750 | 9.0
CEAG Crouse-Hinds | 53030 | EC001959 | EF001348 | 148 | 9.0
CEAG Crouse-Hinds | 53030 | EC001959 | EF000442 | EV003581 | 9.0
CEAG Crouse-Hinds | 53030 | EC001959 | EF001360 | EV003591 | 9.0
CEAG Crouse-Hinds | 53030 | EC001959 | EF012199 | non | 9.0
CEAG Crouse-Hinds | 53030 | EC001959 | EF006266 | EV000327 | 9.0
CEAG Crouse-Hinds | 53030 | EC001959 | EF005958 | EV008613 | 9.0
CEAG Crouse-Hinds | 53030 | EC001959 | EF000042 | EV000814 | 9.0
CEAG Crouse-Hinds | 53030 | EC001959 | EF000007 | EV000202 | 9.0
CEAG Crouse-Hinds | 53030 | EC001959 | EF009346 | 4000 - 4000 | 9.0
CEAG Crouse-Hinds | 53030 | EC001959 | EF000136 | EV000154 | 9.0
CEAG Crouse-Hinds | 53030 | EC001959 | EF013760 | 120 - 120 | 9.0
CEAG Crouse-Hinds | 53030 | EC001959 | EF011946 | EV014016 | 9.0
CEAG Crouse-Hinds | 53030 | EC001959 | EF012161 | non | 9.0
CEAG Crouse-Hinds | 53030 | EC001959 | EF012162 | non | 9.0
CEAG Crouse-Hinds | 53030 | EC001959 | EF012166 | non | 9.0
CEAG Crouse-Hinds | 53030 | EC001959 | EF012167 | non | 9.0
CEAG Crouse-Hinds | 53030 | EC001959 | EF018144 | non | 9.0
CEAG Crouse-Hinds | 53030 | EC001959 | EF018145 | non | 9.0
CEAG Crouse-Hinds | 53030 | EC001959 | EF012169 | oui | 9.0
CEAG Crouse-Hinds | 53030 | EC001959 | EF000551 | 16 | 9.0
CEAG Crouse-Hinds | 53030 | EC001959 | EF001438 | 1449 | 9.0
CEAG Crouse-Hinds | 53030 | EC001959 | EF005474 | EV006421 | 9.0
CEAG Crouse-Hinds | 53030 | EC001959 | EF017139 | EV000647 | 9.0
CEAG Crouse-Hinds | 53030 | EC001959 | EF012196 | EV000154 | 9.0
CEAG Crouse-Hinds | 53030 | EC001959 | EF012201 | 1500000 | 9.0
CEAG Crouse-Hinds | 53030 | EC001959 | EF008342 | 58000 | 9.0
CEAG Crouse-Hinds | 53030 | EC001959 | EF003361 | Non | 9.0
CEAG Crouse-Hinds | 53030 | EC001959 | EF000197 | Non | 9.0
CEAG Crouse-Hinds | 53030 | EC001959 | EF000483 | Non | 9.0
CEAG Crouse-Hinds | 53030 | EC001959 | EF000302 | Non | 9.0
CEAG Crouse-Hinds | 53030 | EC001959 | EF011948 | EV014021 | 9.0
CEAG Crouse-Hinds | 53030 | EC001959 | EF014925 | Non | 9.0
CEAG Crouse-Hinds | 53030 | EC001959 | EF014926 | Non | 9.0
CEAG Crouse-Hinds | 53030 | EC001959 | EF014927 | Non | 9.0
CEAG Crouse-Hinds | 53030 | EC001959 | EF011072 | Non | 9.0
CEAG Crouse-Hinds | 53031 | EC001952 | EF000003 | EV010173 | 9.0
CEAG Crouse-Hinds | 53031 | EC001952 | EF000441 | non | 9.0
CEAG Crouse-Hinds | 53031 | EC001952 | EF002423 | EV011514 | 9.0
CEAG Crouse-Hinds | 53031 | EC001952 | EF005905 | non | 9.0
CEAG Crouse-Hinds | 53031 | EC001952 | EF006436 | 2 | 9.0
CEAG Crouse-Hinds | 53031 | EC001952 | EF000048 | EV000814 | 9.0
CEAG Crouse-Hinds | 53031 | EC001952 | EF001596 | EV000139 | 9.0
CEAG Crouse-Hinds | 53031 | EC001952 | EF004284 | EV006823 | 9.0
CEAG Crouse-Hinds | 53031 | EC001952 | EF000187 | EV000509 | 9.0
CEAG Crouse-Hinds | 53031 | EC001952 | EF005127 | 220 - 240 | 9.0
CEAG Crouse-Hinds | 53031 | EC001952 | EF009345 | 237 - 323 | 9.0
CEAG Crouse-Hinds | 53031 | EC001952 | EF000381 | EV011530 | 9.0
CEAG Crouse-Hinds | 53031 | EC001952 | EF007556 | oui | 9.0
CEAG Crouse-Hinds | 53031 | EC001952 | EF016286 | oui | 9.0
CEAG Crouse-Hinds | 53031 | EC001952 | EF012170 | EV000278 | 9.0
CEAG Crouse-Hinds | 53031 | EC001952 | EF008157 | EV011534 | 9.0
CEAG Crouse-Hinds | 53031 | EC001952 | EF016835 | EV005787 | 9.0
CEAG Crouse-Hinds | 53031 | EC001952 | EF011870 | 100000 | 9.0
CEAG Crouse-Hinds | 53031 | EC001952 | EF005474 | EV006422 | 9.0
CEAG Crouse-Hinds | 53031 | EC001952 | EF011959 | EV000154 | 9.0
CEAG Crouse-Hinds | 53031 | EC001952 | EF004293 | EV008784 | 9.0
CEAG Crouse-Hinds | 53031 | EC001952 | EF000004 | EV000582 | 9.0
CEAG Crouse-Hinds | 53031 | EC001952 | EF005728 | EV000600 | 9.0
CEAG Crouse-Hinds | 53031 | EC001952 | EF008404 | EV020009 | 9.0
CEAG Crouse-Hinds | 53031 | EC001952 | EF012090 | -25 - 45 | 9.0
CEAG Crouse-Hinds | 53031 | EC001952 | EF000280 | 23 - 32 | 9.0
CEAG Crouse-Hinds | 53031 | EC001952 | EF009349 | 7800 | 9.0
CEAG Crouse-Hinds | 53031 | EC001952 | EF012172 | 116 | 9.0
CEAG Crouse-Hinds | 53031 | EC001952 | EF009350 | EV000202 | 9.0
CEAG Crouse-Hinds | 53031 | EC001952 | EF009346 | 3000 - 4000 | 9.0
CEAG Crouse-Hinds | 53031 | EC001952 | EF025740 | 0.9 | 9.0
CEAG Crouse-Hinds | 53031 | EC001952 | EF009482 | Non | 9.0
CEAG Crouse-Hinds | 53031 | EC001952 | EF000008 | 188 | 9.0
CEAG Crouse-Hinds | 53031 | EC001952 | EF001456 | 130 | 9.0
CEAG Crouse-Hinds | 53031 | EC001952 | EF001438 | 1660 | 9.0
CEAG Crouse-Hinds | 53031 | EC001952 | EF011868 | EV015019 | 9.0
CEAG Crouse-Hinds | 53031 | EC001952 | EF001391 | 6 | 9.0
CEAG Crouse-Hinds | 53031 | EC001952 | EF000085 | 6 | 9.0
CEAG Crouse-Hinds | 53031 | EC001952 | EF000124 | EV001008 | 9.0
CEAG Crouse-Hinds | 53032 | EC001952 | EF000003 | EV010173 | 9.0
CEAG Crouse-Hinds | 53032 | EC001952 | EF000441 | non | 9.0
CEAG Crouse-Hinds | 53032 | EC001952 | EF002423 | EV011514 | 9.0
CEAG Crouse-Hinds | 53032 | EC001952 | EF005905 | non | 9.0
CEAG Crouse-Hinds | 53032 | EC001952 | EF006436 | 2 | 9.0
CEAG Crouse-Hinds | 53032 | EC001952 | EF000048 | EV000814 | 9.0
CEAG Crouse-Hinds | 53032 | EC001952 | EF001596 | EV000139 | 9.0
CEAG Crouse-Hinds | 53032 | EC001952 | EF004284 | EV006823 | 9.0
CEAG Crouse-Hinds | 53032 | EC001952 | EF000187 | EV000509 | 9.0
CEAG Crouse-Hinds | 53032 | EC001952 | EF005127 | 220 - 240 | 9.0
CEAG Crouse-Hinds | 53032 | EC001952 | EF009345 | 237 - 323 | 9.0
CEAG Crouse-Hinds | 53032 | EC001952 | EF000381 | EV011530 | 9.0
CEAG Crouse-Hinds | 53032 | EC001952 | EF007556 | oui | 9.0
CEAG Crouse-Hinds | 53032 | EC001952 | EF016286 | oui | 9.0
CEAG Crouse-Hinds | 53032 | EC001952 | EF012170 | EV000278 | 9.0
CEAG Crouse-Hinds | 53032 | EC001952 | EF008157 | EV011534 | 9.0
CEAG Crouse-Hinds | 53032 | EC001952 | EF016835 | EV005787 | 9.0
CEAG Crouse-Hinds | 53032 | EC001952 | EF011870 | 100000 | 9.0
CEAG Crouse-Hinds | 53032 | EC001952 | EF005474 | EV006422 | 9.0
CEAG Crouse-Hinds | 53032 | EC001952 | EF011959 | EV000154 | 9.0
CEAG Crouse-Hinds | 53032 | EC001952 | EF004293 | EV008784 | 9.0
CEAG Crouse-Hinds | 53032 | EC001952 | EF000004 | EV000582 | 9.0
CEAG Crouse-Hinds | 53032 | EC001952 | EF005728 | EV000600 | 9.0
CEAG Crouse-Hinds | 53032 | EC001952 | EF008404 | EV020009 | 9.0
CEAG Crouse-Hinds | 53032 | EC001952 | EF012090 | -25 - 45 | 9.0
CEAG Crouse-Hinds | 53032 | EC001952 | EF000280 | 23 - 32 | 9.0
CEAG Crouse-Hinds | 53032 | EC001952 | EF009349 | 7800 | 9.0
CEAG Crouse-Hinds | 53032 | EC001952 | EF012172 | 116 | 9.0
CEAG Crouse-Hinds | 53032 | EC001952 | EF009350 | EV000202 | 9.0
CEAG Crouse-Hinds | 53032 | EC001952 | EF009346 | 3000 - 4000 | 9.0
CEAG Crouse-Hinds | 53032 | EC001952 | EF025740 | 0.9 | 9.0
CEAG Crouse-Hinds | 53032 | EC001952 | EF009482 | Non | 9.0
CEAG Crouse-Hinds | 53032 | EC001952 | EF000008 | 188 | 9.0
CEAG Crouse-Hinds | 53032 | EC001952 | EF001456 | 130 | 9.0
CEAG Crouse-Hinds | 53032 | EC001952 | EF001438 | 1660 | 9.0
CEAG Crouse-Hinds | 53032 | EC001952 | EF011868 | EV015020 | 9.0
CEAG Crouse-Hinds | 53032 | EC001952 | EF001391 | 6 | 9.0
CEAG Crouse-Hinds | 53032 | EC001952 | EF000085 | 6 | 9.0
CEAG Crouse-Hinds | 53032 | EC001952 | EF000124 | EV001008 | 9.0
CEAG Crouse-Hinds | 53033 | EC001952 | EF000003 | EV010173 | 9.0
CEAG Crouse-Hinds | 53033 | EC001952 | EF000441 | non | 9.0
CEAG Crouse-Hinds | 53033 | EC001952 | EF002423 | EV011514 | 9.0
CEAG Crouse-Hinds | 53033 | EC001952 | EF005905 | non | 9.0
CEAG Crouse-Hinds | 53033 | EC001952 | EF006436 | 2 | 9.0
CEAG Crouse-Hinds | 53033 | EC001952 | EF000048 | EV000814 | 9.0
CEAG Crouse-Hinds | 53033 | EC001952 | EF001596 | EV000139 | 9.0
CEAG Crouse-Hinds | 53033 | EC001952 | EF004284 | EV006823 | 9.0
CEAG Crouse-Hinds | 53033 | EC001952 | EF000187 | EV000509 | 9.0
CEAG Crouse-Hinds | 53033 | EC001952 | EF005127 | 220 - 240 | 9.0
CEAG Crouse-Hinds | 53033 | EC001952 | EF009345 | 237 - 323 | 9.0
CEAG Crouse-Hinds | 53033 | EC001952 | EF000381 | EV011530 | 9.0
CEAG Crouse-Hinds | 53033 | EC001952 | EF007556 | oui | 9.0
CEAG Crouse-Hinds | 53033 | EC001952 | EF016286 | oui | 9.0
CEAG Crouse-Hinds | 53033 | EC001952 | EF012170 | EV000278 | 9.0
CEAG Crouse-Hinds | 53033 | EC001952 | EF008157 | EV011534 | 9.0
CEAG Crouse-Hinds | 53033 | EC001952 | EF016835 | EV005787 | 9.0
CEAG Crouse-Hinds | 53033 | EC001952 | EF011870 | 100000 | 9.0
CEAG Crouse-Hinds | 53033 | EC001952 | EF005474 | EV006422 | 9.0
CEAG Crouse-Hinds | 53033 | EC001952 | EF011959 | EV000154 | 9.0
CEAG Crouse-Hinds | 53033 | EC001952 | EF004293 | EV008784 | 9.0
CEAG Crouse-Hinds | 53033 | EC001952 | EF000004 | EV000582 | 9.0
CEAG Crouse-Hinds | 53033 | EC001952 | EF005728 | EV000600 | 9.0
CEAG Crouse-Hinds | 53033 | EC001952 | EF008404 | EV020009 | 9.0
CEAG Crouse-Hinds | 53033 | EC001952 | EF012090 | -25 - 45 | 9.0
CEAG Crouse-Hinds | 53033 | EC001952 | EF000280 | 23 - 32 | 9.0
CEAG Crouse-Hinds | 53033 | EC001952 | EF009349 | 7800 | 9.0
CEAG Crouse-Hinds | 53033 | EC001952 | EF012172 | 116 | 9.0
CEAG Crouse-Hinds | 53033 | EC001952 | EF009350 | EV000202 | 9.0
CEAG Crouse-Hinds | 53033 | EC001952 | EF009346 | 3000 - 4000 | 9.0
CEAG Crouse-Hinds | 53033 | EC001952 | EF025740 | 0.9 | 9.0
CEAG Crouse-Hinds | 53033 | EC001952 | EF009482 | Non | 9.0
CEAG Crouse-Hinds | 53033 | EC001952 | EF000008 | 188 | 9.0
CEAG Crouse-Hinds | 53033 | EC001952 | EF001456 | 130 | 9.0
CEAG Crouse-Hinds | 53033 | EC001952 | EF001438 | 1660 | 9.0
CEAG Crouse-Hinds | 53033 | EC001952 | EF011868 | EV015019 | 9.0
CEAG Crouse-Hinds | 53033 | EC001952 | EF001391 | 6 | 9.0
CEAG Crouse-Hinds | 53033 | EC001952 | EF000085 | 6 | 9.0
CEAG Crouse-Hinds | 53033 | EC001952 | EF000124 | EV001008 | 9.0
CEAG Crouse-Hinds | 53034 | EC001952 | EF000003 | EV010173 | 9.0
CEAG Crouse-Hinds | 53034 | EC001952 | EF000441 | non | 9.0
CEAG Crouse-Hinds | 53034 | EC001952 | EF002423 | EV011514 | 9.0
CEAG Crouse-Hinds | 53034 | EC001952 | EF005905 | non | 9.0
CEAG Crouse-Hinds | 53034 | EC001952 | EF006436 | 2 | 9.0
CEAG Crouse-Hinds | 53034 | EC001952 | EF000048 | EV000814 | 9.0
CEAG Crouse-Hinds | 53034 | EC001952 | EF001596 | EV000139 | 9.0
CEAG Crouse-Hinds | 53034 | EC001952 | EF004284 | EV006823 | 9.0
CEAG Crouse-Hinds | 53034 | EC001952 | EF000187 | EV000509 | 9.0
CEAG Crouse-Hinds | 53034 | EC001952 | EF005127 | 220 - 240 | 9.0
CEAG Crouse-Hinds | 53034 | EC001952 | EF009345 | 237 - 323 | 9.0
CEAG Crouse-Hinds | 53034 | EC001952 | EF000381 | EV011530 | 9.0
CEAG Crouse-Hinds | 53034 | EC001952 | EF007556 | oui | 9.0
CEAG Crouse-Hinds | 53034 | EC001952 | EF016286 | oui | 9.0
CEAG Crouse-Hinds | 53034 | EC001952 | EF012170 | EV000278 | 9.0
CEAG Crouse-Hinds | 53034 | EC001952 | EF008157 | EV011534 | 9.0
CEAG Crouse-Hinds | 53034 | EC001952 | EF016835 | EV005787 | 9.0
CEAG Crouse-Hinds | 53034 | EC001952 | EF011870 | 100000 | 9.0
CEAG Crouse-Hinds | 53034 | EC001952 | EF005474 | EV006422 | 9.0
CEAG Crouse-Hinds | 53034 | EC001952 | EF011959 | EV000154 | 9.0
CEAG Crouse-Hinds | 53034 | EC001952 | EF004293 | EV008784 | 9.0
CEAG Crouse-Hinds | 53034 | EC001952 | EF000004 | EV000582 | 9.0
CEAG Crouse-Hinds | 53034 | EC001952 | EF005728 | EV000600 | 9.0
CEAG Crouse-Hinds | 53034 | EC001952 | EF008404 | EV020009 | 9.0
CEAG Crouse-Hinds | 53034 | EC001952 | EF012090 | -25 - 45 | 9.0
CEAG Crouse-Hinds | 53034 | EC001952 | EF000280 | 23 - 32 | 9.0
CEAG Crouse-Hinds | 53034 | EC001952 | EF009349 | 7800 | 9.0
CEAG Crouse-Hinds | 53034 | EC001952 | EF012172 | 116 | 9.0
CEAG Crouse-Hinds | 53034 | EC001952 | EF009350 | EV000202 | 9.0
CEAG Crouse-Hinds | 53034 | EC001952 | EF009346 | 3000 - 4000 | 9.0
CEAG Crouse-Hinds | 53034 | EC001952 | EF025740 | 0.9 | 9.0
CEAG Crouse-Hinds | 53034 | EC001952 | EF009482 | Non | 9.0
CEAG Crouse-Hinds | 53034 | EC001952 | EF000008 | 188 | 9.0
CEAG Crouse-Hinds | 53034 | EC001952 | EF001456 | 130 | 9.0
CEAG Crouse-Hinds | 53034 | EC001952 | EF001438 | 1660 | 9.0
CEAG Crouse-Hinds | 53034 | EC001952 | EF011868 | EV015020 | 9.0
CEAG Crouse-Hinds | 53034 | EC001952 | EF001391 | 6 | 9.0
CEAG Crouse-Hinds | 53034 | EC001952 | EF000085 | 6 | 9.0
CEAG Crouse-Hinds | 53034 | EC001952 | EF000124 | EV001008 | 9.0
CEAG Crouse-Hinds | 53035 | EC001952 | EF000003 | EV010173 | 9.0
CEAG Crouse-Hinds | 53035 | EC001952 | EF000441 | non | 9.0
CEAG Crouse-Hinds | 53035 | EC001952 | EF002423 | EV011514 | 9.0
CEAG Crouse-Hinds | 53035 | EC001952 | EF005905 | non | 9.0
CEAG Crouse-Hinds | 53035 | EC001952 | EF006436 | 2 | 9.0
CEAG Crouse-Hinds | 53035 | EC001952 | EF000048 | EV000814 | 9.0
CEAG Crouse-Hinds | 53035 | EC001952 | EF001596 | EV000139 | 9.0
CEAG Crouse-Hinds | 53035 | EC001952 | EF004284 | EV006823 | 9.0
CEAG Crouse-Hinds | 53035 | EC001952 | EF000187 | EV000509 | 9.0
CEAG Crouse-Hinds | 53035 | EC001952 | EF005127 | 220 - 240 | 9.0
CEAG Crouse-Hinds | 53035 | EC001952 | EF009345 | 237 - 323 | 9.0
CEAG Crouse-Hinds | 53035 | EC001952 | EF000381 | EV011530 | 9.0
CEAG Crouse-Hinds | 53035 | EC001952 | EF007556 | oui | 9.0
CEAG Crouse-Hinds | 53035 | EC001952 | EF016286 | oui | 9.0
CEAG Crouse-Hinds | 53035 | EC001952 | EF012170 | EV000278 | 9.0
CEAG Crouse-Hinds | 53035 | EC001952 | EF008157 | EV011534 | 9.0
CEAG Crouse-Hinds | 53035 | EC001952 | EF016835 | EV005787 | 9.0
CEAG Crouse-Hinds | 53035 | EC001952 | EF011870 | 100000 | 9.0
CEAG Crouse-Hinds | 53035 | EC001952 | EF005474 | EV006422 | 9.0
CEAG Crouse-Hinds | 53035 | EC001952 | EF011959 | EV000154 | 9.0
CEAG Crouse-Hinds | 53035 | EC001952 | EF004293 | EV008784 | 9.0
CEAG Crouse-Hinds | 53035 | EC001952 | EF000004 | EV000582 | 9.0
CEAG Crouse-Hinds | 53035 | EC001952 | EF005728 | EV000600 | 9.0
CEAG Crouse-Hinds | 53035 | EC001952 | EF008404 | EV020009 | 9.0
CEAG Crouse-Hinds | 53035 | EC001952 | EF012090 | -25 - 45 | 9.0
CEAG Crouse-Hinds | 53035 | EC001952 | EF000280 | 23 - 32 | 9.0
CEAG Crouse-Hinds | 53035 | EC001952 | EF009349 | 7800 | 9.0
CEAG Crouse-Hinds | 53035 | EC001952 | EF012172 | 116 | 9.0
CEAG Crouse-Hinds | 53035 | EC001952 | EF009350 | EV000202 | 9.0
CEAG Crouse-Hinds | 53035 | EC001952 | EF009346 | 3000 - 4000 | 9.0
CEAG Crouse-Hinds | 53035 | EC001952 | EF025740 | 0.9 | 9.0
CEAG Crouse-Hinds | 53035 | EC001952 | EF009482 | Non | 9.0
CEAG Crouse-Hinds | 53035 | EC001952 | EF000008 | 188 | 9.0
CEAG Crouse-Hinds | 53035 | EC001952 | EF001456 | 130 | 9.0
CEAG Crouse-Hinds | 53035 | EC001952 | EF001438 | 1660 | 9.0
CEAG Crouse-Hinds | 53035 | EC001952 | EF011868 | EV015019 | 9.0
CEAG Crouse-Hinds | 53035 | EC001952 | EF001391 | 6 | 9.0
CEAG Crouse-Hinds | 53035 | EC001952 | EF000085 | 6 | 9.0
CEAG Crouse-Hinds | 53035 | EC001952 | EF000124 | EV001008 | 9.0
CEAG Crouse-Hinds | 53036 | EC001952 | EF000003 | EV010173 | 9.0
CEAG Crouse-Hinds | 53036 | EC001952 | EF000441 | non | 9.0
CEAG Crouse-Hinds | 53036 | EC001952 | EF002423 | EV011514 | 9.0
CEAG Crouse-Hinds | 53036 | EC001952 | EF005905 | non | 9.0
CEAG Crouse-Hinds | 53036 | EC001952 | EF006436 | 2 | 9.0
CEAG Crouse-Hinds | 53036 | EC001952 | EF000048 | EV000814 | 9.0
CEAG Crouse-Hinds | 53036 | EC001952 | EF001596 | EV000139 | 9.0
CEAG Crouse-Hinds | 53036 | EC001952 | EF004284 | EV006823 | 9.0
CEAG Crouse-Hinds | 53036 | EC001952 | EF000187 | EV000509 | 9.0
CEAG Crouse-Hinds | 53036 | EC001952 | EF005127 | 220 - 240 | 9.0
CEAG Crouse-Hinds | 53036 | EC001952 | EF009345 | 88 - 88 | 9.0
CEAG Crouse-Hinds | 53036 | EC001952 | EF000381 | EV011530 | 9.0
CEAG Crouse-Hinds | 53036 | EC001952 | EF007556 | oui | 9.0
CEAG Crouse-Hinds | 53036 | EC001952 | EF016286 | oui | 9.0
CEAG Crouse-Hinds | 53036 | EC001952 | EF012170 | EV000278 | 9.0
CEAG Crouse-Hinds | 53036 | EC001952 | EF008157 | EV011534 | 9.0
CEAG Crouse-Hinds | 53036 | EC001952 | EF016835 | EV005787 | 9.0
CEAG Crouse-Hinds | 53036 | EC001952 | EF011870 | 100000 | 9.0
CEAG Crouse-Hinds | 53036 | EC001952 | EF005474 | EV006422 | 9.0
CEAG Crouse-Hinds | 53036 | EC001952 | EF011959 | EV000154 | 9.0
CEAG Crouse-Hinds | 53036 | EC001952 | EF004293 | EV008784 | 9.0
CEAG Crouse-Hinds | 53036 | EC001952 | EF000004 | EV000582 | 9.0
CEAG Crouse-Hinds | 53036 | EC001952 | EF005728 | EV000600 | 9.0
CEAG Crouse-Hinds | 53036 | EC001952 | EF008404 | EV020009 | 9.0
CEAG Crouse-Hinds | 53036 | EC001952 | EF012090 | -25 - 50 | 9.0
CEAG Crouse-Hinds | 53036 | EC001952 | EF000280 | 8 - 8 | 9.0
CEAG Crouse-Hinds | 53036 | EC001952 | EF009349 | 1845 | 9.0
CEAG Crouse-Hinds | 53036 | EC001952 | EF012172 | 101 | 9.0
CEAG Crouse-Hinds | 53036 | EC001952 | EF009350 | EV000202 | 9.0
CEAG Crouse-Hinds | 53036 | EC001952 | EF009346 | 3000 - 4000 | 9.0
CEAG Crouse-Hinds | 53036 | EC001952 | EF025740 | 0.9 | 9.0
CEAG Crouse-Hinds | 53036 | EC001952 | EF009482 | Non | 9.0
CEAG Crouse-Hinds | 53036 | EC001952 | EF000008 | 188 | 9.0
CEAG Crouse-Hinds | 53036 | EC001952 | EF001456 | 130 | 9.0
CEAG Crouse-Hinds | 53036 | EC001952 | EF001438 | 760 | 9.0
CEAG Crouse-Hinds | 53036 | EC001952 | EF011868 | EV015020 | 9.0
CEAG Crouse-Hinds | 53036 | EC001952 | EF001391 | 6 | 9.0
CEAG Crouse-Hinds | 53036 | EC001952 | EF000085 | 6 | 9.0
CEAG Crouse-Hinds | 53036 | EC001952 | EF000124 | EV001008 | 9.0
CEAG Crouse-Hinds | 53037 | EC001952 | EF000003 | EV010173 | 9.0
CEAG Crouse-Hinds | 53037 | EC001952 | EF000441 | non | 9.0
CEAG Crouse-Hinds | 53037 | EC001952 | EF002423 | EV011514 | 9.0
CEAG Crouse-Hinds | 53037 | EC001952 | EF005905 | non | 9.0
CEAG Crouse-Hinds | 53037 | EC001952 | EF006436 | 2 | 9.0
CEAG Crouse-Hinds | 53037 | EC001952 | EF000048 | EV000814 | 9.0
CEAG Crouse-Hinds | 53037 | EC001952 | EF001596 | EV000139 | 9.0
CEAG Crouse-Hinds | 53037 | EC001952 | EF004284 | EV006823 | 9.0
CEAG Crouse-Hinds | 53037 | EC001952 | EF000187 | EV000509 | 9.0
CEAG Crouse-Hinds | 53037 | EC001952 | EF005127 | 220 - 240 | 9.0
CEAG Crouse-Hinds | 53037 | EC001952 | EF009345 | 237 - 323 | 9.0
CEAG Crouse-Hinds | 53037 | EC001952 | EF000381 | EV011530 | 9.0
CEAG Crouse-Hinds | 53037 | EC001952 | EF007556 | oui | 9.0
CEAG Crouse-Hinds | 53037 | EC001952 | EF016286 | oui | 9.0
CEAG Crouse-Hinds | 53037 | EC001952 | EF012170 | EV000278 | 9.0
CEAG Crouse-Hinds | 53037 | EC001952 | EF008157 | EV011534 | 9.0
CEAG Crouse-Hinds | 53037 | EC001952 | EF016835 | EV005787 | 9.0
CEAG Crouse-Hinds | 53037 | EC001952 | EF011870 | 100000 | 9.0
CEAG Crouse-Hinds | 53037 | EC001952 | EF005474 | EV006422 | 9.0
CEAG Crouse-Hinds | 53037 | EC001952 | EF011959 | EV000154 | 9.0
CEAG Crouse-Hinds | 53037 | EC001952 | EF004293 | EV008784 | 9.0
CEAG Crouse-Hinds | 53037 | EC001952 | EF000004 | EV000582 | 9.0
CEAG Crouse-Hinds | 53037 | EC001952 | EF005728 | EV000600 | 9.0
CEAG Crouse-Hinds | 53037 | EC001952 | EF008404 | EV020009 | 9.0
CEAG Crouse-Hinds | 53037 | EC001952 | EF012090 | -25 - 45 | 9.0
CEAG Crouse-Hinds | 53037 | EC001952 | EF000280 | 23 - 32 | 9.0
CEAG Crouse-Hinds | 53037 | EC001952 | EF009349 | 7800 | 9.0
CEAG Crouse-Hinds | 53037 | EC001952 | EF012172 | 116 | 9.0
CEAG Crouse-Hinds | 53037 | EC001952 | EF009350 | EV000202 | 9.0
CEAG Crouse-Hinds | 53037 | EC001952 | EF009346 | 3000 - 4000 | 9.0
CEAG Crouse-Hinds | 53037 | EC001952 | EF025740 | 0.9 | 9.0
CEAG Crouse-Hinds | 53037 | EC001952 | EF009482 | Non | 9.0
CEAG Crouse-Hinds | 53037 | EC001952 | EF000008 | 188 | 9.0
CEAG Crouse-Hinds | 53037 | EC001952 | EF001456 | 130 | 9.0
CEAG Crouse-Hinds | 53037 | EC001952 | EF001438 | 1660 | 9.0
CEAG Crouse-Hinds | 53037 | EC001952 | EF011868 | EV015019 | 9.0
CEAG Crouse-Hinds | 53037 | EC001952 | EF001391 | 6 | 9.0
CEAG Crouse-Hinds | 53037 | EC001952 | EF000085 | 6 | 9.0
CEAG Crouse-Hinds | 53037 | EC001952 | EF000124 | EV001008 | 9.0
CEAG Crouse-Hinds | 53038 | EC001952 | EF000003 | EV010173 | 9.0
CEAG Crouse-Hinds | 53038 | EC001952 | EF000441 | non | 9.0
CEAG Crouse-Hinds | 53038 | EC001952 | EF002423 | EV011514 | 9.0
CEAG Crouse-Hinds | 53038 | EC001952 | EF005905 | non | 9.0
CEAG Crouse-Hinds | 53038 | EC001952 | EF006436 | 2 | 9.0
CEAG Crouse-Hinds | 53038 | EC001952 | EF000048 | EV000814 | 9.0
CEAG Crouse-Hinds | 53038 | EC001952 | EF001596 | EV000139 | 9.0
CEAG Crouse-Hinds | 53038 | EC001952 | EF004284 | EV006823 | 9.0
CEAG Crouse-Hinds | 53038 | EC001952 | EF000187 | EV000509 | 9.0
CEAG Crouse-Hinds | 53038 | EC001952 | EF005127 | 220 - 240 | 9.0
CEAG Crouse-Hinds | 53038 | EC001952 | EF009345 | 176 - 264 | 9.0
CEAG Crouse-Hinds | 53038 | EC001952 | EF000381 | EV011530 | 9.0
CEAG Crouse-Hinds | 53038 | EC001952 | EF007556 | oui | 9.0
CEAG Crouse-Hinds | 53038 | EC001952 | EF016286 | oui | 9.0
CEAG Crouse-Hinds | 53038 | EC001952 | EF012170 | EV000278 | 9.0
CEAG Crouse-Hinds | 53038 | EC001952 | EF008157 | EV011534 | 9.0
CEAG Crouse-Hinds | 53038 | EC001952 | EF016835 | EV005787 | 9.0
CEAG Crouse-Hinds | 53038 | EC001952 | EF011870 | 100000 | 9.0
CEAG Crouse-Hinds | 53038 | EC001952 | EF005474 | EV006422 | 9.0
CEAG Crouse-Hinds | 53038 | EC001952 | EF011959 | EV000154 | 9.0
CEAG Crouse-Hinds | 53038 | EC001952 | EF004293 | EV008784 | 9.0
CEAG Crouse-Hinds | 53038 | EC001952 | EF000004 | EV000582 | 9.0
CEAG Crouse-Hinds | 53038 | EC001952 | EF005728 | EV000600 | 9.0
CEAG Crouse-Hinds | 53038 | EC001952 | EF008404 | EV020009 | 9.0
CEAG Crouse-Hinds | 53038 | EC001952 | EF012090 | -25 - 45 | 9.0
CEAG Crouse-Hinds | 53038 | EC001952 | EF000280 | 17 - 26 | 9.0
CEAG Crouse-Hinds | 53038 | EC001952 | EF009349 | 6400 | 9.0
CEAG Crouse-Hinds | 53038 | EC001952 | EF012172 | 117 | 9.0
CEAG Crouse-Hinds | 53038 | EC001952 | EF009350 | EV000202 | 9.0
CEAG Crouse-Hinds | 53038 | EC001952 | EF009346 | 3000 - 4000 | 9.0
CEAG Crouse-Hinds | 53038 | EC001952 | EF025740 | 0.9 | 9.0
CEAG Crouse-Hinds | 53038 | EC001952 | EF009482 | Non | 9.0
CEAG Crouse-Hinds | 53038 | EC001952 | EF000008 | 188 | 9.0
CEAG Crouse-Hinds | 53038 | EC001952 | EF001456 | 130 | 9.0
CEAG Crouse-Hinds | 53038 | EC001952 | EF001438 | 1360 | 9.0
CEAG Crouse-Hinds | 53038 | EC001952 | EF011868 | EV015020 | 9.0
CEAG Crouse-Hinds | 53038 | EC001952 | EF001391 | 6 | 9.0
CEAG Crouse-Hinds | 53038 | EC001952 | EF000085 | 6 | 9.0
CEAG Crouse-Hinds | 53038 | EC001952 | EF000124 | EV001008 | 9.0
CEAG Crouse-Hinds | 53039 | EC001952 | EF000003 | EV010173 | 9.0
CEAG Crouse-Hinds | 53039 | EC001952 | EF000441 | non | 9.0
CEAG Crouse-Hinds | 53039 | EC001952 | EF002423 | EV011514 | 9.0
CEAG Crouse-Hinds | 53039 | EC001952 | EF005905 | non | 9.0
CEAG Crouse-Hinds | 53039 | EC001952 | EF006436 | 2 | 9.0
CEAG Crouse-Hinds | 53039 | EC001952 | EF000048 | EV000814 | 9.0
CEAG Crouse-Hinds | 53039 | EC001952 | EF001596 | EV000139 | 9.0
CEAG Crouse-Hinds | 53039 | EC001952 | EF004284 | EV006823 | 9.0
CEAG Crouse-Hinds | 53039 | EC001952 | EF000187 | EV000509 | 9.0
CEAG Crouse-Hinds | 53039 | EC001952 | EF005127 | 220 - 240 | 9.0
CEAG Crouse-Hinds | 53039 | EC001952 | EF009345 | 237 - 323 | 9.0
CEAG Crouse-Hinds | 53039 | EC001952 | EF000381 | EV011530 | 9.0
CEAG Crouse-Hinds | 53039 | EC001952 | EF007556 | oui | 9.0
CEAG Crouse-Hinds | 53039 | EC001952 | EF016286 | oui | 9.0
CEAG Crouse-Hinds | 53039 | EC001952 | EF012170 | EV000278 | 9.0
CEAG Crouse-Hinds | 53039 | EC001952 | EF008157 | EV011534 | 9.0
CEAG Crouse-Hinds | 53039 | EC001952 | EF016835 | EV005787 | 9.0
CEAG Crouse-Hinds | 53039 | EC001952 | EF011870 | 100000 | 9.0
CEAG Crouse-Hinds | 53039 | EC001952 | EF005474 | EV006422 | 9.0
CEAG Crouse-Hinds | 53039 | EC001952 | EF011959 | EV000154 | 9.0
CEAG Crouse-Hinds | 53039 | EC001952 | EF004293 | EV008784 | 9.0
CEAG Crouse-Hinds | 53039 | EC001952 | EF000004 | EV000582 | 9.0
CEAG Crouse-Hinds | 53039 | EC001952 | EF005728 | EV000600 | 9.0
CEAG Crouse-Hinds | 53039 | EC001952 | EF008404 | EV020009 | 9.0
CEAG Crouse-Hinds | 53039 | EC001952 | EF012090 | -25 - 45 | 9.0
CEAG Crouse-Hinds | 53039 | EC001952 | EF000280 | 23 - 32 | 9.0
CEAG Crouse-Hinds | 53039 | EC001952 | EF009349 | 7800 | 9.0
CEAG Crouse-Hinds | 53039 | EC001952 | EF012172 | 116 | 9.0
CEAG Crouse-Hinds | 53039 | EC001952 | EF009350 | EV000202 | 9.0
CEAG Crouse-Hinds | 53039 | EC001952 | EF009346 | 3000 - 4000 | 9.0
CEAG Crouse-Hinds | 53039 | EC001952 | EF025740 | 0.9 | 9.0
CEAG Crouse-Hinds | 53039 | EC001952 | EF009482 | Non | 9.0
CEAG Crouse-Hinds | 53039 | EC001952 | EF000008 | 188 | 9.0
CEAG Crouse-Hinds | 53039 | EC001952 | EF001456 | 130 | 9.0
CEAG Crouse-Hinds | 53039 | EC001952 | EF001438 | 1660 | 9.0
CEAG Crouse-Hinds | 53039 | EC001952 | EF011868 | EV015020 | 9.0
CEAG Crouse-Hinds | 53039 | EC001952 | EF001391 | 6 | 9.0
CEAG Crouse-Hinds | 53039 | EC001952 | EF000085 | 6 | 9.0
CEAG Crouse-Hinds | 53039 | EC001952 | EF000124 | EV001008 | 9.0
CEAG Crouse-Hinds | 53040 | EC001952 | EF000003 | EV006438 | 9.0
CEAG Crouse-Hinds | 53040 | EC001952 | EF000441 | non | 9.0
CEAG Crouse-Hinds | 53040 | EC001952 | EF002423 | EV011514 | 9.0
CEAG Crouse-Hinds | 53040 | EC001952 | EF005905 | non | 9.0
CEAG Crouse-Hinds | 53040 | EC001952 | EF006436 | 2 | 9.0
CEAG Crouse-Hinds | 53040 | EC001952 | EF000048 | EV000814 | 9.0
CEAG Crouse-Hinds | 53040 | EC001952 | EF001596 | EV000139 | 9.0
CEAG Crouse-Hinds | 53040 | EC001952 | EF004284 | EV006823 | 9.0
CEAG Crouse-Hinds | 53040 | EC001952 | EF000187 | EV000509 | 9.0
CEAG Crouse-Hinds | 53040 | EC001952 | EF005127 | 220 - 240 | 9.0
CEAG Crouse-Hinds | 53040 | EC001952 | EF009345 | 88 - 88 | 9.0
CEAG Crouse-Hinds | 53040 | EC001952 | EF000381 | EV011530 | 9.0
CEAG Crouse-Hinds | 53040 | EC001952 | EF007556 | oui | 9.0
CEAG Crouse-Hinds | 53040 | EC001952 | EF016286 | oui | 9.0
CEAG Crouse-Hinds | 53040 | EC001952 | EF012170 | EV000278 | 9.0
CEAG Crouse-Hinds | 53040 | EC001952 | EF008157 | EV011534 | 9.0
CEAG Crouse-Hinds | 53040 | EC001952 | EF016835 | EV005787 | 9.0
CEAG Crouse-Hinds | 53040 | EC001952 | EF011870 | 100000 | 9.0
CEAG Crouse-Hinds | 53040 | EC001952 | EF005474 | EV006422 | 9.0
CEAG Crouse-Hinds | 53040 | EC001952 | EF011959 | EV000154 | 9.0
CEAG Crouse-Hinds | 53040 | EC001952 | EF004293 | EV008784 | 9.0
CEAG Crouse-Hinds | 53040 | EC001952 | EF000004 | EV000582 | 9.0
CEAG Crouse-Hinds | 53040 | EC001952 | EF005728 | EV000600 | 9.0
CEAG Crouse-Hinds | 53040 | EC001952 | EF008404 | EV020009 | 9.0
CEAG Crouse-Hinds | 53040 | EC001952 | EF012090 | -25 - 50 | 9.0
CEAG Crouse-Hinds | 53040 | EC001952 | EF000280 | 8 - 8 | 9.0
CEAG Crouse-Hinds | 53040 | EC001952 | EF009349 | 1845 | 9.0
CEAG Crouse-Hinds | 53040 | EC001952 | EF012172 | 101 | 9.0
CEAG Crouse-Hinds | 53040 | EC001952 | EF009350 | EV000202 | 9.0
CEAG Crouse-Hinds | 53040 | EC001952 | EF009346 | 3000 - 4000 | 9.0
CEAG Crouse-Hinds | 53040 | EC001952 | EF025740 | 0.9 | 9.0
CEAG Crouse-Hinds | 53040 | EC001952 | EF009482 | Non | 9.0
CEAG Crouse-Hinds | 53040 | EC001952 | EF000008 | 188 | 9.0
CEAG Crouse-Hinds | 53040 | EC001952 | EF001456 | 130 | 9.0
CEAG Crouse-Hinds | 53040 | EC001952 | EF001438 | 736 | 9.0
CEAG Crouse-Hinds | 53040 | EC001952 | EF011868 | EV013935 | 9.0
CEAG Crouse-Hinds | 53040 | EC001952 | EF001391 | 6 | 9.0
CEAG Crouse-Hinds | 53040 | EC001952 | EF000085 | 6 | 9.0
CEAG Crouse-Hinds | 53040 | EC001952 | EF000124 | EV001008 | 9.0
CEAG Crouse-Hinds | 53041 | EC001952 | EF000003 | EV006438 | 9.0
CEAG Crouse-Hinds | 53041 | EC001952 | EF000441 | non | 9.0
CEAG Crouse-Hinds | 53041 | EC001952 | EF002423 | EV011514 | 9.0
CEAG Crouse-Hinds | 53041 | EC001952 | EF005905 | non | 9.0
CEAG Crouse-Hinds | 53041 | EC001952 | EF006436 | 2 | 9.0
CEAG Crouse-Hinds | 53041 | EC001952 | EF000048 | EV000814 | 9.0
CEAG Crouse-Hinds | 53041 | EC001952 | EF001596 | EV000139 | 9.0
CEAG Crouse-Hinds | 53041 | EC001952 | EF004284 | EV006823 | 9.0
CEAG Crouse-Hinds | 53041 | EC001952 | EF000187 | EV000509 | 9.0
CEAG Crouse-Hinds | 53041 | EC001952 | EF005127 | 220 - 240 | 9.0
CEAG Crouse-Hinds | 53041 | EC001952 | EF009345 | 176 - 264 | 9.0
CEAG Crouse-Hinds | 53041 | EC001952 | EF000381 | EV011530 | 9.0
CEAG Crouse-Hinds | 53041 | EC001952 | EF007556 | oui | 9.0
CEAG Crouse-Hinds | 53041 | EC001952 | EF016286 | oui | 9.0
CEAG Crouse-Hinds | 53041 | EC001952 | EF012170 | EV000278 | 9.0
CEAG Crouse-Hinds | 53041 | EC001952 | EF008157 | EV011534 | 9.0
CEAG Crouse-Hinds | 53041 | EC001952 | EF016835 | EV005787 | 9.0
CEAG Crouse-Hinds | 53041 | EC001952 | EF011870 | 100000 | 9.0
CEAG Crouse-Hinds | 53041 | EC001952 | EF005474 | EV006422 | 9.0
CEAG Crouse-Hinds | 53041 | EC001952 | EF011959 | EV000154 | 9.0
CEAG Crouse-Hinds | 53041 | EC001952 | EF004293 | EV008784 | 9.0
CEAG Crouse-Hinds | 53041 | EC001952 | EF000004 | EV000582 | 9.0
CEAG Crouse-Hinds | 53041 | EC001952 | EF005728 | EV000600 | 9.0
CEAG Crouse-Hinds | 53041 | EC001952 | EF008404 | EV020009 | 9.0
CEAG Crouse-Hinds | 53041 | EC001952 | EF012090 | -25 - 45 | 9.0
CEAG Crouse-Hinds | 53041 | EC001952 | EF000280 | 17 - 26 | 9.0
CEAG Crouse-Hinds | 53041 | EC001952 | EF009349 | 6400 | 9.0
CEAG Crouse-Hinds | 53041 | EC001952 | EF012172 | 117 | 9.0
CEAG Crouse-Hinds | 53041 | EC001952 | EF009350 | EV000202 | 9.0
CEAG Crouse-Hinds | 53041 | EC001952 | EF009346 | 3000 - 4000 | 9.0
CEAG Crouse-Hinds | 53041 | EC001952 | EF025740 | 0.9 | 9.0
CEAG Crouse-Hinds | 53041 | EC001952 | EF009482 | Non | 9.0
CEAG Crouse-Hinds | 53041 | EC001952 | EF000008 | 188 | 9.0
CEAG Crouse-Hinds | 53041 | EC001952 | EF001456 | 130 | 9.0
CEAG Crouse-Hinds | 53041 | EC001952 | EF001438 | 1360 | 9.0
CEAG Crouse-Hinds | 53041 | EC001952 | EF011868 | EV013935 | 9.0
CEAG Crouse-Hinds | 53041 | EC001952 | EF001391 | 6 | 9.0
CEAG Crouse-Hinds | 53041 | EC001952 | EF000085 | 6 | 9.0
CEAG Crouse-Hinds | 53041 | EC001952 | EF000124 | EV001008 | 9.0
CEAG Crouse-Hinds | 53042 | EC001952 | EF000003 | EV010173 | 9.0
CEAG Crouse-Hinds | 53042 | EC001952 | EF000441 | non | 9.0
CEAG Crouse-Hinds | 53042 | EC001952 | EF002423 | EV011514 | 9.0
CEAG Crouse-Hinds | 53042 | EC001952 | EF005905 | non | 9.0
CEAG Crouse-Hinds | 53042 | EC001952 | EF006436 | 2 | 9.0
CEAG Crouse-Hinds | 53042 | EC001952 | EF000048 | EV000814 | 9.0
CEAG Crouse-Hinds | 53042 | EC001952 | EF001596 | EV000139 | 9.0
CEAG Crouse-Hinds | 53042 | EC001952 | EF004284 | EV006823 | 9.0
CEAG Crouse-Hinds | 53042 | EC001952 | EF000187 | EV000509 | 9.0
CEAG Crouse-Hinds | 53042 | EC001952 | EF005127 | 220 - 240 | 9.0
CEAG Crouse-Hinds | 53042 | EC001952 | EF009345 | 176 - 264 | 9.0
CEAG Crouse-Hinds | 53042 | EC001952 | EF000381 | EV011530 | 9.0
CEAG Crouse-Hinds | 53042 | EC001952 | EF007556 | oui | 9.0
CEAG Crouse-Hinds | 53042 | EC001952 | EF016286 | oui | 9.0
CEAG Crouse-Hinds | 53042 | EC001952 | EF012170 | EV000278 | 9.0
CEAG Crouse-Hinds | 53042 | EC001952 | EF008157 | EV011534 | 9.0
CEAG Crouse-Hinds | 53042 | EC001952 | EF016835 | EV005787 | 9.0
CEAG Crouse-Hinds | 53042 | EC001952 | EF011870 | 100000 | 9.0
CEAG Crouse-Hinds | 53042 | EC001952 | EF005474 | EV006422 | 9.0
CEAG Crouse-Hinds | 53042 | EC001952 | EF011959 | EV000154 | 9.0
CEAG Crouse-Hinds | 53042 | EC001952 | EF004293 | EV008784 | 9.0
CEAG Crouse-Hinds | 53042 | EC001952 | EF000004 | EV000582 | 9.0
CEAG Crouse-Hinds | 53042 | EC001952 | EF005728 | EV000600 | 9.0
CEAG Crouse-Hinds | 53042 | EC001952 | EF008404 | EV020009 | 9.0
CEAG Crouse-Hinds | 53042 | EC001952 | EF012090 | -25 - 45 | 9.0
CEAG Crouse-Hinds | 53042 | EC001952 | EF000280 | 17 - 26 | 9.0
CEAG Crouse-Hinds | 53042 | EC001952 | EF009349 | 6400 | 9.0
CEAG Crouse-Hinds | 53042 | EC001952 | EF012172 | 117 | 9.0
CEAG Crouse-Hinds | 53042 | EC001952 | EF009350 | EV000202 | 9.0
CEAG Crouse-Hinds | 53042 | EC001952 | EF009346 | 3000 - 4000 | 9.0
CEAG Crouse-Hinds | 53042 | EC001952 | EF025740 | 0.9 | 9.0
CEAG Crouse-Hinds | 53042 | EC001952 | EF009482 | Non | 9.0
CEAG Crouse-Hinds | 53042 | EC001952 | EF000008 | 188 | 9.0
CEAG Crouse-Hinds | 53042 | EC001952 | EF001456 | 130 | 9.0
CEAG Crouse-Hinds | 53042 | EC001952 | EF001438 | 1360 | 9.0
CEAG Crouse-Hinds | 53042 | EC001952 | EF011868 | EV015020 | 9.0
CEAG Crouse-Hinds | 53042 | EC001952 | EF001391 | 6 | 9.0
CEAG Crouse-Hinds | 53042 | EC001952 | EF000085 | 6 | 9.0
CEAG Crouse-Hinds | 53042 | EC001952 | EF000124 | EV001008 | 9.0
CEAG Crouse-Hinds | 53043 | EC001952 | EF000003 | EV010173 | 9.0
CEAG Crouse-Hinds | 53043 | EC001952 | EF000441 | non | 9.0
CEAG Crouse-Hinds | 53043 | EC001952 | EF002423 | EV011514 | 9.0
CEAG Crouse-Hinds | 53043 | EC001952 | EF005905 | non | 9.0
CEAG Crouse-Hinds | 53043 | EC001952 | EF006436 | 2 | 9.0
CEAG Crouse-Hinds | 53043 | EC001952 | EF000048 | EV000814 | 9.0
CEAG Crouse-Hinds | 53043 | EC001952 | EF001596 | EV000139 | 9.0
CEAG Crouse-Hinds | 53043 | EC001952 | EF004284 | EV006823 | 9.0
CEAG Crouse-Hinds | 53043 | EC001952 | EF000187 | EV000509 | 9.0
CEAG Crouse-Hinds | 53043 | EC001952 | EF005127 | 220 - 240 | 9.0
CEAG Crouse-Hinds | 53043 | EC001952 | EF009345 | 237 - 323 | 9.0
CEAG Crouse-Hinds | 53043 | EC001952 | EF000381 | EV011530 | 9.0
CEAG Crouse-Hinds | 53043 | EC001952 | EF007556 | oui | 9.0
CEAG Crouse-Hinds | 53043 | EC001952 | EF016286 | oui | 9.0
CEAG Crouse-Hinds | 53043 | EC001952 | EF012170 | EV000278 | 9.0
CEAG Crouse-Hinds | 53043 | EC001952 | EF008157 | EV011534 | 9.0
CEAG Crouse-Hinds | 53043 | EC001952 | EF016835 | EV005787 | 9.0
CEAG Crouse-Hinds | 53043 | EC001952 | EF011870 | 100000 | 9.0
CEAG Crouse-Hinds | 53043 | EC001952 | EF005474 | EV006422 | 9.0
CEAG Crouse-Hinds | 53043 | EC001952 | EF011959 | EV000154 | 9.0
CEAG Crouse-Hinds | 53043 | EC001952 | EF004293 | EV008784 | 9.0
CEAG Crouse-Hinds | 53043 | EC001952 | EF000004 | EV000582 | 9.0
CEAG Crouse-Hinds | 53043 | EC001952 | EF005728 | EV000600 | 9.0
CEAG Crouse-Hinds | 53043 | EC001952 | EF008404 | EV020009 | 9.0
CEAG Crouse-Hinds | 53043 | EC001952 | EF012090 | -25 - 45 | 9.0
CEAG Crouse-Hinds | 53043 | EC001952 | EF000280 | 23 - 32 | 9.0
CEAG Crouse-Hinds | 53043 | EC001952 | EF009349 | 7800 | 9.0
CEAG Crouse-Hinds | 53043 | EC001952 | EF012172 | 116 | 9.0
CEAG Crouse-Hinds | 53043 | EC001952 | EF009350 | EV000202 | 9.0
CEAG Crouse-Hinds | 53043 | EC001952 | EF009346 | 3000 - 4000 | 9.0
CEAG Crouse-Hinds | 53043 | EC001952 | EF025740 | 0.9 | 9.0
CEAG Crouse-Hinds | 53043 | EC001952 | EF009482 | Non | 9.0
CEAG Crouse-Hinds | 53043 | EC001952 | EF000008 | 188 | 9.0
CEAG Crouse-Hinds | 53043 | EC001952 | EF001456 | 130 | 9.0
CEAG Crouse-Hinds | 53043 | EC001952 | EF001438 | 1660 | 9.0
CEAG Crouse-Hinds | 53043 | EC001952 | EF011868 | EV015020 | 9.0
CEAG Crouse-Hinds | 53043 | EC001952 | EF001391 | 6 | 9.0
CEAG Crouse-Hinds | 53043 | EC001952 | EF000085 | 6 | 9.0
CEAG Crouse-Hinds | 53043 | EC001952 | EF000124 | EV001008 | 9.0
CEAG Crouse-Hinds | 53045 | EC001743 | EF004274 | Non | 9.0
CEAG Crouse-Hinds | 53045 | EC001743 | EF007694 | Non | 9.0
CEAG Crouse-Hinds | 53045 | EC001743 | EF002423 | EV011515 | 9.0
CEAG Crouse-Hinds | 53045 | EC001743 | EF005905 | Oui | 9.0
CEAG Crouse-Hinds | 53045 | EC001743 | EF000048 | EV000494 | 9.0
CEAG Crouse-Hinds | 53045 | EC001743 | EF001596 | EV000072 | 9.0
CEAG Crouse-Hinds | 53045 | EC001743 | EF000136 | EV000270 | 9.0
CEAG Crouse-Hinds | 53045 | EC001743 | EF004284 | EV006823 | 9.0
CEAG Crouse-Hinds | 53045 | EC001743 | EF000282 | EV000494 | 9.0
CEAG Crouse-Hinds | 53045 | EC001743 | EF000187 | EV000509 | 9.0
CEAG Crouse-Hinds | 53045 | EC001743 | EF005127 | 100 - 240 | 9.0
CEAG Crouse-Hinds | 53045 | EC001743 | EF000381 | EV011530 | 9.0
CEAG Crouse-Hinds | 53045 | EC001743 | EF007556 | Oui | 9.0
CEAG Crouse-Hinds | 53045 | EC001743 | EF016286 | Oui | 9.0
CEAG Crouse-Hinds | 53045 | EC001743 | EF012152 | Oui | 9.0
CEAG Crouse-Hinds | 53045 | EC001743 | EF012153 | Non | 9.0
CEAG Crouse-Hinds | 53045 | EC001743 | EF012154 | Non | 9.0
CEAG Crouse-Hinds | 53045 | EC001743 | EF015824 | Non | 9.0
CEAG Crouse-Hinds | 53045 | EC001743 | EF012155 | Non | 9.0
CEAG Crouse-Hinds | 53045 | EC001743 | EF012163 | Non | 9.0
CEAG Crouse-Hinds | 53045 | EC001743 | EF012188 | Non | 9.0
CEAG Crouse-Hinds | 53045 | EC001743 | EF012164 | Non | 9.0
CEAG Crouse-Hinds | 53045 | EC001743 | EF012156 | Non | 9.0
CEAG Crouse-Hinds | 53045 | EC001743 | EF012158 | Non | 9.0
CEAG Crouse-Hinds | 53045 | EC001743 | EF012159 | Non | 9.0
CEAG Crouse-Hinds | 53045 | EC001743 | EF012160 | Non | 9.0
CEAG Crouse-Hinds | 53045 | EC001743 | EF012161 | Non | 9.0
CEAG Crouse-Hinds | 53045 | EC001743 | EF012162 | Non | 9.0
CEAG Crouse-Hinds | 53045 | EC001743 | EF012165 | Non | 9.0
CEAG Crouse-Hinds | 53045 | EC001743 | EF012166 | Non | 9.0
CEAG Crouse-Hinds | 53045 | EC001743 | EF012167 | Non | 9.0
CEAG Crouse-Hinds | 53045 | EC001743 | EF012168 | Non | 9.0
CEAG Crouse-Hinds | 53045 | EC001743 | EF012170 | EV000494 | 9.0
CEAG Crouse-Hinds | 53045 | EC001743 | EF000036 | EV000494 | 9.0
CEAG Crouse-Hinds | 53045 | EC001743 | EF004283 | EV000181 | 9.0
CEAG Crouse-Hinds | 53045 | EC001743 | EF004282 | EV000090 | 9.0
CEAG Crouse-Hinds | 53045 | EC001743 | EF016835 | EV005787 | 9.0
CEAG Crouse-Hinds | 53045 | EC001743 | EF011870 | 60000 | 9.0
CEAG Crouse-Hinds | 53045 | EC001743 | EF005474 | EV006422 | 9.0
CEAG Crouse-Hinds | 53045 | EC001743 | EF011959 | EV014040 | 9.0
CEAG Crouse-Hinds | 53045 | EC001743 | EF004293 | EV008784 | 9.0
CEAG Crouse-Hinds | 53045 | EC001743 | EF000004 | EV000582 | 9.0
CEAG Crouse-Hinds | 53045 | EC001743 | EF006420 | Non | 9.0
CEAG Crouse-Hinds | 53045 | EC001743 | EF004275 | Non | 9.0
CEAG Crouse-Hinds | 53045 | EC001743 | EF005138 | Non | 9.0
CEAG Crouse-Hinds | 53045 | EC001743 | EF012091 | EV000494 | 9.0
CEAG Crouse-Hinds | 53045 | EC001743 | EF009347 | 92 | 9.0
CEAG Crouse-Hinds | 53045 | EC001743 | EF009349 | 11114 | 9.0
CEAG Crouse-Hinds | 53045 | EC001743 | EF009350 | EV000202 | 9.0
CEAG Crouse-Hinds | 53045 | EC001743 | EF012172 | 122 | 9.0
CEAG Crouse-Hinds | 53045 | EC001743 | EF009346 | 5000 - 5000 | 9.0
CEAG Crouse-Hinds | 53045 | EC001743 | EF000442 | EV003582 | 9.0
CEAG Crouse-Hinds | 53045 | EC001743 | EF025740 | 0,9 | 9.0
CEAG Crouse-Hinds | 53045 | EC001743 | EF009482 | Non | 9.0
CEAG Crouse-Hinds | 53045 | EC001743 | EF016261 | EV004175 | 9.0
CEAG Crouse-Hinds | 53045 | EC001743 | EF016262 | EV004175 | 9.0
CEAG Crouse-Hinds | 53045 | EC001743 | EF016263 | EV004175 | 9.0
CEAG Crouse-Hinds | 53045 | EC001743 | EF001456 | 229 | 9.0
CEAG Crouse-Hinds | 53045 | EC001743 | EF000551 | 259 | 9.0
CEAG Crouse-Hinds | 53045 | EC001743 | EF011868 | EV015019 | 9.0
CEAG Crouse-Hinds | 53045 | EC001743 | EF001391 | 3 | 9.0
CEAG Crouse-Hinds | 53045 | EC001743 | EF000085 | 4 | 9.0
CEAG Crouse-Hinds | 53045 | EC001743 | EF000124 | EV006494 | 9.0
CEAG Crouse-Hinds | 53045 | EC001743 | EF014925 | Non | 9.0
CEAG Crouse-Hinds | 53045 | EC001743 | EF014926 | Non | 9.0
CEAG Crouse-Hinds | 53045 | EC001743 | EF014927 | Non | 9.0
CEAG Crouse-Hinds | 53045 | EC001743 | EF011072 | Non | 9.0
CEAG Crouse-Hinds | 53045 | EC001743 | EF013759 | Non | 9.0
CEAG Crouse-Hinds | 53046 | EC001743 | EF004274 | Non | 9.0
CEAG Crouse-Hinds | 53046 | EC001743 | EF007694 | Non | 9.0
CEAG Crouse-Hinds | 53046 | EC001743 | EF002423 | EV011515 | 9.0
CEAG Crouse-Hinds | 53046 | EC001743 | EF005905 | Oui | 9.0
CEAG Crouse-Hinds | 53046 | EC001743 | EF000048 | EV000494 | 9.0
CEAG Crouse-Hinds | 53046 | EC001743 | EF001596 | EV000072 | 9.0
CEAG Crouse-Hinds | 53046 | EC001743 | EF000136 | EV000270 | 9.0
CEAG Crouse-Hinds | 53046 | EC001743 | EF004284 | EV006823 | 9.0
CEAG Crouse-Hinds | 53046 | EC001743 | EF000282 | EV000494 | 9.0
CEAG Crouse-Hinds | 53046 | EC001743 | EF000187 | EV000509 | 9.0
CEAG Crouse-Hinds | 53046 | EC001743 | EF005127 | 100 - 240 | 9.0
CEAG Crouse-Hinds | 53046 | EC001743 | EF000381 | EV011530 | 9.0
CEAG Crouse-Hinds | 53046 | EC001743 | EF007556 | Oui | 9.0
CEAG Crouse-Hinds | 53046 | EC001743 | EF016286 | Oui | 9.0
CEAG Crouse-Hinds | 53046 | EC001743 | EF012152 | Oui | 9.0
CEAG Crouse-Hinds | 53046 | EC001743 | EF012153 | Non | 9.0
CEAG Crouse-Hinds | 53046 | EC001743 | EF012154 | Non | 9.0
CEAG Crouse-Hinds | 53046 | EC001743 | EF015824 | Non | 9.0
CEAG Crouse-Hinds | 53046 | EC001743 | EF012155 | Non | 9.0
CEAG Crouse-Hinds | 53046 | EC001743 | EF012163 | Non | 9.0
CEAG Crouse-Hinds | 53046 | EC001743 | EF012188 | Non | 9.0
CEAG Crouse-Hinds | 53046 | EC001743 | EF012164 | Non | 9.0
CEAG Crouse-Hinds | 53046 | EC001743 | EF012156 | Non | 9.0
CEAG Crouse-Hinds | 53046 | EC001743 | EF012158 | Non | 9.0
CEAG Crouse-Hinds | 53046 | EC001743 | EF012159 | Non | 9.0
CEAG Crouse-Hinds | 53046 | EC001743 | EF012160 | Non | 9.0
CEAG Crouse-Hinds | 53046 | EC001743 | EF012161 | Non | 9.0
CEAG Crouse-Hinds | 53046 | EC001743 | EF012162 | Non | 9.0
CEAG Crouse-Hinds | 53046 | EC001743 | EF012165 | Non | 9.0
CEAG Crouse-Hinds | 53046 | EC001743 | EF012166 | Non | 9.0
CEAG Crouse-Hinds | 53046 | EC001743 | EF012167 | Non | 9.0
CEAG Crouse-Hinds | 53046 | EC001743 | EF012168 | Non | 9.0
CEAG Crouse-Hinds | 53046 | EC001743 | EF012170 | EV000494 | 9.0
CEAG Crouse-Hinds | 53046 | EC001743 | EF000036 | EV000494 | 9.0
CEAG Crouse-Hinds | 53046 | EC001743 | EF004283 | EV000181 | 9.0
CEAG Crouse-Hinds | 53046 | EC001743 | EF004282 | EV000090 | 9.0
CEAG Crouse-Hinds | 53046 | EC001743 | EF016835 | EV005787 | 9.0
CEAG Crouse-Hinds | 53046 | EC001743 | EF011870 | 60000 | 9.0
CEAG Crouse-Hinds | 53046 | EC001743 | EF005474 | EV006422 | 9.0
CEAG Crouse-Hinds | 53046 | EC001743 | EF011959 | EV014040 | 9.0
CEAG Crouse-Hinds | 53046 | EC001743 | EF004293 | EV008784 | 9.0
CEAG Crouse-Hinds | 53046 | EC001743 | EF000004 | EV000582 | 9.0
CEAG Crouse-Hinds | 53046 | EC001743 | EF006420 | Non | 9.0
CEAG Crouse-Hinds | 53046 | EC001743 | EF004275 | Non | 9.0
CEAG Crouse-Hinds | 53046 | EC001743 | EF005138 | Non | 9.0
CEAG Crouse-Hinds | 53046 | EC001743 | EF012091 | EV000494 | 9.0
CEAG Crouse-Hinds | 53046 | EC001743 | EF009347 | 95 | 9.0
CEAG Crouse-Hinds | 53046 | EC001743 | EF009349 | 13100 | 9.0
CEAG Crouse-Hinds | 53046 | EC001743 | EF009350 | EV000202 | 9.0
CEAG Crouse-Hinds | 53046 | EC001743 | EF012172 | 142 | 9.0
CEAG Crouse-Hinds | 53046 | EC001743 | EF009346 | 5000 - 5000 | 9.0
CEAG Crouse-Hinds | 53046 | EC001743 | EF000442 | EV003582 | 9.0
CEAG Crouse-Hinds | 53046 | EC001743 | EF025740 | 0,9 | 9.0
CEAG Crouse-Hinds | 53046 | EC001743 | EF009482 | Non | 9.0
CEAG Crouse-Hinds | 53046 | EC001743 | EF016261 | EV004175 | 9.0
CEAG Crouse-Hinds | 53046 | EC001743 | EF016262 | EV004175 | 9.0
CEAG Crouse-Hinds | 53046 | EC001743 | EF016263 | EV004175 | 9.0
CEAG Crouse-Hinds | 53046 | EC001743 | EF001456 | 229 | 9.0
CEAG Crouse-Hinds | 53046 | EC001743 | EF000551 | 259 | 9.0
CEAG Crouse-Hinds | 53046 | EC001743 | EF011868 | EV015019 | 9.0
CEAG Crouse-Hinds | 53046 | EC001743 | EF001391 | 3 | 9.0
CEAG Crouse-Hinds | 53046 | EC001743 | EF000085 | 4 | 9.0
CEAG Crouse-Hinds | 53046 | EC001743 | EF000124 | EV006494 | 9.0
CEAG Crouse-Hinds | 53046 | EC001743 | EF014925 | Non | 9.0
CEAG Crouse-Hinds | 53046 | EC001743 | EF014926 | Non | 9.0
CEAG Crouse-Hinds | 53046 | EC001743 | EF014927 | Non | 9.0
CEAG Crouse-Hinds | 53046 | EC001743 | EF011072 | Non | 9.0
CEAG Crouse-Hinds | 53046 | EC001743 | EF013759 | Non | 9.0
CEAG Crouse-Hinds | 53047 | EC001743 | EF004274 | Non | 9.0
CEAG Crouse-Hinds | 53047 | EC001743 | EF007694 | Non | 9.0
CEAG Crouse-Hinds | 53047 | EC001743 | EF002423 | EV011515 | 9.0
CEAG Crouse-Hinds | 53047 | EC001743 | EF005905 | Oui | 9.0
CEAG Crouse-Hinds | 53047 | EC001743 | EF000048 | EV000494 | 9.0
CEAG Crouse-Hinds | 53047 | EC001743 | EF001596 | EV000072 | 9.0
CEAG Crouse-Hinds | 53047 | EC001743 | EF000136 | EV000270 | 9.0
CEAG Crouse-Hinds | 53047 | EC001743 | EF004284 | EV006823 | 9.0
CEAG Crouse-Hinds | 53047 | EC001743 | EF000282 | EV000494 | 9.0
CEAG Crouse-Hinds | 53047 | EC001743 | EF000187 | EV000509 | 9.0
CEAG Crouse-Hinds | 53047 | EC001743 | EF005127 | 100 - 277 | 9.0
CEAG Crouse-Hinds | 53047 | EC001743 | EF000381 | EV011530 | 9.0
CEAG Crouse-Hinds | 53047 | EC001743 | EF007556 | Oui | 9.0
CEAG Crouse-Hinds | 53047 | EC001743 | EF016286 | Oui | 9.0
CEAG Crouse-Hinds | 53047 | EC001743 | EF012152 | Oui | 9.0
CEAG Crouse-Hinds | 53047 | EC001743 | EF012153 | Non | 9.0
CEAG Crouse-Hinds | 53047 | EC001743 | EF012154 | Non | 9.0
CEAG Crouse-Hinds | 53047 | EC001743 | EF015824 | Non | 9.0
CEAG Crouse-Hinds | 53047 | EC001743 | EF012155 | Non | 9.0
CEAG Crouse-Hinds | 53047 | EC001743 | EF012163 | Non | 9.0
CEAG Crouse-Hinds | 53047 | EC001743 | EF012188 | Non | 9.0
CEAG Crouse-Hinds | 53047 | EC001743 | EF012164 | Non | 9.0
CEAG Crouse-Hinds | 53047 | EC001743 | EF012156 | Non | 9.0
CEAG Crouse-Hinds | 53047 | EC001743 | EF012158 | Non | 9.0
CEAG Crouse-Hinds | 53047 | EC001743 | EF012159 | Non | 9.0
CEAG Crouse-Hinds | 53047 | EC001743 | EF012160 | Non | 9.0
CEAG Crouse-Hinds | 53047 | EC001743 | EF012161 | Non | 9.0
CEAG Crouse-Hinds | 53047 | EC001743 | EF012162 | Non | 9.0
CEAG Crouse-Hinds | 53047 | EC001743 | EF012165 | Non | 9.0
CEAG Crouse-Hinds | 53047 | EC001743 | EF012166 | Non | 9.0
CEAG Crouse-Hinds | 53047 | EC001743 | EF012167 | Non | 9.0
CEAG Crouse-Hinds | 53047 | EC001743 | EF012168 | Non | 9.0
CEAG Crouse-Hinds | 53047 | EC001743 | EF012170 | EV000494 | 9.0
CEAG Crouse-Hinds | 53047 | EC001743 | EF000036 | EV000494 | 9.0
CEAG Crouse-Hinds | 53047 | EC001743 | EF004283 | EV000181 | 9.0
CEAG Crouse-Hinds | 53047 | EC001743 | EF004282 | EV000090 | 9.0
CEAG Crouse-Hinds | 53047 | EC001743 | EF016835 | EV005787 | 9.0
CEAG Crouse-Hinds | 53047 | EC001743 | EF011870 | 60000 | 9.0
CEAG Crouse-Hinds | 53047 | EC001743 | EF005474 | EV006422 | 9.0
CEAG Crouse-Hinds | 53047 | EC001743 | EF011959 | EV014040 | 9.0
CEAG Crouse-Hinds | 53047 | EC001743 | EF004293 | EV008784 | 9.0
CEAG Crouse-Hinds | 53047 | EC001743 | EF000004 | EV000582 | 9.0
CEAG Crouse-Hinds | 53047 | EC001743 | EF006420 | Non | 9.0
CEAG Crouse-Hinds | 53047 | EC001743 | EF004275 | Non | 9.0
CEAG Crouse-Hinds | 53047 | EC001743 | EF005138 | Non | 9.0
CEAG Crouse-Hinds | 53047 | EC001743 | EF012091 | EV000494 | 9.0
CEAG Crouse-Hinds | 53047 | EC001743 | EF009347 | 134 | 9.0
CEAG Crouse-Hinds | 53047 | EC001743 | EF009349 | 17800 | 9.0
CEAG Crouse-Hinds | 53047 | EC001743 | EF009350 | EV000202 | 9.0
CEAG Crouse-Hinds | 53047 | EC001743 | EF012172 | 132 | 9.0
CEAG Crouse-Hinds | 53047 | EC001743 | EF009346 | 5000 - 5000 | 9.0
CEAG Crouse-Hinds | 53047 | EC001743 | EF000442 | EV003582 | 9.0
CEAG Crouse-Hinds | 53047 | EC001743 | EF025740 | 0,9 | 9.0
CEAG Crouse-Hinds | 53047 | EC001743 | EF009482 | Non | 9.0
CEAG Crouse-Hinds | 53047 | EC001743 | EF016261 | EV004175 | 9.0
CEAG Crouse-Hinds | 53047 | EC001743 | EF016262 | EV004175 | 9.0
CEAG Crouse-Hinds | 53047 | EC001743 | EF016263 | EV004175 | 9.0
CEAG Crouse-Hinds | 53047 | EC001743 | EF001456 | 243 | 9.0
CEAG Crouse-Hinds | 53047 | EC001743 | EF000551 | 360 | 9.0
CEAG Crouse-Hinds | 53047 | EC001743 | EF011868 | EV015019 | 9.0
CEAG Crouse-Hinds | 53047 | EC001743 | EF001391 | 3 | 9.0
CEAG Crouse-Hinds | 53047 | EC001743 | EF000085 | 4 | 9.0
CEAG Crouse-Hinds | 53047 | EC001743 | EF000124 | EV006494 | 9.0
CEAG Crouse-Hinds | 53047 | EC001743 | EF014925 | Non | 9.0
CEAG Crouse-Hinds | 53047 | EC001743 | EF014926 | Non | 9.0
CEAG Crouse-Hinds | 53047 | EC001743 | EF014927 | Non | 9.0
CEAG Crouse-Hinds | 53047 | EC001743 | EF011072 | Non | 9.0
CEAG Crouse-Hinds | 53047 | EC001743 | EF013759 | Non | 9.0
CEAG Crouse-Hinds | 53048 | EC001743 | EF004274 | Non | 9.0
CEAG Crouse-Hinds | 53048 | EC001743 | EF007694 | Non | 9.0
CEAG Crouse-Hinds | 53048 | EC001743 | EF002423 | EV011515 | 9.0
CEAG Crouse-Hinds | 53048 | EC001743 | EF005905 | Oui | 9.0
CEAG Crouse-Hinds | 53048 | EC001743 | EF000048 | EV000494 | 9.0
CEAG Crouse-Hinds | 53048 | EC001743 | EF001596 | EV000072 | 9.0
CEAG Crouse-Hinds | 53048 | EC001743 | EF000136 | EV000270 | 9.0
CEAG Crouse-Hinds | 53048 | EC001743 | EF004284 | EV006823 | 9.0
CEAG Crouse-Hinds | 53048 | EC001743 | EF000282 | EV000494 | 9.0
CEAG Crouse-Hinds | 53048 | EC001743 | EF000187 | EV000509 | 9.0
CEAG Crouse-Hinds | 53048 | EC001743 | EF005127 | 100 - 277 | 9.0
CEAG Crouse-Hinds | 53048 | EC001743 | EF000381 | EV011530 | 9.0
CEAG Crouse-Hinds | 53048 | EC001743 | EF007556 | Oui | 9.0
CEAG Crouse-Hinds | 53048 | EC001743 | EF016286 | Oui | 9.0
CEAG Crouse-Hinds | 53048 | EC001743 | EF012152 | Oui | 9.0
CEAG Crouse-Hinds | 53048 | EC001743 | EF012153 | Non | 9.0
CEAG Crouse-Hinds | 53048 | EC001743 | EF012154 | Non | 9.0
CEAG Crouse-Hinds | 53048 | EC001743 | EF015824 | Non | 9.0
CEAG Crouse-Hinds | 53048 | EC001743 | EF012155 | Non | 9.0
CEAG Crouse-Hinds | 53048 | EC001743 | EF012163 | Non | 9.0
CEAG Crouse-Hinds | 53048 | EC001743 | EF012188 | Non | 9.0
CEAG Crouse-Hinds | 53048 | EC001743 | EF012164 | Non | 9.0
CEAG Crouse-Hinds | 53048 | EC001743 | EF012156 | Non | 9.0
CEAG Crouse-Hinds | 53048 | EC001743 | EF012158 | Non | 9.0
CEAG Crouse-Hinds | 53048 | EC001743 | EF012159 | Non | 9.0
CEAG Crouse-Hinds | 53048 | EC001743 | EF012160 | Non | 9.0
CEAG Crouse-Hinds | 53048 | EC001743 | EF012161 | Non | 9.0
CEAG Crouse-Hinds | 53048 | EC001743 | EF012162 | Non | 9.0
CEAG Crouse-Hinds | 53048 | EC001743 | EF012165 | Non | 9.0
CEAG Crouse-Hinds | 53048 | EC001743 | EF012166 | Non | 9.0
CEAG Crouse-Hinds | 53048 | EC001743 | EF012167 | Non | 9.0
CEAG Crouse-Hinds | 53048 | EC001743 | EF012168 | Non | 9.0
CEAG Crouse-Hinds | 53048 | EC001743 | EF012170 | EV000494 | 9.0
CEAG Crouse-Hinds | 53048 | EC001743 | EF000036 | EV000494 | 9.0
CEAG Crouse-Hinds | 53048 | EC001743 | EF004283 | EV000181 | 9.0
CEAG Crouse-Hinds | 53048 | EC001743 | EF004282 | EV000090 | 9.0
CEAG Crouse-Hinds | 53048 | EC001743 | EF016835 | EV005787 | 9.0
CEAG Crouse-Hinds | 53048 | EC001743 | EF011870 | 60000 | 9.0
CEAG Crouse-Hinds | 53048 | EC001743 | EF005474 | EV006422 | 9.0
CEAG Crouse-Hinds | 53048 | EC001743 | EF011959 | EV014040 | 9.0
CEAG Crouse-Hinds | 53048 | EC001743 | EF004293 | EV008784 | 9.0
CEAG Crouse-Hinds | 53048 | EC001743 | EF000004 | EV000582 | 9.0
CEAG Crouse-Hinds | 53048 | EC001743 | EF006420 | Non | 9.0
CEAG Crouse-Hinds | 53048 | EC001743 | EF004275 | Non | 9.0
CEAG Crouse-Hinds | 53048 | EC001743 | EF005138 | Non | 9.0
CEAG Crouse-Hinds | 53048 | EC001743 | EF012091 | EV000494 | 9.0
CEAG Crouse-Hinds | 53048 | EC001743 | EF009347 | 168 | 9.0
CEAG Crouse-Hinds | 53048 | EC001743 | EF009349 | 21500 | 9.0
CEAG Crouse-Hinds | 53048 | EC001743 | EF009350 | EV000202 | 9.0
CEAG Crouse-Hinds | 53048 | EC001743 | EF012172 | 128 | 9.0
CEAG Crouse-Hinds | 53048 | EC001743 | EF009346 | 5000 - 5000 | 9.0
CEAG Crouse-Hinds | 53048 | EC001743 | EF000442 | EV003582 | 9.0
CEAG Crouse-Hinds | 53048 | EC001743 | EF025740 | 0,9 | 9.0
CEAG Crouse-Hinds | 53048 | EC001743 | EF009482 | Non | 9.0
CEAG Crouse-Hinds | 53048 | EC001743 | EF016261 | EV004175 | 9.0
CEAG Crouse-Hinds | 53048 | EC001743 | EF016262 | EV004175 | 9.0
CEAG Crouse-Hinds | 53048 | EC001743 | EF016263 | EV004175 | 9.0
CEAG Crouse-Hinds | 53048 | EC001743 | EF001456 | 243 | 9.0
CEAG Crouse-Hinds | 53048 | EC001743 | EF000551 | 360 | 9.0
CEAG Crouse-Hinds | 53048 | EC001743 | EF011868 | EV015019 | 9.0
CEAG Crouse-Hinds | 53048 | EC001743 | EF001391 | 3 | 9.0
CEAG Crouse-Hinds | 53048 | EC001743 | EF000085 | 4 | 9.0
CEAG Crouse-Hinds | 53048 | EC001743 | EF000124 | EV006494 | 9.0
CEAG Crouse-Hinds | 53048 | EC001743 | EF014925 | Non | 9.0
CEAG Crouse-Hinds | 53048 | EC001743 | EF014926 | Non | 9.0
CEAG Crouse-Hinds | 53048 | EC001743 | EF014927 | Non | 9.0
CEAG Crouse-Hinds | 53048 | EC001743 | EF011072 | Non | 9.0
CEAG Crouse-Hinds | 53048 | EC001743 | EF013759 | Non | 9.0
CEAG Crouse-Hinds | 53049 | EC001743 | EF004274 | Non | 9.0
CEAG Crouse-Hinds | 53049 | EC001743 | EF007694 | Non | 9.0
CEAG Crouse-Hinds | 53049 | EC001743 | EF002423 | EV011515 | 9.0
CEAG Crouse-Hinds | 53049 | EC001743 | EF005905 | Oui | 9.0
CEAG Crouse-Hinds | 53049 | EC001743 | EF000048 | EV000494 | 9.0
CEAG Crouse-Hinds | 53049 | EC001743 | EF001596 | EV000072 | 9.0
CEAG Crouse-Hinds | 53049 | EC001743 | EF000136 | EV000270 | 9.0
CEAG Crouse-Hinds | 53049 | EC001743 | EF004284 | EV006823 | 9.0
CEAG Crouse-Hinds | 53049 | EC001743 | EF000282 | EV000494 | 9.0
CEAG Crouse-Hinds | 53049 | EC001743 | EF000187 | EV000509 | 9.0
CEAG Crouse-Hinds | 53049 | EC001743 | EF005127 | 100 - 277 | 9.0
CEAG Crouse-Hinds | 53049 | EC001743 | EF000381 | EV011530 | 9.0
CEAG Crouse-Hinds | 53049 | EC001743 | EF007556 | Oui | 9.0
CEAG Crouse-Hinds | 53049 | EC001743 | EF016286 | Oui | 9.0
CEAG Crouse-Hinds | 53049 | EC001743 | EF012152 | Oui | 9.0
CEAG Crouse-Hinds | 53049 | EC001743 | EF012153 | Non | 9.0
CEAG Crouse-Hinds | 53049 | EC001743 | EF012154 | Non | 9.0
CEAG Crouse-Hinds | 53049 | EC001743 | EF015824 | Non | 9.0
CEAG Crouse-Hinds | 53049 | EC001743 | EF012155 | Non | 9.0
CEAG Crouse-Hinds | 53049 | EC001743 | EF012163 | Non | 9.0
CEAG Crouse-Hinds | 53049 | EC001743 | EF012188 | Non | 9.0
CEAG Crouse-Hinds | 53049 | EC001743 | EF012164 | Non | 9.0
CEAG Crouse-Hinds | 53049 | EC001743 | EF012156 | Non | 9.0
CEAG Crouse-Hinds | 53049 | EC001743 | EF012158 | Non | 9.0
CEAG Crouse-Hinds | 53049 | EC001743 | EF012159 | Non | 9.0
CEAG Crouse-Hinds | 53049 | EC001743 | EF012160 | Non | 9.0
CEAG Crouse-Hinds | 53049 | EC001743 | EF012161 | Non | 9.0
CEAG Crouse-Hinds | 53049 | EC001743 | EF012162 | Non | 9.0
CEAG Crouse-Hinds | 53049 | EC001743 | EF012165 | Non | 9.0
CEAG Crouse-Hinds | 53049 | EC001743 | EF012166 | Non | 9.0
CEAG Crouse-Hinds | 53049 | EC001743 | EF012167 | Non | 9.0
CEAG Crouse-Hinds | 53049 | EC001743 | EF012168 | Non | 9.0
CEAG Crouse-Hinds | 53049 | EC001743 | EF012170 | EV000494 | 9.0
CEAG Crouse-Hinds | 53049 | EC001743 | EF000036 | EV000494 | 9.0
CEAG Crouse-Hinds | 53049 | EC001743 | EF004283 | EV000181 | 9.0
CEAG Crouse-Hinds | 53049 | EC001743 | EF004282 | EV000090 | 9.0
CEAG Crouse-Hinds | 53049 | EC001743 | EF016835 | EV005787 | 9.0
CEAG Crouse-Hinds | 53049 | EC001743 | EF011870 | 60000 | 9.0
CEAG Crouse-Hinds | 53049 | EC001743 | EF005474 | EV006422 | 9.0
CEAG Crouse-Hinds | 53049 | EC001743 | EF011959 | EV014040 | 9.0
CEAG Crouse-Hinds | 53049 | EC001743 | EF004293 | EV008784 | 9.0
CEAG Crouse-Hinds | 53049 | EC001743 | EF000004 | EV000582 | 9.0
CEAG Crouse-Hinds | 53049 | EC001743 | EF006420 | Non | 9.0
CEAG Crouse-Hinds | 53049 | EC001743 | EF004275 | Non | 9.0
CEAG Crouse-Hinds | 53049 | EC001743 | EF005138 | Non | 9.0
CEAG Crouse-Hinds | 53049 | EC001743 | EF012091 | EV000494 | 9.0
CEAG Crouse-Hinds | 53049 | EC001743 | EF009347 | 204 | 9.0
CEAG Crouse-Hinds | 53049 | EC001743 | EF009349 | 25171 | 9.0
CEAG Crouse-Hinds | 53049 | EC001743 | EF009350 | EV000202 | 9.0
CEAG Crouse-Hinds | 53049 | EC001743 | EF012172 | 122 | 9.0
CEAG Crouse-Hinds | 53049 | EC001743 | EF009346 | 5000 - 5000 | 9.0
CEAG Crouse-Hinds | 53049 | EC001743 | EF000442 | EV003582 | 9.0
CEAG Crouse-Hinds | 53049 | EC001743 | EF025740 | 0,9 | 9.0
CEAG Crouse-Hinds | 53049 | EC001743 | EF009482 | Non | 9.0
CEAG Crouse-Hinds | 53049 | EC001743 | EF016261 | EV004175 | 9.0
CEAG Crouse-Hinds | 53049 | EC001743 | EF016262 | EV004175 | 9.0
CEAG Crouse-Hinds | 53049 | EC001743 | EF016263 | EV004175 | 9.0
CEAG Crouse-Hinds | 53049 | EC001743 | EF001456 | 243 | 9.0
CEAG Crouse-Hinds | 53049 | EC001743 | EF000551 | 360 | 9.0
CEAG Crouse-Hinds | 53049 | EC001743 | EF011868 | EV015019 | 9.0
CEAG Crouse-Hinds | 53049 | EC001743 | EF001391 | 3 | 9.0
CEAG Crouse-Hinds | 53049 | EC001743 | EF000085 | 4 | 9.0
CEAG Crouse-Hinds | 53049 | EC001743 | EF000124 | EV006494 | 9.0
CEAG Crouse-Hinds | 53049 | EC001743 | EF014925 | Non | 9.0
CEAG Crouse-Hinds | 53049 | EC001743 | EF014926 | Non | 9.0
CEAG Crouse-Hinds | 53049 | EC001743 | EF014927 | Non | 9.0
CEAG Crouse-Hinds | 53049 | EC001743 | EF011072 | Non | 9.0
CEAG Crouse-Hinds | 53049 | EC001743 | EF013759 | Non | 9.0
CEAG Crouse-Hinds | 53054 | EC001952 | EF000003 | EV010173 | 9.0
CEAG Crouse-Hinds | 53054 | EC001952 | EF000441 | non | 9.0
CEAG Crouse-Hinds | 53054 | EC001952 | EF002423 | EV011515 | 9.0
CEAG Crouse-Hinds | 53054 | EC001952 | EF005905 | Oui | 9.0
CEAG Crouse-Hinds | 53054 | EC001952 | EF000048 | EV000494 | 9.0
CEAG Crouse-Hinds | 53054 | EC001952 | EF001596 | EV000072 | 9.0
CEAG Crouse-Hinds | 53054 | EC001952 | EF004284 | EV006800 | 9.0
CEAG Crouse-Hinds | 53054 | EC001952 | EF000187 | EV000509 | 9.0
CEAG Crouse-Hinds | 53054 | EC001952 | EF005127 | 110 - 240 | 9.0
CEAG Crouse-Hinds | 53054 | EC001952 | EF000381 | EV011530 | 9.0
CEAG Crouse-Hinds | 53054 | EC001952 | EF007556 | oui | 9.0
CEAG Crouse-Hinds | 53054 | EC001952 | EF016286 | oui | 9.0
CEAG Crouse-Hinds | 53054 | EC001952 | EF012170 | EV014410 | 9.0
CEAG Crouse-Hinds | 53054 | EC001952 | EF008157 | EV011534 | 9.0
CEAG Crouse-Hinds | 53054 | EC001952 | EF016835 | EV005787 | 9.0
CEAG Crouse-Hinds | 53054 | EC001952 | EF011870 | 90000 | 9.0
CEAG Crouse-Hinds | 53054 | EC001952 | EF005474 | EV006422 | 9.0
CEAG Crouse-Hinds | 53054 | EC001952 | EF011959 | EV000154 | 9.0
CEAG Crouse-Hinds | 53054 | EC001952 | EF004293 | EV008784 | 9.0
CEAG Crouse-Hinds | 53054 | EC001952 | EF000004 | EV000582 | 9.0
CEAG Crouse-Hinds | 53054 | EC001952 | EF005728 | EV000600 | 9.0
CEAG Crouse-Hinds | 53054 | EC001952 | EF008404 | EV010598 | 9.0
CEAG Crouse-Hinds | 53054 | EC001952 | EF012090 | -40 - 55 | 9.0
CEAG Crouse-Hinds | 53054 | EC001952 | EF009349 | 3188 | 9.0
CEAG Crouse-Hinds | 53054 | EC001952 | EF012172 | 106 | 9.0
CEAG Crouse-Hinds | 53054 | EC001952 | EF009350 | EV000202 | 9.0
CEAG Crouse-Hinds | 53054 | EC001952 | EF009346 | 5700 - 5700 | 9.0
CEAG Crouse-Hinds | 53054 | EC001952 | EF025740 | 0.9 | 9.0
CEAG Crouse-Hinds | 53054 | EC001952 | EF009482 | Non | 9.0
CEAG Crouse-Hinds | 53054 | EC001952 | EF001456 | 219 | 9.0
CEAG Crouse-Hinds | 53054 | EC001952 | EF000015 | 250 | 9.0
CEAG Crouse-Hinds | 53054 | EC001952 | EF011868 | EV015019 | 9.0
CEAG Crouse-Hinds | 53054 | EC001952 | EF001391 | 3 | 9.0
CEAG Crouse-Hinds | 53054 | EC001952 | EF000085 | 4 | 9.0
CEAG Crouse-Hinds | 53054 | EC001952 | EF000124 | EV001008 | 9.0
CEAG Crouse-Hinds | 53055 | EC001952 | EF000003 | EV010173 | 9.0
CEAG Crouse-Hinds | 53055 | EC001952 | EF000441 | non | 9.0
CEAG Crouse-Hinds | 53055 | EC001952 | EF002423 | EV011515 | 9.0
CEAG Crouse-Hinds | 53055 | EC001952 | EF005905 | Oui | 9.0
CEAG Crouse-Hinds | 53055 | EC001952 | EF000048 | EV000494 | 9.0
CEAG Crouse-Hinds | 53055 | EC001952 | EF001596 | EV000072 | 9.0
CEAG Crouse-Hinds | 53055 | EC001952 | EF004284 | EV006800 | 9.0
CEAG Crouse-Hinds | 53055 | EC001952 | EF000187 | EV000509 | 9.0
CEAG Crouse-Hinds | 53055 | EC001952 | EF005127 | 110 - 240 | 9.0
CEAG Crouse-Hinds | 53055 | EC001952 | EF000381 | EV011530 | 9.0
CEAG Crouse-Hinds | 53055 | EC001952 | EF007556 | oui | 9.0
CEAG Crouse-Hinds | 53055 | EC001952 | EF016286 | oui | 9.0
CEAG Crouse-Hinds | 53055 | EC001952 | EF012170 | EV014410 | 9.0
CEAG Crouse-Hinds | 53055 | EC001952 | EF008157 | EV011534 | 9.0
CEAG Crouse-Hinds | 53055 | EC001952 | EF016835 | EV005787 | 9.0
CEAG Crouse-Hinds | 53055 | EC001952 | EF011870 | 90000 | 9.0
CEAG Crouse-Hinds | 53055 | EC001952 | EF005474 | EV006422 | 9.0
CEAG Crouse-Hinds | 53055 | EC001952 | EF011959 | EV000154 | 9.0
CEAG Crouse-Hinds | 53055 | EC001952 | EF004293 | EV008784 | 9.0
CEAG Crouse-Hinds | 53055 | EC001952 | EF000004 | EV000582 | 9.0
CEAG Crouse-Hinds | 53055 | EC001952 | EF005728 | EV000600 | 9.0
CEAG Crouse-Hinds | 53055 | EC001952 | EF008404 | EV010598 | 9.0
CEAG Crouse-Hinds | 53055 | EC001952 | EF012090 | -40 - 55 | 9.0
CEAG Crouse-Hinds | 53055 | EC001952 | EF009349 | 4829 | 9.0
CEAG Crouse-Hinds | 53055 | EC001952 | EF012172 | 97 | 9.0
CEAG Crouse-Hinds | 53055 | EC001952 | EF009350 | EV000202 | 9.0
CEAG Crouse-Hinds | 53055 | EC001952 | EF009346 | 5700 - 5700 | 9.0
CEAG Crouse-Hinds | 53055 | EC001952 | EF025740 | 0.9 | 9.0
CEAG Crouse-Hinds | 53055 | EC001952 | EF009482 | Non | 9.0
CEAG Crouse-Hinds | 53055 | EC001952 | EF001456 | 219 | 9.0
CEAG Crouse-Hinds | 53055 | EC001952 | EF000015 | 250 | 9.0
CEAG Crouse-Hinds | 53055 | EC001952 | EF011868 | EV015019 | 9.0
CEAG Crouse-Hinds | 53055 | EC001952 | EF001391 | 3 | 9.0
CEAG Crouse-Hinds | 53055 | EC001952 | EF000085 | 4 | 9.0
CEAG Crouse-Hinds | 53055 | EC001952 | EF000124 | EV001008 | 9.0
CEAG Crouse-Hinds | 53056 | EC001952 | EF000003 | EV010173 | 9.0
CEAG Crouse-Hinds | 53056 | EC001952 | EF000441 | non | 9.0
CEAG Crouse-Hinds | 53056 | EC001952 | EF002423 | EV011515 | 9.0
CEAG Crouse-Hinds | 53056 | EC001952 | EF005905 | Oui | 9.0
CEAG Crouse-Hinds | 53056 | EC001952 | EF000048 | EV000494 | 9.0
CEAG Crouse-Hinds | 53056 | EC001952 | EF001596 | EV000072 | 9.0
CEAG Crouse-Hinds | 53056 | EC001952 | EF004284 | EV006800 | 9.0
CEAG Crouse-Hinds | 53056 | EC001952 | EF000187 | EV000509 | 9.0
CEAG Crouse-Hinds | 53056 | EC001952 | EF005127 | 110 - 240 | 9.0
CEAG Crouse-Hinds | 53056 | EC001952 | EF000381 | EV011530 | 9.0
CEAG Crouse-Hinds | 53056 | EC001952 | EF007556 | oui | 9.0
CEAG Crouse-Hinds | 53056 | EC001952 | EF016286 | oui | 9.0
CEAG Crouse-Hinds | 53056 | EC001952 | EF012170 | EV014410 | 9.0
CEAG Crouse-Hinds | 53056 | EC001952 | EF008157 | EV011534 | 9.0
CEAG Crouse-Hinds | 53056 | EC001952 | EF016835 | EV005787 | 9.0
CEAG Crouse-Hinds | 53056 | EC001952 | EF011870 | 90000 | 9.0
CEAG Crouse-Hinds | 53056 | EC001952 | EF005474 | EV006422 | 9.0
CEAG Crouse-Hinds | 53056 | EC001952 | EF011959 | EV000154 | 9.0
CEAG Crouse-Hinds | 53056 | EC001952 | EF004293 | EV008784 | 9.0
CEAG Crouse-Hinds | 53056 | EC001952 | EF000004 | EV000582 | 9.0
CEAG Crouse-Hinds | 53056 | EC001952 | EF005728 | EV000600 | 9.0
CEAG Crouse-Hinds | 53056 | EC001952 | EF008404 | EV010598 | 9.0
CEAG Crouse-Hinds | 53056 | EC001952 | EF012090 | -40 - 55 | 9.0
CEAG Crouse-Hinds | 53056 | EC001952 | EF009349 | 7322 | 9.0
CEAG Crouse-Hinds | 53056 | EC001952 | EF012172 | 105 | 9.0
CEAG Crouse-Hinds | 53056 | EC001952 | EF009350 | EV000202 | 9.0
CEAG Crouse-Hinds | 53056 | EC001952 | EF009346 | 5700 - 5700 | 9.0
CEAG Crouse-Hinds | 53056 | EC001952 | EF025740 | 0.9 | 9.0
CEAG Crouse-Hinds | 53056 | EC001952 | EF009482 | Non | 9.0
CEAG Crouse-Hinds | 53056 | EC001952 | EF001456 | 219 | 9.0
CEAG Crouse-Hinds | 53056 | EC001952 | EF000015 | 250 | 9.0
CEAG Crouse-Hinds | 53056 | EC001952 | EF011868 | EV015019 | 9.0
CEAG Crouse-Hinds | 53056 | EC001952 | EF001391 | 3 | 9.0
CEAG Crouse-Hinds | 53056 | EC001952 | EF000085 | 4 | 9.0
CEAG Crouse-Hinds | 53056 | EC001952 | EF000124 | EV001008 | 9.0
CEAG Crouse-Hinds | 53057 | EC001952 | EF000003 | EV010173 | 9.0
CEAG Crouse-Hinds | 53057 | EC001952 | EF000441 | non | 9.0
CEAG Crouse-Hinds | 53057 | EC001952 | EF002423 | EV011515 | 9.0
CEAG Crouse-Hinds | 53057 | EC001952 | EF005905 | Oui | 9.0
CEAG Crouse-Hinds | 53057 | EC001952 | EF000048 | EV000494 | 9.0
CEAG Crouse-Hinds | 53057 | EC001952 | EF001596 | EV000072 | 9.0
CEAG Crouse-Hinds | 53057 | EC001952 | EF004284 | EV006800 | 9.0
CEAG Crouse-Hinds | 53057 | EC001952 | EF000187 | EV000509 | 9.0
CEAG Crouse-Hinds | 53057 | EC001952 | EF005127 | 110 - 240 | 9.0
CEAG Crouse-Hinds | 53057 | EC001952 | EF000381 | EV011530 | 9.0
CEAG Crouse-Hinds | 53057 | EC001952 | EF007556 | oui | 9.0
CEAG Crouse-Hinds | 53057 | EC001952 | EF016286 | oui | 9.0
CEAG Crouse-Hinds | 53057 | EC001952 | EF012170 | EV014410 | 9.0
CEAG Crouse-Hinds | 53057 | EC001952 | EF008157 | EV011534 | 9.0
CEAG Crouse-Hinds | 53057 | EC001952 | EF016835 | EV005787 | 9.0
CEAG Crouse-Hinds | 53057 | EC001952 | EF011870 | 90000 | 9.0
CEAG Crouse-Hinds | 53057 | EC001952 | EF005474 | EV006422 | 9.0
CEAG Crouse-Hinds | 53057 | EC001952 | EF011959 | EV000154 | 9.0
CEAG Crouse-Hinds | 53057 | EC001952 | EF004293 | EV008784 | 9.0
CEAG Crouse-Hinds | 53057 | EC001952 | EF000004 | EV000582 | 9.0
CEAG Crouse-Hinds | 53057 | EC001952 | EF005728 | EV000600 | 9.0
CEAG Crouse-Hinds | 53057 | EC001952 | EF008404 | EV010598 | 9.0
CEAG Crouse-Hinds | 53057 | EC001952 | EF012090 | -40 - 55 | 9.0
CEAG Crouse-Hinds | 53057 | EC001952 | EF009349 | 7869 | 9.0
CEAG Crouse-Hinds | 53057 | EC001952 | EF012172 | 98 | 9.0
CEAG Crouse-Hinds | 53057 | EC001952 | EF009350 | EV000202 | 9.0
CEAG Crouse-Hinds | 53057 | EC001952 | EF009346 | 5700 - 5700 | 9.0
CEAG Crouse-Hinds | 53057 | EC001952 | EF025740 | 0.9 | 9.0
CEAG Crouse-Hinds | 53057 | EC001952 | EF009482 | Non | 9.0
CEAG Crouse-Hinds | 53057 | EC001952 | EF001456 | 219 | 9.0
CEAG Crouse-Hinds | 53057 | EC001952 | EF000015 | 250 | 9.0
CEAG Crouse-Hinds | 53057 | EC001952 | EF011868 | EV015019 | 9.0
CEAG Crouse-Hinds | 53057 | EC001952 | EF001391 | 3 | 9.0
CEAG Crouse-Hinds | 53057 | EC001952 | EF000085 | 4 | 9.0
CEAG Crouse-Hinds | 53057 | EC001952 | EF000124 | EV001008 | 9.0
CEAG Crouse-Hinds | 53058 | EC001744 | EF007793 | Oui | 9.0
CEAG Crouse-Hinds | 53058 | EC001744 | EF006760 | Non | 9.0
CEAG Crouse-Hinds | 53058 | EC001744 | EF000664 | Oui | 9.0
CEAG Crouse-Hinds | 53058 | EC001744 | EF001265 | Non | 9.0
CEAG Crouse-Hinds | 53058 | EC001744 | EF021180 | Oui | 9.0
CEAG Crouse-Hinds | 53058 | EC001744 | EF009352 | Non | 9.0
CEAG Crouse-Hinds | 53058 | EC001744 | EF009353 | Non | 9.0
CEAG Crouse-Hinds | 53058 | EC001744 | EF009354 | Non | 9.0
CEAG Crouse-Hinds | 53058 | EC001744 | EF009470 | Non | 9.0
CEAG Crouse-Hinds | 53058 | EC001744 | EF012176 | Non | 9.0
CEAG Crouse-Hinds | 53058 | EC001744 | EF009351 | EV008474 | 9.0
CEAG Crouse-Hinds | 53058 | EC001744 | EF000197 | Non | 9.0
CEAG Crouse-Hinds | 53058 | EC001744 | EF001203 | Non | 9.0
CEAG Crouse-Hinds | 53058 | EC001744 | EF002423 | EV011515 | 9.0
CEAG Crouse-Hinds | 53058 | EC001744 | EF005905 | Oui | 9.0
CEAG Crouse-Hinds | 53058 | EC001744 | EF000048 | EV000494 | 9.0
CEAG Crouse-Hinds | 53058 | EC001744 | EF001596 | EV000072 | 9.0
CEAG Crouse-Hinds | 53058 | EC001744 | EF000139 | EV000113 | 9.0
CEAG Crouse-Hinds | 53058 | EC001744 | EF000136 | EV000270 | 9.0
CEAG Crouse-Hinds | 53058 | EC001744 | EF004284 | EV006800 | 9.0
CEAG Crouse-Hinds | 53058 | EC001744 | EF008705 | Non | 9.0
CEAG Crouse-Hinds | 53058 | EC001744 | EF000187 | EV000509 | 9.0
CEAG Crouse-Hinds | 53058 | EC001744 | EF005127 | 110 - 240 | 9.0
CEAG Crouse-Hinds | 53058 | EC001744 | EF000381 | EV011530 | 9.0
CEAG Crouse-Hinds | 53058 | EC001744 | EF007556 | Oui | 9.0
CEAG Crouse-Hinds | 53058 | EC001744 | EF016286 | Oui | 9.0
CEAG Crouse-Hinds | 53058 | EC001744 | EF012152 | Non | 9.0
CEAG Crouse-Hinds | 53058 | EC001744 | EF012153 | Non | 9.0
CEAG Crouse-Hinds | 53058 | EC001744 | EF015824 | Non | 9.0
CEAG Crouse-Hinds | 53058 | EC001744 | EF012154 | Non | 9.0
CEAG Crouse-Hinds | 53058 | EC001744 | EF012155 | Non | 9.0
CEAG Crouse-Hinds | 53058 | EC001744 | EF012188 | Non | 9.0
CEAG Crouse-Hinds | 53058 | EC001744 | EF012156 | Non | 9.0
CEAG Crouse-Hinds | 53058 | EC001744 | EF012158 | Non | 9.0
CEAG Crouse-Hinds | 53058 | EC001744 | EF012159 | Non | 9.0
CEAG Crouse-Hinds | 53058 | EC001744 | EF012160 | Non | 9.0
CEAG Crouse-Hinds | 53058 | EC001744 | EF012161 | Non | 9.0
CEAG Crouse-Hinds | 53058 | EC001744 | EF012162 | Non | 9.0
CEAG Crouse-Hinds | 53058 | EC001744 | EF012163 | Non | 9.0
CEAG Crouse-Hinds | 53058 | EC001744 | EF012164 | Non | 9.0
CEAG Crouse-Hinds | 53058 | EC001744 | EF012165 | Non | 9.0
CEAG Crouse-Hinds | 53058 | EC001744 | EF012166 | Non | 9.0
CEAG Crouse-Hinds | 53058 | EC001744 | EF012167 | Non | 9.0
CEAG Crouse-Hinds | 53058 | EC001744 | EF012168 | Non | 9.0
CEAG Crouse-Hinds | 53058 | EC001744 | EF012169 | Oui | 9.0
CEAG Crouse-Hinds | 53058 | EC001744 | EF000036 | EV000154 | 9.0
CEAG Crouse-Hinds | 53058 | EC001744 | EF012170 | EV000494 | 9.0
CEAG Crouse-Hinds | 53058 | EC001744 | EF004283 | EV000181 | 9.0
CEAG Crouse-Hinds | 53058 | EC001744 | EF002632 | EV000202 | 9.0
CEAG Crouse-Hinds | 53058 | EC001744 | EF008157 | EV011534 | 9.0
CEAG Crouse-Hinds | 53058 | EC001744 | EF004282 | EV000090 | 9.0
CEAG Crouse-Hinds | 53058 | EC001744 | EF016835 | EV005787 | 9.0
CEAG Crouse-Hinds | 53058 | EC001744 | EF011870 | 100000 | 9.0
CEAG Crouse-Hinds | 53058 | EC001744 | EF009482 | Non | 9.0
CEAG Crouse-Hinds | 53058 | EC001744 | EF005474 | EV006422 | 9.0
CEAG Crouse-Hinds | 53058 | EC001744 | EF011959 | EV014040 | 9.0
CEAG Crouse-Hinds | 53058 | EC001744 | EF000004 | EV000582 | 9.0
CEAG Crouse-Hinds | 53058 | EC001744 | EF012090 | -40 - 55 | 9.0
CEAG Crouse-Hinds | 53058 | EC001744 | EF009350 | EV000202 | 9.0
CEAG Crouse-Hinds | 53058 | EC001744 | EF009346 | 5700 - 5700 | 9.0
CEAG Crouse-Hinds | 53058 | EC001744 | EF000442 | EV003582 | 9.0
CEAG Crouse-Hinds | 53058 | EC001744 | EF009349 | 3188 | 9.0
CEAG Crouse-Hinds | 53058 | EC001744 | EF025740 | 0,9 | 9.0
CEAG Crouse-Hinds | 53058 | EC001744 | EF016261 | EV004175 | 9.0
CEAG Crouse-Hinds | 53058 | EC001744 | EF016262 | EV004175 | 9.0
CEAG Crouse-Hinds | 53058 | EC001744 | EF016263 | EV004175 | 9.0
CEAG Crouse-Hinds | 53058 | EC001744 | EF001456 | 219 | 9.0
CEAG Crouse-Hinds | 53058 | EC001744 | EF000015 | 250 | 9.0
CEAG Crouse-Hinds | 53058 | EC001744 | EF011868 | EV015019 | 9.0
CEAG Crouse-Hinds | 53058 | EC001744 | EF001391 | 3 | 9.0
CEAG Crouse-Hinds | 53058 | EC001744 | EF000085 | 4 | 9.0
CEAG Crouse-Hinds | 53058 | EC001744 | EF008200 | 1,5 - 4 | 9.0
CEAG Crouse-Hinds | 53058 | EC001744 | EF000124 | EV001008 | 9.0
CEAG Crouse-Hinds | 53058 | EC001744 | EF006420 | Non | 9.0
CEAG Crouse-Hinds | 53058 | EC001744 | EF005138 | Non | 9.0
CEAG Crouse-Hinds | 53058 | EC001744 | EF012091 | EV000494 | 9.0
CEAG Crouse-Hinds | 53058 | EC001744 | EF012172 | 106 | 9.0
CEAG Crouse-Hinds | 53058 | EC001744 | EF011948 | EV014022 | 9.0
CEAG Crouse-Hinds | 53058 | EC001744 | EF007694 | Non | 9.0
CEAG Crouse-Hinds | 53058 | EC001744 | EF006423 | Non | 9.0
CEAG Crouse-Hinds | 53058 | EC001744 | EF011072 | Non | 9.0
CEAG Crouse-Hinds | 53058 | EC001744 | EF014925 | Non | 9.0
CEAG Crouse-Hinds | 53058 | EC001744 | EF013759 | Non | 9.0
CEAG Crouse-Hinds | 53058 | EC001744 | EF014926 | Non | 9.0
CEAG Crouse-Hinds | 53058 | EC001744 | EF014927 | Non | 9.0
CEAG Crouse-Hinds | 53059 | EC001744 | EF007793 | Oui | 9.0
CEAG Crouse-Hinds | 53059 | EC001744 | EF006760 | Non | 9.0
CEAG Crouse-Hinds | 53059 | EC001744 | EF000664 | Oui | 9.0
CEAG Crouse-Hinds | 53059 | EC001744 | EF001265 | Non | 9.0
CEAG Crouse-Hinds | 53059 | EC001744 | EF021180 | Oui | 9.0
CEAG Crouse-Hinds | 53059 | EC001744 | EF009352 | Non | 9.0
CEAG Crouse-Hinds | 53059 | EC001744 | EF009353 | Non | 9.0
CEAG Crouse-Hinds | 53059 | EC001744 | EF009354 | Non | 9.0
CEAG Crouse-Hinds | 53059 | EC001744 | EF009470 | Non | 9.0
CEAG Crouse-Hinds | 53059 | EC001744 | EF012176 | Non | 9.0
CEAG Crouse-Hinds | 53059 | EC001744 | EF009351 | EV008474 | 9.0
CEAG Crouse-Hinds | 53059 | EC001744 | EF000197 | Non | 9.0
CEAG Crouse-Hinds | 53059 | EC001744 | EF001203 | Non | 9.0
CEAG Crouse-Hinds | 53059 | EC001744 | EF002423 | EV011515 | 9.0
CEAG Crouse-Hinds | 53059 | EC001744 | EF005905 | Oui | 9.0
CEAG Crouse-Hinds | 53059 | EC001744 | EF000048 | EV000494 | 9.0
CEAG Crouse-Hinds | 53059 | EC001744 | EF001596 | EV000072 | 9.0
CEAG Crouse-Hinds | 53059 | EC001744 | EF000139 | EV000113 | 9.0
CEAG Crouse-Hinds | 53059 | EC001744 | EF000136 | EV000270 | 9.0
CEAG Crouse-Hinds | 53059 | EC001744 | EF004284 | EV006800 | 9.0
CEAG Crouse-Hinds | 53059 | EC001744 | EF008705 | Non | 9.0
CEAG Crouse-Hinds | 53059 | EC001744 | EF000187 | EV000509 | 9.0
CEAG Crouse-Hinds | 53059 | EC001744 | EF005127 | 110 - 240 | 9.0
CEAG Crouse-Hinds | 53059 | EC001744 | EF000381 | EV011530 | 9.0
CEAG Crouse-Hinds | 53059 | EC001744 | EF007556 | Oui | 9.0
CEAG Crouse-Hinds | 53059 | EC001744 | EF016286 | Oui | 9.0
CEAG Crouse-Hinds | 53059 | EC001744 | EF012152 | Non | 9.0
CEAG Crouse-Hinds | 53059 | EC001744 | EF012153 | Non | 9.0
CEAG Crouse-Hinds | 53059 | EC001744 | EF015824 | Non | 9.0
CEAG Crouse-Hinds | 53059 | EC001744 | EF012154 | Non | 9.0
CEAG Crouse-Hinds | 53059 | EC001744 | EF012155 | Non | 9.0
CEAG Crouse-Hinds | 53059 | EC001744 | EF012188 | Non | 9.0
CEAG Crouse-Hinds | 53059 | EC001744 | EF012156 | Non | 9.0
CEAG Crouse-Hinds | 53059 | EC001744 | EF012158 | Non | 9.0
CEAG Crouse-Hinds | 53059 | EC001744 | EF012159 | Non | 9.0
CEAG Crouse-Hinds | 53059 | EC001744 | EF012160 | Non | 9.0
CEAG Crouse-Hinds | 53059 | EC001744 | EF012161 | Non | 9.0
CEAG Crouse-Hinds | 53059 | EC001744 | EF012162 | Non | 9.0
CEAG Crouse-Hinds | 53059 | EC001744 | EF012163 | Non | 9.0
CEAG Crouse-Hinds | 53059 | EC001744 | EF012164 | Non | 9.0
CEAG Crouse-Hinds | 53059 | EC001744 | EF012165 | Non | 9.0
CEAG Crouse-Hinds | 53059 | EC001744 | EF012166 | Non | 9.0
CEAG Crouse-Hinds | 53059 | EC001744 | EF012167 | Non | 9.0
CEAG Crouse-Hinds | 53059 | EC001744 | EF012168 | Non | 9.0
CEAG Crouse-Hinds | 53059 | EC001744 | EF012169 | Oui | 9.0
CEAG Crouse-Hinds | 53059 | EC001744 | EF000036 | EV000154 | 9.0
CEAG Crouse-Hinds | 53059 | EC001744 | EF012170 | EV000494 | 9.0
CEAG Crouse-Hinds | 53059 | EC001744 | EF004283 | EV000181 | 9.0
CEAG Crouse-Hinds | 53059 | EC001744 | EF002632 | EV000202 | 9.0
CEAG Crouse-Hinds | 53059 | EC001744 | EF008157 | EV011534 | 9.0
CEAG Crouse-Hinds | 53059 | EC001744 | EF004282 | EV000090 | 9.0
CEAG Crouse-Hinds | 53059 | EC001744 | EF016835 | EV005787 | 9.0
CEAG Crouse-Hinds | 53059 | EC001744 | EF011870 | 100000 | 9.0
CEAG Crouse-Hinds | 53059 | EC001744 | EF009482 | Non | 9.0
CEAG Crouse-Hinds | 53059 | EC001744 | EF005474 | EV006422 | 9.0
CEAG Crouse-Hinds | 53059 | EC001744 | EF011959 | EV014040 | 9.0
CEAG Crouse-Hinds | 53059 | EC001744 | EF000004 | EV000582 | 9.0
CEAG Crouse-Hinds | 53059 | EC001744 | EF012090 | -40 - 55 | 9.0
CEAG Crouse-Hinds | 53059 | EC001744 | EF009350 | EV000202 | 9.0
CEAG Crouse-Hinds | 53059 | EC001744 | EF009346 | 5700 - 5700 | 9.0
CEAG Crouse-Hinds | 53059 | EC001744 | EF000442 | EV003582 | 9.0
CEAG Crouse-Hinds | 53059 | EC001744 | EF009349 | 4829 | 9.0
CEAG Crouse-Hinds | 53059 | EC001744 | EF025740 | 0,9 | 9.0
CEAG Crouse-Hinds | 53059 | EC001744 | EF016261 | EV004175 | 9.0
CEAG Crouse-Hinds | 53059 | EC001744 | EF016262 | EV004175 | 9.0
CEAG Crouse-Hinds | 53059 | EC001744 | EF016263 | EV004175 | 9.0
CEAG Crouse-Hinds | 53059 | EC001744 | EF001456 | 219 | 9.0
CEAG Crouse-Hinds | 53059 | EC001744 | EF000015 | 250 | 9.0
CEAG Crouse-Hinds | 53059 | EC001744 | EF011868 | EV015019 | 9.0
CEAG Crouse-Hinds | 53059 | EC001744 | EF001391 | 3 | 9.0
CEAG Crouse-Hinds | 53059 | EC001744 | EF000085 | 4 | 9.0
CEAG Crouse-Hinds | 53059 | EC001744 | EF008200 | 1,5 - 4 | 9.0
CEAG Crouse-Hinds | 53059 | EC001744 | EF000124 | EV001008 | 9.0
CEAG Crouse-Hinds | 53059 | EC001744 | EF006420 | Non | 9.0
CEAG Crouse-Hinds | 53059 | EC001744 | EF005138 | Non | 9.0
CEAG Crouse-Hinds | 53059 | EC001744 | EF012091 | EV000494 | 9.0
CEAG Crouse-Hinds | 53059 | EC001744 | EF012172 | 97 | 9.0
CEAG Crouse-Hinds | 53059 | EC001744 | EF011948 | EV014022 | 9.0
CEAG Crouse-Hinds | 53059 | EC001744 | EF007694 | Non | 9.0
CEAG Crouse-Hinds | 53059 | EC001744 | EF006423 | Non | 9.0
CEAG Crouse-Hinds | 53059 | EC001744 | EF011072 | Non | 9.0
CEAG Crouse-Hinds | 53059 | EC001744 | EF014925 | Non | 9.0
CEAG Crouse-Hinds | 53059 | EC001744 | EF013759 | Non | 9.0
CEAG Crouse-Hinds | 53059 | EC001744 | EF014926 | Non | 9.0
CEAG Crouse-Hinds | 53059 | EC001744 | EF014927 | Non | 9.0
CEAG Crouse-Hinds | 53060 | EC001744 | EF007793 | Oui | 9.0
CEAG Crouse-Hinds | 53060 | EC001744 | EF006760 | Non | 9.0
CEAG Crouse-Hinds | 53060 | EC001744 | EF000664 | Oui | 9.0
CEAG Crouse-Hinds | 53060 | EC001744 | EF001265 | Non | 9.0
CEAG Crouse-Hinds | 53060 | EC001744 | EF021180 | Oui | 9.0
CEAG Crouse-Hinds | 53060 | EC001744 | EF009352 | Non | 9.0
CEAG Crouse-Hinds | 53060 | EC001744 | EF009353 | Non | 9.0
CEAG Crouse-Hinds | 53060 | EC001744 | EF009354 | Non | 9.0
CEAG Crouse-Hinds | 53060 | EC001744 | EF009470 | Non | 9.0
CEAG Crouse-Hinds | 53060 | EC001744 | EF012176 | Non | 9.0
CEAG Crouse-Hinds | 53060 | EC001744 | EF009351 | EV008474 | 9.0
CEAG Crouse-Hinds | 53060 | EC001744 | EF000197 | Non | 9.0
CEAG Crouse-Hinds | 53060 | EC001744 | EF001203 | Non | 9.0
CEAG Crouse-Hinds | 53060 | EC001744 | EF002423 | EV011515 | 9.0
CEAG Crouse-Hinds | 53060 | EC001744 | EF005905 | Oui | 9.0
CEAG Crouse-Hinds | 53060 | EC001744 | EF000048 | EV000494 | 9.0
CEAG Crouse-Hinds | 53060 | EC001744 | EF001596 | EV000072 | 9.0
CEAG Crouse-Hinds | 53060 | EC001744 | EF000139 | EV000113 | 9.0
CEAG Crouse-Hinds | 53060 | EC001744 | EF000136 | EV000270 | 9.0
CEAG Crouse-Hinds | 53060 | EC001744 | EF004284 | EV006800 | 9.0
CEAG Crouse-Hinds | 53060 | EC001744 | EF008705 | Non | 9.0
CEAG Crouse-Hinds | 53060 | EC001744 | EF000187 | EV000509 | 9.0
CEAG Crouse-Hinds | 53060 | EC001744 | EF005127 | 110 - 240 | 9.0
CEAG Crouse-Hinds | 53060 | EC001744 | EF000381 | EV011530 | 9.0
CEAG Crouse-Hinds | 53060 | EC001744 | EF007556 | Oui | 9.0
CEAG Crouse-Hinds | 53060 | EC001744 | EF016286 | Oui | 9.0
CEAG Crouse-Hinds | 53060 | EC001744 | EF012152 | Non | 9.0
CEAG Crouse-Hinds | 53060 | EC001744 | EF012153 | Non | 9.0
CEAG Crouse-Hinds | 53060 | EC001744 | EF015824 | Non | 9.0
CEAG Crouse-Hinds | 53060 | EC001744 | EF012154 | Non | 9.0
CEAG Crouse-Hinds | 53060 | EC001744 | EF012155 | Non | 9.0
CEAG Crouse-Hinds | 53060 | EC001744 | EF012188 | Non | 9.0
CEAG Crouse-Hinds | 53060 | EC001744 | EF012156 | Non | 9.0
CEAG Crouse-Hinds | 53060 | EC001744 | EF012158 | Non | 9.0
CEAG Crouse-Hinds | 53060 | EC001744 | EF012159 | Non | 9.0
CEAG Crouse-Hinds | 53060 | EC001744 | EF012160 | Non | 9.0
CEAG Crouse-Hinds | 53060 | EC001744 | EF012161 | Non | 9.0
CEAG Crouse-Hinds | 53060 | EC001744 | EF012162 | Non | 9.0
CEAG Crouse-Hinds | 53060 | EC001744 | EF012163 | Non | 9.0
CEAG Crouse-Hinds | 53060 | EC001744 | EF012164 | Non | 9.0
CEAG Crouse-Hinds | 53060 | EC001744 | EF012165 | Non | 9.0
CEAG Crouse-Hinds | 53060 | EC001744 | EF012166 | Non | 9.0
CEAG Crouse-Hinds | 53060 | EC001744 | EF012167 | Non | 9.0
CEAG Crouse-Hinds | 53060 | EC001744 | EF012168 | Non | 9.0
CEAG Crouse-Hinds | 53060 | EC001744 | EF012169 | Oui | 9.0
CEAG Crouse-Hinds | 53060 | EC001744 | EF000036 | EV000154 | 9.0
CEAG Crouse-Hinds | 53060 | EC001744 | EF012170 | EV000494 | 9.0
CEAG Crouse-Hinds | 53060 | EC001744 | EF004283 | EV000181 | 9.0
CEAG Crouse-Hinds | 53060 | EC001744 | EF002632 | EV000202 | 9.0
CEAG Crouse-Hinds | 53060 | EC001744 | EF008157 | EV011534 | 9.0
CEAG Crouse-Hinds | 53060 | EC001744 | EF004282 | EV000090 | 9.0
CEAG Crouse-Hinds | 53060 | EC001744 | EF016835 | EV005787 | 9.0
CEAG Crouse-Hinds | 53060 | EC001744 | EF011870 | 100000 | 9.0
CEAG Crouse-Hinds | 53060 | EC001744 | EF009482 | Non | 9.0
CEAG Crouse-Hinds | 53060 | EC001744 | EF005474 | EV006422 | 9.0
CEAG Crouse-Hinds | 53060 | EC001744 | EF011959 | EV014040 | 9.0
CEAG Crouse-Hinds | 53060 | EC001744 | EF000004 | EV000582 | 9.0
CEAG Crouse-Hinds | 53060 | EC001744 | EF012090 | -40 - 55 | 9.0
CEAG Crouse-Hinds | 53060 | EC001744 | EF009350 | EV000202 | 9.0
CEAG Crouse-Hinds | 53060 | EC001744 | EF009346 | 5700 - 5700 | 9.0
CEAG Crouse-Hinds | 53060 | EC001744 | EF000442 | EV003582 | 9.0
CEAG Crouse-Hinds | 53060 | EC001744 | EF009349 | 7322 | 9.0
CEAG Crouse-Hinds | 53060 | EC001744 | EF025740 | 0,9 | 9.0
CEAG Crouse-Hinds | 53060 | EC001744 | EF016261 | EV004175 | 9.0
CEAG Crouse-Hinds | 53060 | EC001744 | EF016262 | EV004175 | 9.0
CEAG Crouse-Hinds | 53060 | EC001744 | EF016263 | EV004175 | 9.0
CEAG Crouse-Hinds | 53060 | EC001744 | EF001456 | 219 | 9.0
CEAG Crouse-Hinds | 53060 | EC001744 | EF000015 | 250 | 9.0
CEAG Crouse-Hinds | 53060 | EC001744 | EF011868 | EV015019 | 9.0
CEAG Crouse-Hinds | 53060 | EC001744 | EF001391 | 3 | 9.0
CEAG Crouse-Hinds | 53060 | EC001744 | EF000085 | 4 | 9.0
CEAG Crouse-Hinds | 53060 | EC001744 | EF008200 | 1,5 - 4 | 9.0
CEAG Crouse-Hinds | 53060 | EC001744 | EF000124 | EV001008 | 9.0
CEAG Crouse-Hinds | 53060 | EC001744 | EF006420 | Non | 9.0
CEAG Crouse-Hinds | 53060 | EC001744 | EF005138 | Non | 9.0
CEAG Crouse-Hinds | 53060 | EC001744 | EF012091 | EV000494 | 9.0
CEAG Crouse-Hinds | 53060 | EC001744 | EF012172 | 105 | 9.0
CEAG Crouse-Hinds | 53060 | EC001744 | EF011948 | EV014022 | 9.0
CEAG Crouse-Hinds | 53060 | EC001744 | EF007694 | Non | 9.0
CEAG Crouse-Hinds | 53060 | EC001744 | EF006423 | Non | 9.0
CEAG Crouse-Hinds | 53060 | EC001744 | EF011072 | Non | 9.0
CEAG Crouse-Hinds | 53060 | EC001744 | EF014925 | Non | 9.0
CEAG Crouse-Hinds | 53060 | EC001744 | EF013759 | Non | 9.0
CEAG Crouse-Hinds | 53060 | EC001744 | EF014926 | Non | 9.0
CEAG Crouse-Hinds | 53060 | EC001744 | EF014927 | Non | 9.0
CEAG Crouse-Hinds | 53061 | EC001744 | EF007793 | Oui | 9.0
CEAG Crouse-Hinds | 53061 | EC001744 | EF006760 | Non | 9.0
CEAG Crouse-Hinds | 53061 | EC001744 | EF000664 | Oui | 9.0
CEAG Crouse-Hinds | 53061 | EC001744 | EF001265 | Non | 9.0
CEAG Crouse-Hinds | 53061 | EC001744 | EF021180 | Oui | 9.0
CEAG Crouse-Hinds | 53061 | EC001744 | EF009352 | Non | 9.0
CEAG Crouse-Hinds | 53061 | EC001744 | EF009353 | Non | 9.0
CEAG Crouse-Hinds | 53061 | EC001744 | EF009354 | Non | 9.0
CEAG Crouse-Hinds | 53061 | EC001744 | EF009470 | Non | 9.0
CEAG Crouse-Hinds | 53061 | EC001744 | EF012176 | Non | 9.0
CEAG Crouse-Hinds | 53061 | EC001744 | EF009351 | EV008474 | 9.0
CEAG Crouse-Hinds | 53061 | EC001744 | EF000197 | Non | 9.0
CEAG Crouse-Hinds | 53061 | EC001744 | EF001203 | Non | 9.0
CEAG Crouse-Hinds | 53061 | EC001744 | EF002423 | EV011515 | 9.0
CEAG Crouse-Hinds | 53061 | EC001744 | EF005905 | Oui | 9.0
CEAG Crouse-Hinds | 53061 | EC001744 | EF000048 | EV000494 | 9.0
CEAG Crouse-Hinds | 53061 | EC001744 | EF001596 | EV000072 | 9.0
CEAG Crouse-Hinds | 53061 | EC001744 | EF000139 | EV000113 | 9.0
CEAG Crouse-Hinds | 53061 | EC001744 | EF000136 | EV000270 | 9.0
CEAG Crouse-Hinds | 53061 | EC001744 | EF004284 | EV006800 | 9.0
CEAG Crouse-Hinds | 53061 | EC001744 | EF008705 | Non | 9.0
CEAG Crouse-Hinds | 53061 | EC001744 | EF000187 | EV000509 | 9.0
CEAG Crouse-Hinds | 53061 | EC001744 | EF005127 | 110 - 240 | 9.0
CEAG Crouse-Hinds | 53061 | EC001744 | EF000381 | EV011530 | 9.0
CEAG Crouse-Hinds | 53061 | EC001744 | EF007556 | Oui | 9.0
CEAG Crouse-Hinds | 53061 | EC001744 | EF016286 | Oui | 9.0
CEAG Crouse-Hinds | 53061 | EC001744 | EF012152 | Non | 9.0
CEAG Crouse-Hinds | 53061 | EC001744 | EF012153 | Non | 9.0
CEAG Crouse-Hinds | 53061 | EC001744 | EF015824 | Non | 9.0
CEAG Crouse-Hinds | 53061 | EC001744 | EF012154 | Non | 9.0
CEAG Crouse-Hinds | 53061 | EC001744 | EF012155 | Non | 9.0
CEAG Crouse-Hinds | 53061 | EC001744 | EF012188 | Non | 9.0
CEAG Crouse-Hinds | 53061 | EC001744 | EF012156 | Non | 9.0
CEAG Crouse-Hinds | 53061 | EC001744 | EF012158 | Non | 9.0
CEAG Crouse-Hinds | 53061 | EC001744 | EF012159 | Non | 9.0
CEAG Crouse-Hinds | 53061 | EC001744 | EF012160 | Non | 9.0
CEAG Crouse-Hinds | 53061 | EC001744 | EF012161 | Non | 9.0
CEAG Crouse-Hinds | 53061 | EC001744 | EF012162 | Non | 9.0
CEAG Crouse-Hinds | 53061 | EC001744 | EF012163 | Non | 9.0
CEAG Crouse-Hinds | 53061 | EC001744 | EF012164 | Non | 9.0
CEAG Crouse-Hinds | 53061 | EC001744 | EF012165 | Non | 9.0
CEAG Crouse-Hinds | 53061 | EC001744 | EF012166 | Non | 9.0
CEAG Crouse-Hinds | 53061 | EC001744 | EF012167 | Non | 9.0
CEAG Crouse-Hinds | 53061 | EC001744 | EF012168 | Non | 9.0
CEAG Crouse-Hinds | 53061 | EC001744 | EF012169 | Oui | 9.0
CEAG Crouse-Hinds | 53061 | EC001744 | EF000036 | EV000154 | 9.0
CEAG Crouse-Hinds | 53061 | EC001744 | EF012170 | EV000494 | 9.0
CEAG Crouse-Hinds | 53061 | EC001744 | EF004283 | EV000181 | 9.0
CEAG Crouse-Hinds | 53061 | EC001744 | EF002632 | EV000202 | 9.0
CEAG Crouse-Hinds | 53061 | EC001744 | EF008157 | EV011534 | 9.0
CEAG Crouse-Hinds | 53061 | EC001744 | EF004282 | EV000090 | 9.0
CEAG Crouse-Hinds | 53061 | EC001744 | EF016835 | EV005787 | 9.0
CEAG Crouse-Hinds | 53061 | EC001744 | EF011870 | 100000 | 9.0
CEAG Crouse-Hinds | 53061 | EC001744 | EF009482 | Non | 9.0
CEAG Crouse-Hinds | 53061 | EC001744 | EF005474 | EV006422 | 9.0
CEAG Crouse-Hinds | 53061 | EC001744 | EF011959 | EV014040 | 9.0
CEAG Crouse-Hinds | 53061 | EC001744 | EF000004 | EV000582 | 9.0
CEAG Crouse-Hinds | 53061 | EC001744 | EF012090 | -40 - 55 | 9.0
CEAG Crouse-Hinds | 53061 | EC001744 | EF009350 | EV000202 | 9.0
CEAG Crouse-Hinds | 53061 | EC001744 | EF009346 | 5700 - 5700 | 9.0
CEAG Crouse-Hinds | 53061 | EC001744 | EF000442 | EV003582 | 9.0
CEAG Crouse-Hinds | 53061 | EC001744 | EF009349 | 7869 | 9.0
CEAG Crouse-Hinds | 53061 | EC001744 | EF025740 | 0,9 | 9.0
CEAG Crouse-Hinds | 53061 | EC001744 | EF016261 | EV004175 | 9.0
CEAG Crouse-Hinds | 53061 | EC001744 | EF016262 | EV004175 | 9.0
CEAG Crouse-Hinds | 53061 | EC001744 | EF016263 | EV004175 | 9.0
CEAG Crouse-Hinds | 53061 | EC001744 | EF001456 | 219 | 9.0
CEAG Crouse-Hinds | 53061 | EC001744 | EF000015 | 250 | 9.0
CEAG Crouse-Hinds | 53061 | EC001744 | EF011868 | EV015019 | 9.0
CEAG Crouse-Hinds | 53061 | EC001744 | EF001391 | 3 | 9.0
CEAG Crouse-Hinds | 53061 | EC001744 | EF000085 | 4 | 9.0
CEAG Crouse-Hinds | 53061 | EC001744 | EF008200 | 1,5 - 4 | 9.0
CEAG Crouse-Hinds | 53061 | EC001744 | EF000124 | EV001008 | 9.0
CEAG Crouse-Hinds | 53061 | EC001744 | EF006420 | Non | 9.0
CEAG Crouse-Hinds | 53061 | EC001744 | EF005138 | Non | 9.0
CEAG Crouse-Hinds | 53061 | EC001744 | EF012091 | EV000494 | 9.0
CEAG Crouse-Hinds | 53061 | EC001744 | EF012172 | 98 | 9.0
CEAG Crouse-Hinds | 53061 | EC001744 | EF011948 | EV014022 | 9.0
CEAG Crouse-Hinds | 53061 | EC001744 | EF007694 | Non | 9.0
CEAG Crouse-Hinds | 53061 | EC001744 | EF006423 | Non | 9.0
CEAG Crouse-Hinds | 53061 | EC001744 | EF011072 | Non | 9.0
CEAG Crouse-Hinds | 53061 | EC001744 | EF014925 | Non | 9.0
CEAG Crouse-Hinds | 53061 | EC001744 | EF013759 | Non | 9.0
CEAG Crouse-Hinds | 53061 | EC001744 | EF014926 | Non | 9.0
CEAG Crouse-Hinds | 53061 | EC001744 | EF014927 | Non | 9.0
CEAG Crouse-Hinds | 53073 | EC001744 | EF007793 | Oui | 9.0
CEAG Crouse-Hinds | 53073 | EC001744 | EF006760 | Non | 9.0
CEAG Crouse-Hinds | 53073 | EC001744 | EF000664 | Oui | 9.0
CEAG Crouse-Hinds | 53073 | EC001744 | EF001265 | Non | 9.0
CEAG Crouse-Hinds | 53073 | EC001744 | EF021180 | Oui | 9.0
CEAG Crouse-Hinds | 53073 | EC001744 | EF009352 | Non | 9.0
CEAG Crouse-Hinds | 53073 | EC001744 | EF009353 | Non | 9.0
CEAG Crouse-Hinds | 53073 | EC001744 | EF009354 | Non | 9.0
CEAG Crouse-Hinds | 53073 | EC001744 | EF009470 | Non | 9.0
CEAG Crouse-Hinds | 53073 | EC001744 | EF012176 | Non | 9.0
CEAG Crouse-Hinds | 53073 | EC001744 | EF009351 | EV008474 | 9.0
CEAG Crouse-Hinds | 53073 | EC001744 | EF000197 | Non | 9.0
CEAG Crouse-Hinds | 53073 | EC001744 | EF001203 | Non | 9.0
CEAG Crouse-Hinds | 53073 | EC001744 | EF002423 | EV011515 | 9.0
CEAG Crouse-Hinds | 53073 | EC001744 | EF005905 | Oui | 9.0
CEAG Crouse-Hinds | 53073 | EC001744 | EF000048 | EV000494 | 9.0
CEAG Crouse-Hinds | 53073 | EC001744 | EF001596 | EV000072 | 9.0
CEAG Crouse-Hinds | 53073 | EC001744 | EF000139 | EV000113 | 9.0
CEAG Crouse-Hinds | 53073 | EC001744 | EF000136 | EV000270 | 9.0
CEAG Crouse-Hinds | 53073 | EC001744 | EF004284 | EV006800 | 9.0
CEAG Crouse-Hinds | 53073 | EC001744 | EF008705 | Non | 9.0
CEAG Crouse-Hinds | 53073 | EC001744 | EF000187 | EV000460 | 9.0
CEAG Crouse-Hinds | 53073 | EC001744 | EF005127 | 100 - 277 | 9.0
CEAG Crouse-Hinds | 53073 | EC001744 | EF000381 | EV011530 | 9.0
CEAG Crouse-Hinds | 53073 | EC001744 | EF007556 | Oui | 9.0
CEAG Crouse-Hinds | 53073 | EC001744 | EF016286 | Oui | 9.0
CEAG Crouse-Hinds | 53073 | EC001744 | EF012152 | Non | 9.0
CEAG Crouse-Hinds | 53073 | EC001744 | EF012153 | Non | 9.0
CEAG Crouse-Hinds | 53073 | EC001744 | EF015824 | Non | 9.0
CEAG Crouse-Hinds | 53073 | EC001744 | EF012154 | Non | 9.0
CEAG Crouse-Hinds | 53073 | EC001744 | EF012155 | Non | 9.0
CEAG Crouse-Hinds | 53073 | EC001744 | EF012188 | Non | 9.0
CEAG Crouse-Hinds | 53073 | EC001744 | EF012156 | Non | 9.0
CEAG Crouse-Hinds | 53073 | EC001744 | EF012158 | Non | 9.0
CEAG Crouse-Hinds | 53073 | EC001744 | EF012159 | Non | 9.0
CEAG Crouse-Hinds | 53073 | EC001744 | EF012160 | Non | 9.0
CEAG Crouse-Hinds | 53073 | EC001744 | EF012161 | Non | 9.0
CEAG Crouse-Hinds | 53073 | EC001744 | EF012162 | Non | 9.0
CEAG Crouse-Hinds | 53073 | EC001744 | EF012163 | Non | 9.0
CEAG Crouse-Hinds | 53073 | EC001744 | EF012164 | Non | 9.0
CEAG Crouse-Hinds | 53073 | EC001744 | EF012165 | Non | 9.0
CEAG Crouse-Hinds | 53073 | EC001744 | EF012166 | Non | 9.0
CEAG Crouse-Hinds | 53073 | EC001744 | EF012167 | Non | 9.0
CEAG Crouse-Hinds | 53073 | EC001744 | EF012168 | Non | 9.0
CEAG Crouse-Hinds | 53073 | EC001744 | EF012169 | Oui | 9.0
CEAG Crouse-Hinds | 53073 | EC001744 | EF000036 | EV000154 | 9.0
CEAG Crouse-Hinds | 53073 | EC001744 | EF012170 | EV000494 | 9.0
CEAG Crouse-Hinds | 53073 | EC001744 | EF004283 | EV000181 | 9.0
CEAG Crouse-Hinds | 53073 | EC001744 | EF002632 | EV000202 | 9.0
CEAG Crouse-Hinds | 53073 | EC001744 | EF008157 | EV011534 | 9.0
CEAG Crouse-Hinds | 53073 | EC001744 | EF004282 | EV000090 | 9.0
CEAG Crouse-Hinds | 53073 | EC001744 | EF016835 | EV005787 | 9.0
CEAG Crouse-Hinds | 53073 | EC001744 | EF011947 | 20 | 9.0
CEAG Crouse-Hinds | 53073 | EC001744 | EF011870 | 60000 | 9.0
CEAG Crouse-Hinds | 53073 | EC001744 | EF009482 | Non | 9.0
CEAG Crouse-Hinds | 53073 | EC001744 | EF005474 | EV006422 | 9.0
CEAG Crouse-Hinds | 53073 | EC001744 | EF011959 | EV014040 | 9.0
CEAG Crouse-Hinds | 53073 | EC001744 | EF000004 | EV000582 | 9.0
CEAG Crouse-Hinds | 53073 | EC001744 | EF012090 | -40 - 65 | 9.0
CEAG Crouse-Hinds | 53073 | EC001744 | EF009350 | EV000202 | 9.0
CEAG Crouse-Hinds | 53073 | EC001744 | EF009346 | 5000 - 5000 | 9.0
CEAG Crouse-Hinds | 53073 | EC001744 | EF000442 | EV003582 | 9.0
CEAG Crouse-Hinds | 53073 | EC001744 | EF009349 | 9261 | 9.0
CEAG Crouse-Hinds | 53073 | EC001744 | EF025740 | 0,9 | 9.0
CEAG Crouse-Hinds | 53073 | EC001744 | EF016261 | EV004175 | 9.0
CEAG Crouse-Hinds | 53073 | EC001744 | EF016262 | EV004175 | 9.0
CEAG Crouse-Hinds | 53073 | EC001744 | EF016263 | EV004175 | 9.0
CEAG Crouse-Hinds | 53073 | EC001744 | EF000008 | 288 | 9.0
CEAG Crouse-Hinds | 53073 | EC001744 | EF001456 | 409 | 9.0
CEAG Crouse-Hinds | 53073 | EC001744 | EF001438 | 250 | 9.0
CEAG Crouse-Hinds | 53073 | EC001744 | EF011868 | EV015019 | 9.0
CEAG Crouse-Hinds | 53073 | EC001744 | EF001391 | 3 | 9.0
CEAG Crouse-Hinds | 53073 | EC001744 | EF000085 | 6 | 9.0
CEAG Crouse-Hinds | 53073 | EC001744 | EF008200 | 1,5 - 6 | 9.0
CEAG Crouse-Hinds | 53073 | EC001744 | EF000124 | EV006494 | 9.0
CEAG Crouse-Hinds | 53073 | EC001744 | EF006420 | Non | 9.0
CEAG Crouse-Hinds | 53073 | EC001744 | EF005138 | Non | 9.0
CEAG Crouse-Hinds | 53073 | EC001744 | EF012091 | EV000494 | 9.0
CEAG Crouse-Hinds | 53073 | EC001744 | EF012172 | 162 | 9.0
CEAG Crouse-Hinds | 53073 | EC001744 | EF011948 | EV014022 | 9.0
CEAG Crouse-Hinds | 53073 | EC001744 | EF007694 | Non | 9.0
CEAG Crouse-Hinds | 53073 | EC001744 | EF006423 | Non | 9.0
CEAG Crouse-Hinds | 53073 | EC001744 | EF011072 | Non | 9.0
CEAG Crouse-Hinds | 53073 | EC001744 | EF014925 | Non | 9.0
CEAG Crouse-Hinds | 53073 | EC001744 | EF013759 | Non | 9.0
CEAG Crouse-Hinds | 53073 | EC001744 | EF014926 | Non | 9.0
CEAG Crouse-Hinds | 53073 | EC001744 | EF014927 | Non | 9.0
CEAG Crouse-Hinds | 53074 | EC001744 | EF007793 | Oui | 9.0
CEAG Crouse-Hinds | 53074 | EC001744 | EF006760 | Non | 9.0
CEAG Crouse-Hinds | 53074 | EC001744 | EF000664 | Oui | 9.0
CEAG Crouse-Hinds | 53074 | EC001744 | EF001265 | Non | 9.0
CEAG Crouse-Hinds | 53074 | EC001744 | EF021180 | Oui | 9.0
CEAG Crouse-Hinds | 53074 | EC001744 | EF009352 | Non | 9.0
CEAG Crouse-Hinds | 53074 | EC001744 | EF009353 | Non | 9.0
CEAG Crouse-Hinds | 53074 | EC001744 | EF009354 | Non | 9.0
CEAG Crouse-Hinds | 53074 | EC001744 | EF009470 | Non | 9.0
CEAG Crouse-Hinds | 53074 | EC001744 | EF012176 | Non | 9.0
CEAG Crouse-Hinds | 53074 | EC001744 | EF009351 | EV008474 | 9.0
CEAG Crouse-Hinds | 53074 | EC001744 | EF000197 | Non | 9.0
CEAG Crouse-Hinds | 53074 | EC001744 | EF001203 | Non | 9.0
CEAG Crouse-Hinds | 53074 | EC001744 | EF002423 | EV011515 | 9.0
CEAG Crouse-Hinds | 53074 | EC001744 | EF005905 | Oui | 9.0
CEAG Crouse-Hinds | 53074 | EC001744 | EF000048 | EV000494 | 9.0
CEAG Crouse-Hinds | 53074 | EC001744 | EF001596 | EV000072 | 9.0
CEAG Crouse-Hinds | 53074 | EC001744 | EF000139 | EV000113 | 9.0
CEAG Crouse-Hinds | 53074 | EC001744 | EF000136 | EV000270 | 9.0
CEAG Crouse-Hinds | 53074 | EC001744 | EF004284 | EV006800 | 9.0
CEAG Crouse-Hinds | 53074 | EC001744 | EF008705 | Non | 9.0
CEAG Crouse-Hinds | 53074 | EC001744 | EF000187 | EV000460 | 9.0
CEAG Crouse-Hinds | 53074 | EC001744 | EF005127 | 100 - 277 | 9.0
CEAG Crouse-Hinds | 53074 | EC001744 | EF000381 | EV011530 | 9.0
CEAG Crouse-Hinds | 53074 | EC001744 | EF007556 | Oui | 9.0
CEAG Crouse-Hinds | 53074 | EC001744 | EF016286 | Oui | 9.0
CEAG Crouse-Hinds | 53074 | EC001744 | EF012152 | Non | 9.0
CEAG Crouse-Hinds | 53074 | EC001744 | EF012153 | Non | 9.0
CEAG Crouse-Hinds | 53074 | EC001744 | EF015824 | Non | 9.0
CEAG Crouse-Hinds | 53074 | EC001744 | EF012154 | Non | 9.0
CEAG Crouse-Hinds | 53074 | EC001744 | EF012155 | Non | 9.0
CEAG Crouse-Hinds | 53074 | EC001744 | EF012188 | Non | 9.0
CEAG Crouse-Hinds | 53074 | EC001744 | EF012156 | Non | 9.0
CEAG Crouse-Hinds | 53074 | EC001744 | EF012158 | Non | 9.0
CEAG Crouse-Hinds | 53074 | EC001744 | EF012159 | Non | 9.0
CEAG Crouse-Hinds | 53074 | EC001744 | EF012160 | Non | 9.0
CEAG Crouse-Hinds | 53074 | EC001744 | EF012161 | Non | 9.0
CEAG Crouse-Hinds | 53074 | EC001744 | EF012162 | Non | 9.0
CEAG Crouse-Hinds | 53074 | EC001744 | EF012163 | Non | 9.0
CEAG Crouse-Hinds | 53074 | EC001744 | EF012164 | Non | 9.0
CEAG Crouse-Hinds | 53074 | EC001744 | EF012165 | Non | 9.0
CEAG Crouse-Hinds | 53074 | EC001744 | EF012166 | Non | 9.0
CEAG Crouse-Hinds | 53074 | EC001744 | EF012167 | Non | 9.0
CEAG Crouse-Hinds | 53074 | EC001744 | EF012168 | Non | 9.0
CEAG Crouse-Hinds | 53074 | EC001744 | EF012169 | Oui | 9.0
CEAG Crouse-Hinds | 53074 | EC001744 | EF000036 | EV000154 | 9.0
CEAG Crouse-Hinds | 53074 | EC001744 | EF012170 | EV000494 | 9.0
CEAG Crouse-Hinds | 53074 | EC001744 | EF004283 | EV000181 | 9.0
CEAG Crouse-Hinds | 53074 | EC001744 | EF002632 | EV000202 | 9.0
CEAG Crouse-Hinds | 53074 | EC001744 | EF008157 | EV011534 | 9.0
CEAG Crouse-Hinds | 53074 | EC001744 | EF004282 | EV000090 | 9.0
CEAG Crouse-Hinds | 53074 | EC001744 | EF016835 | EV005787 | 9.0
CEAG Crouse-Hinds | 53074 | EC001744 | EF011947 | 20 | 9.0
CEAG Crouse-Hinds | 53074 | EC001744 | EF011870 | 60000 | 9.0
CEAG Crouse-Hinds | 53074 | EC001744 | EF009482 | Non | 9.0
CEAG Crouse-Hinds | 53074 | EC001744 | EF005474 | EV006422 | 9.0
CEAG Crouse-Hinds | 53074 | EC001744 | EF011959 | EV014040 | 9.0
CEAG Crouse-Hinds | 53074 | EC001744 | EF000004 | EV000582 | 9.0
CEAG Crouse-Hinds | 53074 | EC001744 | EF012090 | -40 - 65 | 9.0
CEAG Crouse-Hinds | 53074 | EC001744 | EF009350 | EV000202 | 9.0
CEAG Crouse-Hinds | 53074 | EC001744 | EF009346 | 5000 - 5000 | 9.0
CEAG Crouse-Hinds | 53074 | EC001744 | EF000442 | EV003582 | 9.0
CEAG Crouse-Hinds | 53074 | EC001744 | EF009349 | 11602 | 9.0
CEAG Crouse-Hinds | 53074 | EC001744 | EF025740 | 0,9 | 9.0
CEAG Crouse-Hinds | 53074 | EC001744 | EF016261 | EV004175 | 9.0
CEAG Crouse-Hinds | 53074 | EC001744 | EF016262 | EV004175 | 9.0
CEAG Crouse-Hinds | 53074 | EC001744 | EF016263 | EV004175 | 9.0
CEAG Crouse-Hinds | 53074 | EC001744 | EF000008 | 288 | 9.0
CEAG Crouse-Hinds | 53074 | EC001744 | EF001456 | 409 | 9.0
CEAG Crouse-Hinds | 53074 | EC001744 | EF001438 | 250 | 9.0
CEAG Crouse-Hinds | 53074 | EC001744 | EF011868 | EV015019 | 9.0
CEAG Crouse-Hinds | 53074 | EC001744 | EF001391 | 3 | 9.0
CEAG Crouse-Hinds | 53074 | EC001744 | EF000085 | 6 | 9.0
CEAG Crouse-Hinds | 53074 | EC001744 | EF008200 | 1,5 - 6 | 9.0
CEAG Crouse-Hinds | 53074 | EC001744 | EF000124 | EV006494 | 9.0
CEAG Crouse-Hinds | 53074 | EC001744 | EF006420 | Non | 9.0
CEAG Crouse-Hinds | 53074 | EC001744 | EF005138 | Non | 9.0
CEAG Crouse-Hinds | 53074 | EC001744 | EF012091 | EV000494 | 9.0
CEAG Crouse-Hinds | 53074 | EC001744 | EF012172 | 158 | 9.0
CEAG Crouse-Hinds | 53074 | EC001744 | EF011948 | EV014022 | 9.0
CEAG Crouse-Hinds | 53074 | EC001744 | EF007694 | Non | 9.0
CEAG Crouse-Hinds | 53074 | EC001744 | EF006423 | Non | 9.0
CEAG Crouse-Hinds | 53074 | EC001744 | EF011072 | Non | 9.0
CEAG Crouse-Hinds | 53074 | EC001744 | EF014925 | Non | 9.0
CEAG Crouse-Hinds | 53074 | EC001744 | EF013759 | Non | 9.0
CEAG Crouse-Hinds | 53074 | EC001744 | EF014926 | Non | 9.0
CEAG Crouse-Hinds | 53074 | EC001744 | EF014927 | Non | 9.0
CEAG Crouse-Hinds | 53075 | EC001744 | EF007793 | Oui | 9.0
CEAG Crouse-Hinds | 53075 | EC001744 | EF006760 | Non | 9.0
CEAG Crouse-Hinds | 53075 | EC001744 | EF000664 | Oui | 9.0
CEAG Crouse-Hinds | 53075 | EC001744 | EF001265 | Non | 9.0
CEAG Crouse-Hinds | 53075 | EC001744 | EF021180 | Oui | 9.0
CEAG Crouse-Hinds | 53075 | EC001744 | EF009352 | Non | 9.0
CEAG Crouse-Hinds | 53075 | EC001744 | EF009353 | Non | 9.0
CEAG Crouse-Hinds | 53075 | EC001744 | EF009354 | Non | 9.0
CEAG Crouse-Hinds | 53075 | EC001744 | EF009470 | Non | 9.0
CEAG Crouse-Hinds | 53075 | EC001744 | EF012176 | Non | 9.0
CEAG Crouse-Hinds | 53075 | EC001744 | EF009351 | EV008474 | 9.0
CEAG Crouse-Hinds | 53075 | EC001744 | EF000197 | Non | 9.0
CEAG Crouse-Hinds | 53075 | EC001744 | EF001203 | Non | 9.0
CEAG Crouse-Hinds | 53075 | EC001744 | EF002423 | EV011515 | 9.0
CEAG Crouse-Hinds | 53075 | EC001744 | EF005905 | Oui | 9.0
CEAG Crouse-Hinds | 53075 | EC001744 | EF000048 | EV000494 | 9.0
CEAG Crouse-Hinds | 53075 | EC001744 | EF001596 | EV000072 | 9.0
CEAG Crouse-Hinds | 53075 | EC001744 | EF000139 | EV000113 | 9.0
CEAG Crouse-Hinds | 53075 | EC001744 | EF000136 | EV000270 | 9.0
CEAG Crouse-Hinds | 53075 | EC001744 | EF004284 | EV006800 | 9.0
CEAG Crouse-Hinds | 53075 | EC001744 | EF008705 | Non | 9.0
CEAG Crouse-Hinds | 53075 | EC001744 | EF000187 | EV000460 | 9.0
CEAG Crouse-Hinds | 53075 | EC001744 | EF005127 | 100 - 277 | 9.0
CEAG Crouse-Hinds | 53075 | EC001744 | EF000381 | EV011530 | 9.0
CEAG Crouse-Hinds | 53075 | EC001744 | EF007556 | Oui | 9.0
CEAG Crouse-Hinds | 53075 | EC001744 | EF016286 | Oui | 9.0
CEAG Crouse-Hinds | 53075 | EC001744 | EF012152 | Non | 9.0
CEAG Crouse-Hinds | 53075 | EC001744 | EF012153 | Non | 9.0
CEAG Crouse-Hinds | 53075 | EC001744 | EF015824 | Non | 9.0
CEAG Crouse-Hinds | 53075 | EC001744 | EF012154 | Non | 9.0
CEAG Crouse-Hinds | 53075 | EC001744 | EF012155 | Non | 9.0
CEAG Crouse-Hinds | 53075 | EC001744 | EF012188 | Non | 9.0
CEAG Crouse-Hinds | 53075 | EC001744 | EF012156 | Non | 9.0
CEAG Crouse-Hinds | 53075 | EC001744 | EF012158 | Non | 9.0
CEAG Crouse-Hinds | 53075 | EC001744 | EF012159 | Non | 9.0
CEAG Crouse-Hinds | 53075 | EC001744 | EF012160 | Non | 9.0
CEAG Crouse-Hinds | 53075 | EC001744 | EF012161 | Non | 9.0
CEAG Crouse-Hinds | 53075 | EC001744 | EF012162 | Non | 9.0
CEAG Crouse-Hinds | 53075 | EC001744 | EF012163 | Non | 9.0
CEAG Crouse-Hinds | 53075 | EC001744 | EF012164 | Non | 9.0
CEAG Crouse-Hinds | 53075 | EC001744 | EF012165 | Non | 9.0
CEAG Crouse-Hinds | 53075 | EC001744 | EF012166 | Non | 9.0
CEAG Crouse-Hinds | 53075 | EC001744 | EF012167 | Non | 9.0
CEAG Crouse-Hinds | 53075 | EC001744 | EF012168 | Non | 9.0
CEAG Crouse-Hinds | 53075 | EC001744 | EF012169 | Oui | 9.0
CEAG Crouse-Hinds | 53075 | EC001744 | EF000036 | EV000154 | 9.0
CEAG Crouse-Hinds | 53075 | EC001744 | EF012170 | EV000494 | 9.0
CEAG Crouse-Hinds | 53075 | EC001744 | EF004283 | EV000181 | 9.0
CEAG Crouse-Hinds | 53075 | EC001744 | EF002632 | EV000202 | 9.0
CEAG Crouse-Hinds | 53075 | EC001744 | EF008157 | EV011534 | 9.0
CEAG Crouse-Hinds | 53075 | EC001744 | EF004282 | EV000090 | 9.0
CEAG Crouse-Hinds | 53075 | EC001744 | EF016835 | EV005787 | 9.0
CEAG Crouse-Hinds | 53075 | EC001744 | EF011947 | 20 | 9.0
CEAG Crouse-Hinds | 53075 | EC001744 | EF011870 | 60000 | 9.0
CEAG Crouse-Hinds | 53075 | EC001744 | EF009482 | Non | 9.0
CEAG Crouse-Hinds | 53075 | EC001744 | EF005474 | EV006422 | 9.0
CEAG Crouse-Hinds | 53075 | EC001744 | EF011959 | EV014040 | 9.0
CEAG Crouse-Hinds | 53075 | EC001744 | EF000004 | EV000582 | 9.0
CEAG Crouse-Hinds | 53075 | EC001744 | EF012090 | -40 - 65 | 9.0
CEAG Crouse-Hinds | 53075 | EC001744 | EF009350 | EV000202 | 9.0
CEAG Crouse-Hinds | 53075 | EC001744 | EF009346 | 5000 - 5000 | 9.0
CEAG Crouse-Hinds | 53075 | EC001744 | EF000442 | EV003582 | 9.0
CEAG Crouse-Hinds | 53075 | EC001744 | EF009349 | 13581 | 9.0
CEAG Crouse-Hinds | 53075 | EC001744 | EF025740 | 0,9 | 9.0
CEAG Crouse-Hinds | 53075 | EC001744 | EF016261 | EV004175 | 9.0
CEAG Crouse-Hinds | 53075 | EC001744 | EF016262 | EV004175 | 9.0
CEAG Crouse-Hinds | 53075 | EC001744 | EF016263 | EV004175 | 9.0
CEAG Crouse-Hinds | 53075 | EC001744 | EF000008 | 288 | 9.0
CEAG Crouse-Hinds | 53075 | EC001744 | EF001456 | 409 | 9.0
CEAG Crouse-Hinds | 53075 | EC001744 | EF001438 | 250 | 9.0
CEAG Crouse-Hinds | 53075 | EC001744 | EF011868 | EV015019 | 9.0
CEAG Crouse-Hinds | 53075 | EC001744 | EF001391 | 3 | 9.0
CEAG Crouse-Hinds | 53075 | EC001744 | EF000085 | 6 | 9.0
CEAG Crouse-Hinds | 53075 | EC001744 | EF008200 | 1,5 - 6 | 9.0
CEAG Crouse-Hinds | 53075 | EC001744 | EF000124 | EV006494 | 9.0
CEAG Crouse-Hinds | 53075 | EC001744 | EF006420 | Non | 9.0
CEAG Crouse-Hinds | 53075 | EC001744 | EF005138 | Non | 9.0
CEAG Crouse-Hinds | 53075 | EC001744 | EF012091 | EV000494 | 9.0
CEAG Crouse-Hinds | 53075 | EC001744 | EF012172 | 154 | 9.0
CEAG Crouse-Hinds | 53075 | EC001744 | EF011948 | EV014022 | 9.0
CEAG Crouse-Hinds | 53075 | EC001744 | EF007694 | Non | 9.0
CEAG Crouse-Hinds | 53075 | EC001744 | EF006423 | Non | 9.0
CEAG Crouse-Hinds | 53075 | EC001744 | EF011072 | Non | 9.0
CEAG Crouse-Hinds | 53075 | EC001744 | EF014925 | Non | 9.0
CEAG Crouse-Hinds | 53075 | EC001744 | EF013759 | Non | 9.0
CEAG Crouse-Hinds | 53075 | EC001744 | EF014926 | Non | 9.0
CEAG Crouse-Hinds | 53075 | EC001744 | EF014927 | Non | 9.0
CEAG Crouse-Hinds | 53076 | EC001744 | EF007793 | Oui | 9.0
CEAG Crouse-Hinds | 53076 | EC001744 | EF006760 | Non | 9.0
CEAG Crouse-Hinds | 53076 | EC001744 | EF000664 | Oui | 9.0
CEAG Crouse-Hinds | 53076 | EC001744 | EF001265 | Non | 9.0
CEAG Crouse-Hinds | 53076 | EC001744 | EF021180 | Oui | 9.0
CEAG Crouse-Hinds | 53076 | EC001744 | EF009352 | Non | 9.0
CEAG Crouse-Hinds | 53076 | EC001744 | EF009353 | Non | 9.0
CEAG Crouse-Hinds | 53076 | EC001744 | EF009354 | Non | 9.0
CEAG Crouse-Hinds | 53076 | EC001744 | EF009470 | Non | 9.0
CEAG Crouse-Hinds | 53076 | EC001744 | EF012176 | Non | 9.0
CEAG Crouse-Hinds | 53076 | EC001744 | EF009351 | EV008474 | 9.0
CEAG Crouse-Hinds | 53076 | EC001744 | EF000197 | Non | 9.0
CEAG Crouse-Hinds | 53076 | EC001744 | EF001203 | Non | 9.0
CEAG Crouse-Hinds | 53076 | EC001744 | EF002423 | EV011515 | 9.0
CEAG Crouse-Hinds | 53076 | EC001744 | EF005905 | Oui | 9.0
CEAG Crouse-Hinds | 53076 | EC001744 | EF000048 | EV000494 | 9.0
CEAG Crouse-Hinds | 53076 | EC001744 | EF001596 | EV000072 | 9.0
CEAG Crouse-Hinds | 53076 | EC001744 | EF000139 | EV000113 | 9.0
CEAG Crouse-Hinds | 53076 | EC001744 | EF000136 | EV000270 | 9.0
CEAG Crouse-Hinds | 53076 | EC001744 | EF004284 | EV006800 | 9.0
CEAG Crouse-Hinds | 53076 | EC001744 | EF008705 | Non | 9.0
CEAG Crouse-Hinds | 53076 | EC001744 | EF000187 | EV000460 | 9.0
CEAG Crouse-Hinds | 53076 | EC001744 | EF005127 | 100 - 277 | 9.0
CEAG Crouse-Hinds | 53076 | EC001744 | EF000381 | EV011530 | 9.0
CEAG Crouse-Hinds | 53076 | EC001744 | EF007556 | Oui | 9.0
CEAG Crouse-Hinds | 53076 | EC001744 | EF016286 | Oui | 9.0
CEAG Crouse-Hinds | 53076 | EC001744 | EF012152 | Non | 9.0
CEAG Crouse-Hinds | 53076 | EC001744 | EF012153 | Non | 9.0
CEAG Crouse-Hinds | 53076 | EC001744 | EF015824 | Non | 9.0
CEAG Crouse-Hinds | 53076 | EC001744 | EF012154 | Non | 9.0
CEAG Crouse-Hinds | 53076 | EC001744 | EF012155 | Non | 9.0
CEAG Crouse-Hinds | 53076 | EC001744 | EF012188 | Non | 9.0
CEAG Crouse-Hinds | 53076 | EC001744 | EF012156 | Non | 9.0
CEAG Crouse-Hinds | 53076 | EC001744 | EF012158 | Non | 9.0
CEAG Crouse-Hinds | 53076 | EC001744 | EF012159 | Non | 9.0
CEAG Crouse-Hinds | 53076 | EC001744 | EF012160 | Non | 9.0
CEAG Crouse-Hinds | 53076 | EC001744 | EF012161 | Non | 9.0
CEAG Crouse-Hinds | 53076 | EC001744 | EF012162 | Non | 9.0
CEAG Crouse-Hinds | 53076 | EC001744 | EF012163 | Non | 9.0
CEAG Crouse-Hinds | 53076 | EC001744 | EF012164 | Non | 9.0
CEAG Crouse-Hinds | 53076 | EC001744 | EF012165 | Non | 9.0
CEAG Crouse-Hinds | 53076 | EC001744 | EF012166 | Non | 9.0
CEAG Crouse-Hinds | 53076 | EC001744 | EF012167 | Non | 9.0
CEAG Crouse-Hinds | 53076 | EC001744 | EF012168 | Non | 9.0
CEAG Crouse-Hinds | 53076 | EC001744 | EF012169 | Oui | 9.0
CEAG Crouse-Hinds | 53076 | EC001744 | EF000036 | EV000154 | 9.0
CEAG Crouse-Hinds | 53076 | EC001744 | EF012170 | EV000494 | 9.0
CEAG Crouse-Hinds | 53076 | EC001744 | EF004283 | EV000181 | 9.0
CEAG Crouse-Hinds | 53076 | EC001744 | EF002632 | EV000202 | 9.0
CEAG Crouse-Hinds | 53076 | EC001744 | EF008157 | EV011534 | 9.0
CEAG Crouse-Hinds | 53076 | EC001744 | EF004282 | EV000090 | 9.0
CEAG Crouse-Hinds | 53076 | EC001744 | EF016835 | EV005787 | 9.0
CEAG Crouse-Hinds | 53076 | EC001744 | EF011947 | 20 | 9.0
CEAG Crouse-Hinds | 53076 | EC001744 | EF011870 | 60000 | 9.0
CEAG Crouse-Hinds | 53076 | EC001744 | EF009482 | Non | 9.0
CEAG Crouse-Hinds | 53076 | EC001744 | EF005474 | EV006422 | 9.0
CEAG Crouse-Hinds | 53076 | EC001744 | EF011959 | EV014040 | 9.0
CEAG Crouse-Hinds | 53076 | EC001744 | EF000004 | EV000582 | 9.0
CEAG Crouse-Hinds | 53076 | EC001744 | EF012090 | -40 - 65 | 9.0
CEAG Crouse-Hinds | 53076 | EC001744 | EF009350 | EV000202 | 9.0
CEAG Crouse-Hinds | 53076 | EC001744 | EF009346 | 5000 - 5000 | 9.0
CEAG Crouse-Hinds | 53076 | EC001744 | EF000442 | EV003582 | 9.0
CEAG Crouse-Hinds | 53076 | EC001744 | EF009349 | 15845 | 9.0
CEAG Crouse-Hinds | 53076 | EC001744 | EF025740 | 0,9 | 9.0
CEAG Crouse-Hinds | 53076 | EC001744 | EF016261 | EV004175 | 9.0
CEAG Crouse-Hinds | 53076 | EC001744 | EF016262 | EV004175 | 9.0
CEAG Crouse-Hinds | 53076 | EC001744 | EF016263 | EV004175 | 9.0
CEAG Crouse-Hinds | 53076 | EC001744 | EF000008 | 288 | 9.0
CEAG Crouse-Hinds | 53076 | EC001744 | EF001456 | 409 | 9.0
CEAG Crouse-Hinds | 53076 | EC001744 | EF001438 | 250 | 9.0
CEAG Crouse-Hinds | 53076 | EC001744 | EF011868 | EV015019 | 9.0
CEAG Crouse-Hinds | 53076 | EC001744 | EF001391 | 3 | 9.0
CEAG Crouse-Hinds | 53076 | EC001744 | EF000085 | 6 | 9.0
CEAG Crouse-Hinds | 53076 | EC001744 | EF008200 | 1,5 - 6 | 9.0
CEAG Crouse-Hinds | 53076 | EC001744 | EF000124 | EV006494 | 9.0
CEAG Crouse-Hinds | 53076 | EC001744 | EF006420 | Non | 9.0
CEAG Crouse-Hinds | 53076 | EC001744 | EF005138 | Non | 9.0
CEAG Crouse-Hinds | 53076 | EC001744 | EF012091 | EV000494 | 9.0
CEAG Crouse-Hinds | 53076 | EC001744 | EF012172 | 154 | 9.0
CEAG Crouse-Hinds | 53076 | EC001744 | EF011948 | EV014022 | 9.0
CEAG Crouse-Hinds | 53076 | EC001744 | EF007694 | Non | 9.0
CEAG Crouse-Hinds | 53076 | EC001744 | EF006423 | Non | 9.0
CEAG Crouse-Hinds | 53076 | EC001744 | EF011072 | Non | 9.0
CEAG Crouse-Hinds | 53076 | EC001744 | EF014925 | Non | 9.0
CEAG Crouse-Hinds | 53076 | EC001744 | EF013759 | Non | 9.0
CEAG Crouse-Hinds | 53076 | EC001744 | EF014926 | Non | 9.0
CEAG Crouse-Hinds | 53076 | EC001744 | EF014927 | Non | 9.0
CEAG Crouse-Hinds | 53089 | EC001744 | EF007793 | Oui | 9.0
CEAG Crouse-Hinds | 53089 | EC001744 | EF006760 | Non | 9.0
CEAG Crouse-Hinds | 53089 | EC001744 | EF000664 | Oui | 9.0
CEAG Crouse-Hinds | 53089 | EC001744 | EF001265 | Non | 9.0
CEAG Crouse-Hinds | 53089 | EC001744 | EF021180 | Oui | 9.0
CEAG Crouse-Hinds | 53089 | EC001744 | EF009352 | Non | 9.0
CEAG Crouse-Hinds | 53089 | EC001744 | EF009353 | Non | 9.0
CEAG Crouse-Hinds | 53089 | EC001744 | EF009354 | Non | 9.0
CEAG Crouse-Hinds | 53089 | EC001744 | EF009470 | Non | 9.0
CEAG Crouse-Hinds | 53089 | EC001744 | EF012176 | Non | 9.0
CEAG Crouse-Hinds | 53089 | EC001744 | EF009351 | EV008474 | 9.0
CEAG Crouse-Hinds | 53089 | EC001744 | EF000197 | Non | 9.0
CEAG Crouse-Hinds | 53089 | EC001744 | EF001203 | Non | 9.0
CEAG Crouse-Hinds | 53089 | EC001744 | EF002423 | EV011515 | 9.0
CEAG Crouse-Hinds | 53089 | EC001744 | EF005905 | Oui | 9.0
CEAG Crouse-Hinds | 53089 | EC001744 | EF000048 | EV000494 | 9.0
CEAG Crouse-Hinds | 53089 | EC001744 | EF001596 | EV000072 | 9.0
CEAG Crouse-Hinds | 53089 | EC001744 | EF000139 | EV000113 | 9.0
CEAG Crouse-Hinds | 53089 | EC001744 | EF000136 | EV000270 | 9.0
CEAG Crouse-Hinds | 53089 | EC001744 | EF004284 | EV006823 | 9.0
CEAG Crouse-Hinds | 53089 | EC001744 | EF008705 | Non | 9.0
CEAG Crouse-Hinds | 53089 | EC001744 | EF000187 | EV000460 | 9.0
CEAG Crouse-Hinds | 53089 | EC001744 | EF005127 | 100 - 277 | 9.0
CEAG Crouse-Hinds | 53089 | EC001744 | EF000381 | EV011530 | 9.0
CEAG Crouse-Hinds | 53089 | EC001744 | EF007556 | Oui | 9.0
CEAG Crouse-Hinds | 53089 | EC001744 | EF016286 | Oui | 9.0
CEAG Crouse-Hinds | 53089 | EC001744 | EF012152 | Non | 9.0
CEAG Crouse-Hinds | 53089 | EC001744 | EF012153 | Non | 9.0
CEAG Crouse-Hinds | 53089 | EC001744 | EF015824 | Non | 9.0
CEAG Crouse-Hinds | 53089 | EC001744 | EF012154 | Non | 9.0
CEAG Crouse-Hinds | 53089 | EC001744 | EF012155 | Non | 9.0
CEAG Crouse-Hinds | 53089 | EC001744 | EF012188 | Non | 9.0
CEAG Crouse-Hinds | 53089 | EC001744 | EF012156 | Non | 9.0
CEAG Crouse-Hinds | 53089 | EC001744 | EF012158 | Non | 9.0
CEAG Crouse-Hinds | 53089 | EC001744 | EF012159 | Non | 9.0
CEAG Crouse-Hinds | 53089 | EC001744 | EF012160 | Non | 9.0
CEAG Crouse-Hinds | 53089 | EC001744 | EF012161 | Non | 9.0
CEAG Crouse-Hinds | 53089 | EC001744 | EF012162 | Non | 9.0
CEAG Crouse-Hinds | 53089 | EC001744 | EF012163 | Non | 9.0
CEAG Crouse-Hinds | 53089 | EC001744 | EF012164 | Non | 9.0
CEAG Crouse-Hinds | 53089 | EC001744 | EF012165 | Non | 9.0
CEAG Crouse-Hinds | 53089 | EC001744 | EF012166 | Non | 9.0
CEAG Crouse-Hinds | 53089 | EC001744 | EF012167 | Non | 9.0
CEAG Crouse-Hinds | 53089 | EC001744 | EF012168 | Non | 9.0
CEAG Crouse-Hinds | 53089 | EC001744 | EF012169 | Oui | 9.0
CEAG Crouse-Hinds | 53089 | EC001744 | EF000036 | EV000154 | 9.0
CEAG Crouse-Hinds | 53089 | EC001744 | EF012170 | EV000494 | 9.0
CEAG Crouse-Hinds | 53089 | EC001744 | EF004283 | EV000181 | 9.0
CEAG Crouse-Hinds | 53089 | EC001744 | EF002632 | EV000202 | 9.0
CEAG Crouse-Hinds | 53089 | EC001744 | EF008157 | EV011534 | 9.0
CEAG Crouse-Hinds | 53089 | EC001744 | EF004282 | EV000090 | 9.0
CEAG Crouse-Hinds | 53089 | EC001744 | EF016835 | EV005787 | 9.0
CEAG Crouse-Hinds | 53089 | EC001744 | EF011947 | 20 | 9.0
CEAG Crouse-Hinds | 53089 | EC001744 | EF011870 | 60000 | 9.0
CEAG Crouse-Hinds | 53089 | EC001744 | EF009482 | Non | 9.0
CEAG Crouse-Hinds | 53089 | EC001744 | EF005474 | EV006422 | 9.0
CEAG Crouse-Hinds | 53089 | EC001744 | EF011959 | EV014040 | 9.0
CEAG Crouse-Hinds | 53089 | EC001744 | EF000004 | EV000582 | 9.0
CEAG Crouse-Hinds | 53089 | EC001744 | EF012090 | -40 - 65 | 9.0
CEAG Crouse-Hinds | 53089 | EC001744 | EF009350 | EV000202 | 9.0
CEAG Crouse-Hinds | 53089 | EC001744 | EF009346 | 5000 - 5000 | 9.0
CEAG Crouse-Hinds | 53089 | EC001744 | EF000442 | EV003582 | 9.0
CEAG Crouse-Hinds | 53089 | EC001744 | EF009349 | 9261 | 9.0
CEAG Crouse-Hinds | 53089 | EC001744 | EF025740 | 0,9 | 9.0
CEAG Crouse-Hinds | 53089 | EC001744 | EF016261 | EV004175 | 9.0
CEAG Crouse-Hinds | 53089 | EC001744 | EF016262 | EV004175 | 9.0
CEAG Crouse-Hinds | 53089 | EC001744 | EF016263 | EV004175 | 9.0
CEAG Crouse-Hinds | 53089 | EC001744 | EF000008 | 288 | 9.0
CEAG Crouse-Hinds | 53089 | EC001744 | EF001456 | 409 | 9.0
CEAG Crouse-Hinds | 53089 | EC001744 | EF001438 | 250 | 9.0
CEAG Crouse-Hinds | 53089 | EC001744 | EF011868 | EV015019 | 9.0
CEAG Crouse-Hinds | 53089 | EC001744 | EF001391 | 3 | 9.0
CEAG Crouse-Hinds | 53089 | EC001744 | EF000085 | 6 | 9.0
CEAG Crouse-Hinds | 53089 | EC001744 | EF008200 | 1,5 - 6 | 9.0
CEAG Crouse-Hinds | 53089 | EC001744 | EF000124 | EV006494 | 9.0
CEAG Crouse-Hinds | 53089 | EC001744 | EF006420 | Non | 9.0
CEAG Crouse-Hinds | 53089 | EC001744 | EF005138 | Non | 9.0
CEAG Crouse-Hinds | 53089 | EC001744 | EF012091 | EV000494 | 9.0
CEAG Crouse-Hinds | 53089 | EC001744 | EF012172 | 162 | 9.0
CEAG Crouse-Hinds | 53089 | EC001744 | EF011948 | EV014022 | 9.0
CEAG Crouse-Hinds | 53089 | EC001744 | EF007694 | Non | 9.0
CEAG Crouse-Hinds | 53089 | EC001744 | EF006423 | Non | 9.0
CEAG Crouse-Hinds | 53089 | EC001744 | EF011072 | Non | 9.0
CEAG Crouse-Hinds | 53089 | EC001744 | EF014925 | Non | 9.0
CEAG Crouse-Hinds | 53089 | EC001744 | EF013759 | Non | 9.0
CEAG Crouse-Hinds | 53089 | EC001744 | EF014926 | Non | 9.0
CEAG Crouse-Hinds | 53089 | EC001744 | EF014927 | Non | 9.0
CEAG Crouse-Hinds | 53090 | EC001744 | EF007793 | Oui | 9.0
CEAG Crouse-Hinds | 53090 | EC001744 | EF006760 | Non | 9.0
CEAG Crouse-Hinds | 53090 | EC001744 | EF000664 | Oui | 9.0
CEAG Crouse-Hinds | 53090 | EC001744 | EF001265 | Non | 9.0
CEAG Crouse-Hinds | 53090 | EC001744 | EF021180 | Oui | 9.0
CEAG Crouse-Hinds | 53090 | EC001744 | EF009352 | Non | 9.0
CEAG Crouse-Hinds | 53090 | EC001744 | EF009353 | Non | 9.0
CEAG Crouse-Hinds | 53090 | EC001744 | EF009354 | Non | 9.0
CEAG Crouse-Hinds | 53090 | EC001744 | EF009470 | Non | 9.0
CEAG Crouse-Hinds | 53090 | EC001744 | EF012176 | Non | 9.0
CEAG Crouse-Hinds | 53090 | EC001744 | EF009351 | EV008474 | 9.0
CEAG Crouse-Hinds | 53090 | EC001744 | EF000197 | Non | 9.0
CEAG Crouse-Hinds | 53090 | EC001744 | EF001203 | Non | 9.0
CEAG Crouse-Hinds | 53090 | EC001744 | EF002423 | EV011515 | 9.0
CEAG Crouse-Hinds | 53090 | EC001744 | EF005905 | Oui | 9.0
CEAG Crouse-Hinds | 53090 | EC001744 | EF000048 | EV000494 | 9.0
CEAG Crouse-Hinds | 53090 | EC001744 | EF001596 | EV000072 | 9.0
CEAG Crouse-Hinds | 53090 | EC001744 | EF000139 | EV000113 | 9.0
CEAG Crouse-Hinds | 53090 | EC001744 | EF000136 | EV000270 | 9.0
CEAG Crouse-Hinds | 53090 | EC001744 | EF004284 | EV006823 | 9.0
CEAG Crouse-Hinds | 53090 | EC001744 | EF008705 | Non | 9.0
CEAG Crouse-Hinds | 53090 | EC001744 | EF000187 | EV000460 | 9.0
CEAG Crouse-Hinds | 53090 | EC001744 | EF005127 | 100 - 277 | 9.0
CEAG Crouse-Hinds | 53090 | EC001744 | EF000381 | EV011530 | 9.0
CEAG Crouse-Hinds | 53090 | EC001744 | EF007556 | Oui | 9.0
CEAG Crouse-Hinds | 53090 | EC001744 | EF016286 | Oui | 9.0
CEAG Crouse-Hinds | 53090 | EC001744 | EF012152 | Non | 9.0
CEAG Crouse-Hinds | 53090 | EC001744 | EF012153 | Non | 9.0
CEAG Crouse-Hinds | 53090 | EC001744 | EF015824 | Non | 9.0
CEAG Crouse-Hinds | 53090 | EC001744 | EF012154 | Non | 9.0
CEAG Crouse-Hinds | 53090 | EC001744 | EF012155 | Non | 9.0
CEAG Crouse-Hinds | 53090 | EC001744 | EF012188 | Non | 9.0
CEAG Crouse-Hinds | 53090 | EC001744 | EF012156 | Non | 9.0
CEAG Crouse-Hinds | 53090 | EC001744 | EF012158 | Non | 9.0
CEAG Crouse-Hinds | 53090 | EC001744 | EF012159 | Non | 9.0
CEAG Crouse-Hinds | 53090 | EC001744 | EF012160 | Non | 9.0
CEAG Crouse-Hinds | 53090 | EC001744 | EF012161 | Non | 9.0
CEAG Crouse-Hinds | 53090 | EC001744 | EF012162 | Non | 9.0
CEAG Crouse-Hinds | 53090 | EC001744 | EF012163 | Non | 9.0
CEAG Crouse-Hinds | 53090 | EC001744 | EF012164 | Non | 9.0
CEAG Crouse-Hinds | 53090 | EC001744 | EF012165 | Non | 9.0
CEAG Crouse-Hinds | 53090 | EC001744 | EF012166 | Non | 9.0
CEAG Crouse-Hinds | 53090 | EC001744 | EF012167 | Non | 9.0
CEAG Crouse-Hinds | 53090 | EC001744 | EF012168 | Non | 9.0
CEAG Crouse-Hinds | 53090 | EC001744 | EF012169 | Oui | 9.0
CEAG Crouse-Hinds | 53090 | EC001744 | EF000036 | EV000154 | 9.0
CEAG Crouse-Hinds | 53090 | EC001744 | EF012170 | EV000494 | 9.0
CEAG Crouse-Hinds | 53090 | EC001744 | EF004283 | EV000181 | 9.0
CEAG Crouse-Hinds | 53090 | EC001744 | EF002632 | EV000202 | 9.0
CEAG Crouse-Hinds | 53090 | EC001744 | EF008157 | EV011534 | 9.0
CEAG Crouse-Hinds | 53090 | EC001744 | EF004282 | EV000090 | 9.0
CEAG Crouse-Hinds | 53090 | EC001744 | EF016835 | EV005787 | 9.0
CEAG Crouse-Hinds | 53090 | EC001744 | EF011947 | 20 | 9.0
CEAG Crouse-Hinds | 53090 | EC001744 | EF011870 | 60000 | 9.0
CEAG Crouse-Hinds | 53090 | EC001744 | EF009482 | Non | 9.0
CEAG Crouse-Hinds | 53090 | EC001744 | EF005474 | EV006422 | 9.0
CEAG Crouse-Hinds | 53090 | EC001744 | EF011959 | EV014040 | 9.0
CEAG Crouse-Hinds | 53090 | EC001744 | EF000004 | EV000582 | 9.0
CEAG Crouse-Hinds | 53090 | EC001744 | EF012090 | -40 - 65 | 9.0
CEAG Crouse-Hinds | 53090 | EC001744 | EF009350 | EV000202 | 9.0
CEAG Crouse-Hinds | 53090 | EC001744 | EF009346 | 5000 - 5000 | 9.0
CEAG Crouse-Hinds | 53090 | EC001744 | EF000442 | EV003582 | 9.0
CEAG Crouse-Hinds | 53090 | EC001744 | EF009349 | 11602 | 9.0
CEAG Crouse-Hinds | 53090 | EC001744 | EF025740 | 0,9 | 9.0
CEAG Crouse-Hinds | 53090 | EC001744 | EF016261 | EV004175 | 9.0
CEAG Crouse-Hinds | 53090 | EC001744 | EF016262 | EV004175 | 9.0
CEAG Crouse-Hinds | 53090 | EC001744 | EF016263 | EV004175 | 9.0
CEAG Crouse-Hinds | 53090 | EC001744 | EF000008 | 288 | 9.0
CEAG Crouse-Hinds | 53090 | EC001744 | EF001456 | 409 | 9.0
CEAG Crouse-Hinds | 53090 | EC001744 | EF001438 | 250 | 9.0
CEAG Crouse-Hinds | 53090 | EC001744 | EF011868 | EV015019 | 9.0
CEAG Crouse-Hinds | 53090 | EC001744 | EF001391 | 3 | 9.0
CEAG Crouse-Hinds | 53090 | EC001744 | EF000085 | 6 | 9.0
CEAG Crouse-Hinds | 53090 | EC001744 | EF008200 | 1,5 - 6 | 9.0
CEAG Crouse-Hinds | 53090 | EC001744 | EF000124 | EV006494 | 9.0
CEAG Crouse-Hinds | 53090 | EC001744 | EF006420 | Non | 9.0
CEAG Crouse-Hinds | 53090 | EC001744 | EF005138 | Non | 9.0
CEAG Crouse-Hinds | 53090 | EC001744 | EF012091 | EV000494 | 9.0
CEAG Crouse-Hinds | 53090 | EC001744 | EF012172 | 158 | 9.0
CEAG Crouse-Hinds | 53090 | EC001744 | EF011948 | EV014022 | 9.0
CEAG Crouse-Hinds | 53090 | EC001744 | EF007694 | Non | 9.0
CEAG Crouse-Hinds | 53090 | EC001744 | EF006423 | Non | 9.0
CEAG Crouse-Hinds | 53090 | EC001744 | EF011072 | Non | 9.0
CEAG Crouse-Hinds | 53090 | EC001744 | EF014925 | Non | 9.0
CEAG Crouse-Hinds | 53090 | EC001744 | EF013759 | Non | 9.0
CEAG Crouse-Hinds | 53090 | EC001744 | EF014926 | Non | 9.0
CEAG Crouse-Hinds | 53090 | EC001744 | EF014927 | Non | 9.0
CEAG Crouse-Hinds | 53091 | EC001744 | EF007793 | Oui | 9.0
CEAG Crouse-Hinds | 53091 | EC001744 | EF006760 | Non | 9.0
CEAG Crouse-Hinds | 53091 | EC001744 | EF000664 | Oui | 9.0
CEAG Crouse-Hinds | 53091 | EC001744 | EF001265 | Non | 9.0
CEAG Crouse-Hinds | 53091 | EC001744 | EF021180 | Oui | 9.0
CEAG Crouse-Hinds | 53091 | EC001744 | EF009352 | Non | 9.0
CEAG Crouse-Hinds | 53091 | EC001744 | EF009353 | Non | 9.0
CEAG Crouse-Hinds | 53091 | EC001744 | EF009354 | Non | 9.0
CEAG Crouse-Hinds | 53091 | EC001744 | EF009470 | Non | 9.0
CEAG Crouse-Hinds | 53091 | EC001744 | EF012176 | Non | 9.0
CEAG Crouse-Hinds | 53091 | EC001744 | EF009351 | EV008474 | 9.0
CEAG Crouse-Hinds | 53091 | EC001744 | EF000197 | Non | 9.0
CEAG Crouse-Hinds | 53091 | EC001744 | EF001203 | Non | 9.0
CEAG Crouse-Hinds | 53091 | EC001744 | EF002423 | EV011515 | 9.0
CEAG Crouse-Hinds | 53091 | EC001744 | EF005905 | Oui | 9.0
CEAG Crouse-Hinds | 53091 | EC001744 | EF000048 | EV000494 | 9.0
CEAG Crouse-Hinds | 53091 | EC001744 | EF001596 | EV000072 | 9.0
CEAG Crouse-Hinds | 53091 | EC001744 | EF000139 | EV000113 | 9.0
CEAG Crouse-Hinds | 53091 | EC001744 | EF000136 | EV000270 | 9.0
CEAG Crouse-Hinds | 53091 | EC001744 | EF004284 | EV006823 | 9.0
CEAG Crouse-Hinds | 53091 | EC001744 | EF008705 | Non | 9.0
CEAG Crouse-Hinds | 53091 | EC001744 | EF000187 | EV000460 | 9.0
CEAG Crouse-Hinds | 53091 | EC001744 | EF005127 | 100 - 277 | 9.0
CEAG Crouse-Hinds | 53091 | EC001744 | EF000381 | EV011530 | 9.0
CEAG Crouse-Hinds | 53091 | EC001744 | EF007556 | Oui | 9.0
CEAG Crouse-Hinds | 53091 | EC001744 | EF016286 | Oui | 9.0
CEAG Crouse-Hinds | 53091 | EC001744 | EF012152 | Non | 9.0
CEAG Crouse-Hinds | 53091 | EC001744 | EF012153 | Non | 9.0
CEAG Crouse-Hinds | 53091 | EC001744 | EF015824 | Non | 9.0
CEAG Crouse-Hinds | 53091 | EC001744 | EF012154 | Non | 9.0
CEAG Crouse-Hinds | 53091 | EC001744 | EF012155 | Non | 9.0
CEAG Crouse-Hinds | 53091 | EC001744 | EF012188 | Non | 9.0
CEAG Crouse-Hinds | 53091 | EC001744 | EF012156 | Non | 9.0
CEAG Crouse-Hinds | 53091 | EC001744 | EF012158 | Non | 9.0
CEAG Crouse-Hinds | 53091 | EC001744 | EF012159 | Non | 9.0
CEAG Crouse-Hinds | 53091 | EC001744 | EF012160 | Non | 9.0
CEAG Crouse-Hinds | 53091 | EC001744 | EF012161 | Non | 9.0
CEAG Crouse-Hinds | 53091 | EC001744 | EF012162 | Non | 9.0
CEAG Crouse-Hinds | 53091 | EC001744 | EF012163 | Non | 9.0
CEAG Crouse-Hinds | 53091 | EC001744 | EF012164 | Non | 9.0
CEAG Crouse-Hinds | 53091 | EC001744 | EF012165 | Non | 9.0
CEAG Crouse-Hinds | 53091 | EC001744 | EF012166 | Non | 9.0
CEAG Crouse-Hinds | 53091 | EC001744 | EF012167 | Non | 9.0
CEAG Crouse-Hinds | 53091 | EC001744 | EF012168 | Non | 9.0
CEAG Crouse-Hinds | 53091 | EC001744 | EF012169 | Oui | 9.0
CEAG Crouse-Hinds | 53091 | EC001744 | EF000036 | EV000154 | 9.0
CEAG Crouse-Hinds | 53091 | EC001744 | EF012170 | EV000494 | 9.0
CEAG Crouse-Hinds | 53091 | EC001744 | EF004283 | EV000181 | 9.0
CEAG Crouse-Hinds | 53091 | EC001744 | EF002632 | EV000202 | 9.0
CEAG Crouse-Hinds | 53091 | EC001744 | EF008157 | EV011534 | 9.0
CEAG Crouse-Hinds | 53091 | EC001744 | EF004282 | EV000090 | 9.0
CEAG Crouse-Hinds | 53091 | EC001744 | EF016835 | EV005787 | 9.0
CEAG Crouse-Hinds | 53091 | EC001744 | EF011947 | 20 | 9.0
CEAG Crouse-Hinds | 53091 | EC001744 | EF011870 | 60000 | 9.0
CEAG Crouse-Hinds | 53091 | EC001744 | EF009482 | Non | 9.0
CEAG Crouse-Hinds | 53091 | EC001744 | EF005474 | EV006422 | 9.0
CEAG Crouse-Hinds | 53091 | EC001744 | EF011959 | EV014040 | 9.0
CEAG Crouse-Hinds | 53091 | EC001744 | EF000004 | EV000582 | 9.0
CEAG Crouse-Hinds | 53091 | EC001744 | EF012090 | -40 - 65 | 9.0
CEAG Crouse-Hinds | 53091 | EC001744 | EF009350 | EV000202 | 9.0
CEAG Crouse-Hinds | 53091 | EC001744 | EF009346 | 5000 - 5000 | 9.0
CEAG Crouse-Hinds | 53091 | EC001744 | EF000442 | EV003582 | 9.0
CEAG Crouse-Hinds | 53091 | EC001744 | EF009349 | 13581 | 9.0
CEAG Crouse-Hinds | 53091 | EC001744 | EF025740 | 0,9 | 9.0
CEAG Crouse-Hinds | 53091 | EC001744 | EF016261 | EV004175 | 9.0
CEAG Crouse-Hinds | 53091 | EC001744 | EF016262 | EV004175 | 9.0
CEAG Crouse-Hinds | 53091 | EC001744 | EF016263 | EV004175 | 9.0
CEAG Crouse-Hinds | 53091 | EC001744 | EF000008 | 288 | 9.0
CEAG Crouse-Hinds | 53091 | EC001744 | EF001456 | 409 | 9.0
CEAG Crouse-Hinds | 53091 | EC001744 | EF001438 | 250 | 9.0
CEAG Crouse-Hinds | 53091 | EC001744 | EF011868 | EV015019 | 9.0
CEAG Crouse-Hinds | 53091 | EC001744 | EF001391 | 3 | 9.0
CEAG Crouse-Hinds | 53091 | EC001744 | EF000085 | 6 | 9.0
CEAG Crouse-Hinds | 53091 | EC001744 | EF008200 | 1,5 - 6 | 9.0
CEAG Crouse-Hinds | 53091 | EC001744 | EF000124 | EV006494 | 9.0
CEAG Crouse-Hinds | 53091 | EC001744 | EF006420 | Non | 9.0
CEAG Crouse-Hinds | 53091 | EC001744 | EF005138 | Non | 9.0
CEAG Crouse-Hinds | 53091 | EC001744 | EF012091 | EV000494 | 9.0
CEAG Crouse-Hinds | 53091 | EC001744 | EF012172 | 154 | 9.0
CEAG Crouse-Hinds | 53091 | EC001744 | EF011948 | EV014022 | 9.0
CEAG Crouse-Hinds | 53091 | EC001744 | EF007694 | Non | 9.0
CEAG Crouse-Hinds | 53091 | EC001744 | EF006423 | Non | 9.0
CEAG Crouse-Hinds | 53091 | EC001744 | EF011072 | Non | 9.0
CEAG Crouse-Hinds | 53091 | EC001744 | EF014925 | Non | 9.0
CEAG Crouse-Hinds | 53091 | EC001744 | EF013759 | Non | 9.0
CEAG Crouse-Hinds | 53091 | EC001744 | EF014926 | Non | 9.0
CEAG Crouse-Hinds | 53091 | EC001744 | EF014927 | Non | 9.0
CEAG Crouse-Hinds | 53092 | EC001744 | EF007793 | Oui | 9.0
CEAG Crouse-Hinds | 53092 | EC001744 | EF006760 | Non | 9.0
CEAG Crouse-Hinds | 53092 | EC001744 | EF000664 | Oui | 9.0
CEAG Crouse-Hinds | 53092 | EC001744 | EF001265 | Non | 9.0
CEAG Crouse-Hinds | 53092 | EC001744 | EF021180 | Oui | 9.0
CEAG Crouse-Hinds | 53092 | EC001744 | EF009352 | Non | 9.0
CEAG Crouse-Hinds | 53092 | EC001744 | EF009353 | Non | 9.0
CEAG Crouse-Hinds | 53092 | EC001744 | EF009354 | Non | 9.0
CEAG Crouse-Hinds | 53092 | EC001744 | EF009470 | Non | 9.0
CEAG Crouse-Hinds | 53092 | EC001744 | EF012176 | Non | 9.0
CEAG Crouse-Hinds | 53092 | EC001744 | EF009351 | EV008474 | 9.0
CEAG Crouse-Hinds | 53092 | EC001744 | EF000197 | Non | 9.0
CEAG Crouse-Hinds | 53092 | EC001744 | EF001203 | Non | 9.0
CEAG Crouse-Hinds | 53092 | EC001744 | EF002423 | EV011515 | 9.0
CEAG Crouse-Hinds | 53092 | EC001744 | EF005905 | Oui | 9.0
CEAG Crouse-Hinds | 53092 | EC001744 | EF000048 | EV000494 | 9.0
CEAG Crouse-Hinds | 53092 | EC001744 | EF001596 | EV000072 | 9.0
CEAG Crouse-Hinds | 53092 | EC001744 | EF000139 | EV000113 | 9.0
CEAG Crouse-Hinds | 53092 | EC001744 | EF000136 | EV000270 | 9.0
CEAG Crouse-Hinds | 53092 | EC001744 | EF004284 | EV006823 | 9.0
CEAG Crouse-Hinds | 53092 | EC001744 | EF008705 | Non | 9.0
CEAG Crouse-Hinds | 53092 | EC001744 | EF000187 | EV000460 | 9.0
CEAG Crouse-Hinds | 53092 | EC001744 | EF005127 | 100 - 277 | 9.0
CEAG Crouse-Hinds | 53092 | EC001744 | EF000381 | EV011530 | 9.0
CEAG Crouse-Hinds | 53092 | EC001744 | EF007556 | Oui | 9.0
CEAG Crouse-Hinds | 53092 | EC001744 | EF016286 | Oui | 9.0
CEAG Crouse-Hinds | 53092 | EC001744 | EF012152 | Non | 9.0
CEAG Crouse-Hinds | 53092 | EC001744 | EF012153 | Non | 9.0
CEAG Crouse-Hinds | 53092 | EC001744 | EF015824 | Non | 9.0
CEAG Crouse-Hinds | 53092 | EC001744 | EF012154 | Non | 9.0
CEAG Crouse-Hinds | 53092 | EC001744 | EF012155 | Non | 9.0
CEAG Crouse-Hinds | 53092 | EC001744 | EF012188 | Non | 9.0
CEAG Crouse-Hinds | 53092 | EC001744 | EF012156 | Non | 9.0
CEAG Crouse-Hinds | 53092 | EC001744 | EF012158 | Non | 9.0
CEAG Crouse-Hinds | 53092 | EC001744 | EF012159 | Non | 9.0
CEAG Crouse-Hinds | 53092 | EC001744 | EF012160 | Non | 9.0
CEAG Crouse-Hinds | 53092 | EC001744 | EF012161 | Non | 9.0
CEAG Crouse-Hinds | 53092 | EC001744 | EF012162 | Non | 9.0
CEAG Crouse-Hinds | 53092 | EC001744 | EF012163 | Non | 9.0
CEAG Crouse-Hinds | 53092 | EC001744 | EF012164 | Non | 9.0
CEAG Crouse-Hinds | 53092 | EC001744 | EF012165 | Non | 9.0
CEAG Crouse-Hinds | 53092 | EC001744 | EF012166 | Non | 9.0
CEAG Crouse-Hinds | 53092 | EC001744 | EF012167 | Non | 9.0
CEAG Crouse-Hinds | 53092 | EC001744 | EF012168 | Non | 9.0
CEAG Crouse-Hinds | 53092 | EC001744 | EF012169 | Oui | 9.0
CEAG Crouse-Hinds | 53092 | EC001744 | EF000036 | EV000154 | 9.0
CEAG Crouse-Hinds | 53092 | EC001744 | EF012170 | EV000494 | 9.0
CEAG Crouse-Hinds | 53092 | EC001744 | EF004283 | EV000181 | 9.0
CEAG Crouse-Hinds | 53092 | EC001744 | EF002632 | EV000202 | 9.0
CEAG Crouse-Hinds | 53092 | EC001744 | EF008157 | EV011534 | 9.0
CEAG Crouse-Hinds | 53092 | EC001744 | EF004282 | EV000090 | 9.0
CEAG Crouse-Hinds | 53092 | EC001744 | EF016835 | EV005787 | 9.0
CEAG Crouse-Hinds | 53092 | EC001744 | EF011947 | 20 | 9.0
CEAG Crouse-Hinds | 53092 | EC001744 | EF011870 | 60000 | 9.0
CEAG Crouse-Hinds | 53092 | EC001744 | EF009482 | Non | 9.0
CEAG Crouse-Hinds | 53092 | EC001744 | EF005474 | EV006422 | 9.0
CEAG Crouse-Hinds | 53092 | EC001744 | EF011959 | EV014040 | 9.0
CEAG Crouse-Hinds | 53092 | EC001744 | EF000004 | EV000582 | 9.0
CEAG Crouse-Hinds | 53092 | EC001744 | EF012090 | -40 - 65 | 9.0
CEAG Crouse-Hinds | 53092 | EC001744 | EF009350 | EV000202 | 9.0
CEAG Crouse-Hinds | 53092 | EC001744 | EF009346 | 5000 - 5000 | 9.0
CEAG Crouse-Hinds | 53092 | EC001744 | EF000442 | EV003582 | 9.0
CEAG Crouse-Hinds | 53092 | EC001744 | EF009349 | 15845 | 9.0
CEAG Crouse-Hinds | 53092 | EC001744 | EF025740 | 0,9 | 9.0
CEAG Crouse-Hinds | 53092 | EC001744 | EF016261 | EV004175 | 9.0
CEAG Crouse-Hinds | 53092 | EC001744 | EF016262 | EV004175 | 9.0
CEAG Crouse-Hinds | 53092 | EC001744 | EF016263 | EV004175 | 9.0
CEAG Crouse-Hinds | 53092 | EC001744 | EF000008 | 288 | 9.0
CEAG Crouse-Hinds | 53092 | EC001744 | EF001456 | 409 | 9.0
CEAG Crouse-Hinds | 53092 | EC001744 | EF001438 | 250 | 9.0
CEAG Crouse-Hinds | 53092 | EC001744 | EF011868 | EV015019 | 9.0
CEAG Crouse-Hinds | 53092 | EC001744 | EF001391 | 3 | 9.0
CEAG Crouse-Hinds | 53092 | EC001744 | EF000085 | 6 | 9.0
CEAG Crouse-Hinds | 53092 | EC001744 | EF008200 | 1,5 - 6 | 9.0
CEAG Crouse-Hinds | 53092 | EC001744 | EF000124 | EV006494 | 9.0
CEAG Crouse-Hinds | 53092 | EC001744 | EF006420 | Non | 9.0
CEAG Crouse-Hinds | 53092 | EC001744 | EF005138 | Non | 9.0
CEAG Crouse-Hinds | 53092 | EC001744 | EF012091 | EV000494 | 9.0
CEAG Crouse-Hinds | 53092 | EC001744 | EF012172 | 154 | 9.0
CEAG Crouse-Hinds | 53092 | EC001744 | EF011948 | EV014022 | 9.0
CEAG Crouse-Hinds | 53092 | EC001744 | EF007694 | Non | 9.0
CEAG Crouse-Hinds | 53092 | EC001744 | EF006423 | Non | 9.0
CEAG Crouse-Hinds | 53092 | EC001744 | EF011072 | Non | 9.0
CEAG Crouse-Hinds | 53092 | EC001744 | EF014925 | Non | 9.0
CEAG Crouse-Hinds | 53092 | EC001744 | EF013759 | Non | 9.0
CEAG Crouse-Hinds | 53092 | EC001744 | EF014926 | Non | 9.0
CEAG Crouse-Hinds | 53092 | EC001744 | EF014927 | Non | 9.0
CEAG Crouse-Hinds | 53093 | EC001743 | EF004274 | Non | 9.0
CEAG Crouse-Hinds | 53093 | EC001743 | EF007694 | Non | 9.0
CEAG Crouse-Hinds | 53093 | EC001743 | EF002423 | EV011515 | 9.0
CEAG Crouse-Hinds | 53093 | EC001743 | EF005905 | Oui | 9.0
CEAG Crouse-Hinds | 53093 | EC001743 | EF000048 | EV000494 | 9.0
CEAG Crouse-Hinds | 53093 | EC001743 | EF001596 | EV000072 | 9.0
CEAG Crouse-Hinds | 53093 | EC001743 | EF000136 | EV000270 | 9.0
CEAG Crouse-Hinds | 53093 | EC001743 | EF004284 | EV006800 | 9.0
CEAG Crouse-Hinds | 53093 | EC001743 | EF000282 | EV000494 | 9.0
CEAG Crouse-Hinds | 53093 | EC001743 | EF000187 | EV000509 | 9.0
CEAG Crouse-Hinds | 53093 | EC001743 | EF005127 | 100 - 240 | 9.0
CEAG Crouse-Hinds | 53093 | EC001743 | EF000381 | EV011530 | 9.0
CEAG Crouse-Hinds | 53093 | EC001743 | EF007556 | Oui | 9.0
CEAG Crouse-Hinds | 53093 | EC001743 | EF016286 | Oui | 9.0
CEAG Crouse-Hinds | 53093 | EC001743 | EF012152 | Oui | 9.0
CEAG Crouse-Hinds | 53093 | EC001743 | EF012153 | Non | 9.0
CEAG Crouse-Hinds | 53093 | EC001743 | EF012154 | Non | 9.0
CEAG Crouse-Hinds | 53093 | EC001743 | EF015824 | Non | 9.0
CEAG Crouse-Hinds | 53093 | EC001743 | EF012155 | Non | 9.0
CEAG Crouse-Hinds | 53093 | EC001743 | EF012163 | Non | 9.0
CEAG Crouse-Hinds | 53093 | EC001743 | EF012188 | Non | 9.0
CEAG Crouse-Hinds | 53093 | EC001743 | EF012164 | Non | 9.0
CEAG Crouse-Hinds | 53093 | EC001743 | EF012156 | Non | 9.0
CEAG Crouse-Hinds | 53093 | EC001743 | EF012158 | Non | 9.0
CEAG Crouse-Hinds | 53093 | EC001743 | EF012159 | Non | 9.0
CEAG Crouse-Hinds | 53093 | EC001743 | EF012160 | Non | 9.0
CEAG Crouse-Hinds | 53093 | EC001743 | EF012161 | Non | 9.0
CEAG Crouse-Hinds | 53093 | EC001743 | EF012162 | Non | 9.0
CEAG Crouse-Hinds | 53093 | EC001743 | EF012165 | Non | 9.0
CEAG Crouse-Hinds | 53093 | EC001743 | EF012166 | Non | 9.0
CEAG Crouse-Hinds | 53093 | EC001743 | EF012167 | Non | 9.0
CEAG Crouse-Hinds | 53093 | EC001743 | EF012168 | Non | 9.0
CEAG Crouse-Hinds | 53093 | EC001743 | EF012170 | EV000494 | 9.0
CEAG Crouse-Hinds | 53093 | EC001743 | EF000036 | EV000494 | 9.0
CEAG Crouse-Hinds | 53093 | EC001743 | EF004283 | EV000181 | 9.0
CEAG Crouse-Hinds | 53093 | EC001743 | EF004282 | EV000090 | 9.0
CEAG Crouse-Hinds | 53093 | EC001743 | EF016835 | EV005787 | 9.0
CEAG Crouse-Hinds | 53093 | EC001743 | EF011870 | 60000 | 9.0
CEAG Crouse-Hinds | 53093 | EC001743 | EF005474 | EV006422 | 9.0
CEAG Crouse-Hinds | 53093 | EC001743 | EF011959 | EV014040 | 9.0
CEAG Crouse-Hinds | 53093 | EC001743 | EF004293 | EV008784 | 9.0
CEAG Crouse-Hinds | 53093 | EC001743 | EF000004 | EV000582 | 9.0
CEAG Crouse-Hinds | 53093 | EC001743 | EF006420 | Non | 9.0
CEAG Crouse-Hinds | 53093 | EC001743 | EF004275 | Non | 9.0
CEAG Crouse-Hinds | 53093 | EC001743 | EF005138 | Non | 9.0
CEAG Crouse-Hinds | 53093 | EC001743 | EF012091 | EV000494 | 9.0
CEAG Crouse-Hinds | 53093 | EC001743 | EF009347 | 92 | 9.0
CEAG Crouse-Hinds | 53093 | EC001743 | EF009349 | 11114 | 9.0
CEAG Crouse-Hinds | 53093 | EC001743 | EF009350 | EV000202 | 9.0
CEAG Crouse-Hinds | 53093 | EC001743 | EF012172 | 122 | 9.0
CEAG Crouse-Hinds | 53093 | EC001743 | EF009346 | 5000 - 5000 | 9.0
CEAG Crouse-Hinds | 53093 | EC001743 | EF000442 | EV003582 | 9.0
CEAG Crouse-Hinds | 53093 | EC001743 | EF025740 | 0,9 | 9.0
CEAG Crouse-Hinds | 53093 | EC001743 | EF009482 | Non | 9.0
CEAG Crouse-Hinds | 53093 | EC001743 | EF016261 | EV004175 | 9.0
CEAG Crouse-Hinds | 53093 | EC001743 | EF016262 | EV004175 | 9.0
CEAG Crouse-Hinds | 53093 | EC001743 | EF016263 | EV004175 | 9.0
CEAG Crouse-Hinds | 53093 | EC001743 | EF001456 | 229 | 9.0
CEAG Crouse-Hinds | 53093 | EC001743 | EF000551 | 259 | 9.0
CEAG Crouse-Hinds | 53093 | EC001743 | EF011868 | EV015019 | 9.0
CEAG Crouse-Hinds | 53093 | EC001743 | EF001391 | 3 | 9.0
CEAG Crouse-Hinds | 53093 | EC001743 | EF000085 | 4 | 9.0
CEAG Crouse-Hinds | 53093 | EC001743 | EF000124 | EV006494 | 9.0
CEAG Crouse-Hinds | 53093 | EC001743 | EF014925 | Non | 9.0
CEAG Crouse-Hinds | 53093 | EC001743 | EF014926 | Non | 9.0
CEAG Crouse-Hinds | 53093 | EC001743 | EF014927 | Non | 9.0
CEAG Crouse-Hinds | 53093 | EC001743 | EF011072 | Non | 9.0
CEAG Crouse-Hinds | 53093 | EC001743 | EF013759 | Non | 9.0
CEAG Crouse-Hinds | 53094 | EC001743 | EF004274 | Non | 9.0
CEAG Crouse-Hinds | 53094 | EC001743 | EF007694 | Non | 9.0
CEAG Crouse-Hinds | 53094 | EC001743 | EF002423 | EV011515 | 9.0
CEAG Crouse-Hinds | 53094 | EC001743 | EF005905 | Oui | 9.0
CEAG Crouse-Hinds | 53094 | EC001743 | EF000048 | EV000494 | 9.0
CEAG Crouse-Hinds | 53094 | EC001743 | EF001596 | EV000072 | 9.0
CEAG Crouse-Hinds | 53094 | EC001743 | EF000136 | EV000270 | 9.0
CEAG Crouse-Hinds | 53094 | EC001743 | EF004284 | EV006800 | 9.0
CEAG Crouse-Hinds | 53094 | EC001743 | EF000282 | EV000494 | 9.0
CEAG Crouse-Hinds | 53094 | EC001743 | EF000187 | EV000509 | 9.0
CEAG Crouse-Hinds | 53094 | EC001743 | EF005127 | 100 - 240 | 9.0
CEAG Crouse-Hinds | 53094 | EC001743 | EF000381 | EV011530 | 9.0
CEAG Crouse-Hinds | 53094 | EC001743 | EF007556 | Oui | 9.0
CEAG Crouse-Hinds | 53094 | EC001743 | EF016286 | Oui | 9.0
CEAG Crouse-Hinds | 53094 | EC001743 | EF012152 | Oui | 9.0
CEAG Crouse-Hinds | 53094 | EC001743 | EF012153 | Non | 9.0
CEAG Crouse-Hinds | 53094 | EC001743 | EF012154 | Non | 9.0
CEAG Crouse-Hinds | 53094 | EC001743 | EF015824 | Non | 9.0
CEAG Crouse-Hinds | 53094 | EC001743 | EF012155 | Non | 9.0
CEAG Crouse-Hinds | 53094 | EC001743 | EF012163 | Non | 9.0
CEAG Crouse-Hinds | 53094 | EC001743 | EF012188 | Non | 9.0
CEAG Crouse-Hinds | 53094 | EC001743 | EF012164 | Non | 9.0
CEAG Crouse-Hinds | 53094 | EC001743 | EF012156 | Non | 9.0
CEAG Crouse-Hinds | 53094 | EC001743 | EF012158 | Non | 9.0
CEAG Crouse-Hinds | 53094 | EC001743 | EF012159 | Non | 9.0
CEAG Crouse-Hinds | 53094 | EC001743 | EF012160 | Non | 9.0
CEAG Crouse-Hinds | 53094 | EC001743 | EF012161 | Non | 9.0
CEAG Crouse-Hinds | 53094 | EC001743 | EF012162 | Non | 9.0
CEAG Crouse-Hinds | 53094 | EC001743 | EF012165 | Non | 9.0
CEAG Crouse-Hinds | 53094 | EC001743 | EF012166 | Non | 9.0
CEAG Crouse-Hinds | 53094 | EC001743 | EF012167 | Non | 9.0
CEAG Crouse-Hinds | 53094 | EC001743 | EF012168 | Non | 9.0
CEAG Crouse-Hinds | 53094 | EC001743 | EF012170 | EV000494 | 9.0
CEAG Crouse-Hinds | 53094 | EC001743 | EF000036 | EV000494 | 9.0
CEAG Crouse-Hinds | 53094 | EC001743 | EF004283 | EV000181 | 9.0
CEAG Crouse-Hinds | 53094 | EC001743 | EF004282 | EV000090 | 9.0
CEAG Crouse-Hinds | 53094 | EC001743 | EF016835 | EV005787 | 9.0
CEAG Crouse-Hinds | 53094 | EC001743 | EF011870 | 60000 | 9.0
CEAG Crouse-Hinds | 53094 | EC001743 | EF005474 | EV006422 | 9.0
CEAG Crouse-Hinds | 53094 | EC001743 | EF011959 | EV014040 | 9.0
CEAG Crouse-Hinds | 53094 | EC001743 | EF004293 | EV008784 | 9.0
CEAG Crouse-Hinds | 53094 | EC001743 | EF000004 | EV000582 | 9.0
CEAG Crouse-Hinds | 53094 | EC001743 | EF006420 | Non | 9.0
CEAG Crouse-Hinds | 53094 | EC001743 | EF004275 | Non | 9.0
CEAG Crouse-Hinds | 53094 | EC001743 | EF005138 | Non | 9.0
CEAG Crouse-Hinds | 53094 | EC001743 | EF012091 | EV000494 | 9.0
CEAG Crouse-Hinds | 53094 | EC001743 | EF009347 | 95 | 9.0
CEAG Crouse-Hinds | 53094 | EC001743 | EF009349 | 13100 | 9.0
CEAG Crouse-Hinds | 53094 | EC001743 | EF009350 | EV000202 | 9.0
CEAG Crouse-Hinds | 53094 | EC001743 | EF012172 | 142 | 9.0
CEAG Crouse-Hinds | 53094 | EC001743 | EF009346 | 5000 - 5000 | 9.0
CEAG Crouse-Hinds | 53094 | EC001743 | EF000442 | EV003582 | 9.0
CEAG Crouse-Hinds | 53094 | EC001743 | EF025740 | 0,9 | 9.0
CEAG Crouse-Hinds | 53094 | EC001743 | EF009482 | Non | 9.0
CEAG Crouse-Hinds | 53094 | EC001743 | EF016261 | EV004175 | 9.0
CEAG Crouse-Hinds | 53094 | EC001743 | EF016262 | EV004175 | 9.0
CEAG Crouse-Hinds | 53094 | EC001743 | EF016263 | EV004175 | 9.0
CEAG Crouse-Hinds | 53094 | EC001743 | EF001456 | 229 | 9.0
CEAG Crouse-Hinds | 53094 | EC001743 | EF000551 | 259 | 9.0
CEAG Crouse-Hinds | 53094 | EC001743 | EF011868 | EV015019 | 9.0
CEAG Crouse-Hinds | 53094 | EC001743 | EF001391 | 3 | 9.0
CEAG Crouse-Hinds | 53094 | EC001743 | EF000085 | 4 | 9.0
CEAG Crouse-Hinds | 53094 | EC001743 | EF000124 | EV006494 | 9.0
CEAG Crouse-Hinds | 53094 | EC001743 | EF014925 | Non | 9.0
CEAG Crouse-Hinds | 53094 | EC001743 | EF014926 | Non | 9.0
CEAG Crouse-Hinds | 53094 | EC001743 | EF014927 | Non | 9.0
CEAG Crouse-Hinds | 53094 | EC001743 | EF011072 | Non | 9.0
CEAG Crouse-Hinds | 53094 | EC001743 | EF013759 | Non | 9.0
CEAG Crouse-Hinds | 53095 | EC001743 | EF004274 | Non | 9.0
CEAG Crouse-Hinds | 53095 | EC001743 | EF007694 | Non | 9.0
CEAG Crouse-Hinds | 53095 | EC001743 | EF002423 | EV011515 | 9.0
CEAG Crouse-Hinds | 53095 | EC001743 | EF005905 | Oui | 9.0
CEAG Crouse-Hinds | 53095 | EC001743 | EF000048 | EV000494 | 9.0
CEAG Crouse-Hinds | 53095 | EC001743 | EF001596 | EV000072 | 9.0
CEAG Crouse-Hinds | 53095 | EC001743 | EF000136 | EV000270 | 9.0
CEAG Crouse-Hinds | 53095 | EC001743 | EF004284 | EV006800 | 9.0
CEAG Crouse-Hinds | 53095 | EC001743 | EF000282 | EV000494 | 9.0
CEAG Crouse-Hinds | 53095 | EC001743 | EF000187 | EV000509 | 9.0
CEAG Crouse-Hinds | 53095 | EC001743 | EF005127 | 100 - 277 | 9.0
CEAG Crouse-Hinds | 53095 | EC001743 | EF000381 | EV011530 | 9.0
CEAG Crouse-Hinds | 53095 | EC001743 | EF007556 | Oui | 9.0
CEAG Crouse-Hinds | 53095 | EC001743 | EF016286 | Oui | 9.0
CEAG Crouse-Hinds | 53095 | EC001743 | EF012152 | Oui | 9.0
CEAG Crouse-Hinds | 53095 | EC001743 | EF012153 | Non | 9.0
CEAG Crouse-Hinds | 53095 | EC001743 | EF012154 | Non | 9.0
CEAG Crouse-Hinds | 53095 | EC001743 | EF015824 | Non | 9.0
CEAG Crouse-Hinds | 53095 | EC001743 | EF012155 | Non | 9.0
CEAG Crouse-Hinds | 53095 | EC001743 | EF012163 | Non | 9.0
CEAG Crouse-Hinds | 53095 | EC001743 | EF012188 | Non | 9.0
CEAG Crouse-Hinds | 53095 | EC001743 | EF012164 | Non | 9.0
CEAG Crouse-Hinds | 53095 | EC001743 | EF012156 | Non | 9.0
CEAG Crouse-Hinds | 53095 | EC001743 | EF012158 | Non | 9.0
CEAG Crouse-Hinds | 53095 | EC001743 | EF012159 | Non | 9.0
CEAG Crouse-Hinds | 53095 | EC001743 | EF012160 | Non | 9.0
CEAG Crouse-Hinds | 53095 | EC001743 | EF012161 | Non | 9.0
CEAG Crouse-Hinds | 53095 | EC001743 | EF012162 | Non | 9.0
CEAG Crouse-Hinds | 53095 | EC001743 | EF012165 | Non | 9.0
CEAG Crouse-Hinds | 53095 | EC001743 | EF012166 | Non | 9.0
CEAG Crouse-Hinds | 53095 | EC001743 | EF012167 | Non | 9.0
CEAG Crouse-Hinds | 53095 | EC001743 | EF012168 | Non | 9.0
CEAG Crouse-Hinds | 53095 | EC001743 | EF012170 | EV000494 | 9.0
CEAG Crouse-Hinds | 53095 | EC001743 | EF000036 | EV000494 | 9.0
CEAG Crouse-Hinds | 53095 | EC001743 | EF004283 | EV000181 | 9.0
CEAG Crouse-Hinds | 53095 | EC001743 | EF004282 | EV000090 | 9.0
CEAG Crouse-Hinds | 53095 | EC001743 | EF016835 | EV005787 | 9.0
CEAG Crouse-Hinds | 53095 | EC001743 | EF011870 | 60000 | 9.0
CEAG Crouse-Hinds | 53095 | EC001743 | EF005474 | EV006422 | 9.0
CEAG Crouse-Hinds | 53095 | EC001743 | EF011959 | EV014040 | 9.0
CEAG Crouse-Hinds | 53095 | EC001743 | EF004293 | EV008784 | 9.0
CEAG Crouse-Hinds | 53095 | EC001743 | EF000004 | EV000582 | 9.0
CEAG Crouse-Hinds | 53095 | EC001743 | EF006420 | Non | 9.0
CEAG Crouse-Hinds | 53095 | EC001743 | EF004275 | Non | 9.0
CEAG Crouse-Hinds | 53095 | EC001743 | EF005138 | Non | 9.0
CEAG Crouse-Hinds | 53095 | EC001743 | EF012091 | EV000494 | 9.0
CEAG Crouse-Hinds | 53095 | EC001743 | EF009347 | 134 | 9.0
CEAG Crouse-Hinds | 53095 | EC001743 | EF009349 | 17800 | 9.0
CEAG Crouse-Hinds | 53095 | EC001743 | EF009350 | EV000202 | 9.0
CEAG Crouse-Hinds | 53095 | EC001743 | EF012172 | 132 | 9.0
CEAG Crouse-Hinds | 53095 | EC001743 | EF009346 | 5000 - 5000 | 9.0
CEAG Crouse-Hinds | 53095 | EC001743 | EF000442 | EV003582 | 9.0
CEAG Crouse-Hinds | 53095 | EC001743 | EF025740 | 0,9 | 9.0
CEAG Crouse-Hinds | 53095 | EC001743 | EF009482 | Non | 9.0
CEAG Crouse-Hinds | 53095 | EC001743 | EF016261 | EV004175 | 9.0
CEAG Crouse-Hinds | 53095 | EC001743 | EF016262 | EV004175 | 9.0
CEAG Crouse-Hinds | 53095 | EC001743 | EF016263 | EV004175 | 9.0
CEAG Crouse-Hinds | 53095 | EC001743 | EF001456 | 243 | 9.0
CEAG Crouse-Hinds | 53095 | EC001743 | EF000551 | 360 | 9.0
CEAG Crouse-Hinds | 53095 | EC001743 | EF011868 | EV015019 | 9.0
CEAG Crouse-Hinds | 53095 | EC001743 | EF001391 | 3 | 9.0
CEAG Crouse-Hinds | 53095 | EC001743 | EF000085 | 4 | 9.0
CEAG Crouse-Hinds | 53095 | EC001743 | EF000124 | EV006494 | 9.0
CEAG Crouse-Hinds | 53095 | EC001743 | EF014925 | Non | 9.0
CEAG Crouse-Hinds | 53095 | EC001743 | EF014926 | Non | 9.0
CEAG Crouse-Hinds | 53095 | EC001743 | EF014927 | Non | 9.0
CEAG Crouse-Hinds | 53095 | EC001743 | EF011072 | Non | 9.0
CEAG Crouse-Hinds | 53095 | EC001743 | EF013759 | Non | 9.0
CEAG Crouse-Hinds | 53096 | EC001743 | EF004274 | Non | 9.0
CEAG Crouse-Hinds | 53096 | EC001743 | EF007694 | Non | 9.0
CEAG Crouse-Hinds | 53096 | EC001743 | EF002423 | EV011515 | 9.0
CEAG Crouse-Hinds | 53096 | EC001743 | EF005905 | Oui | 9.0
CEAG Crouse-Hinds | 53096 | EC001743 | EF000048 | EV000494 | 9.0
CEAG Crouse-Hinds | 53096 | EC001743 | EF001596 | EV000072 | 9.0
CEAG Crouse-Hinds | 53096 | EC001743 | EF000136 | EV000270 | 9.0
CEAG Crouse-Hinds | 53096 | EC001743 | EF004284 | EV006800 | 9.0
CEAG Crouse-Hinds | 53096 | EC001743 | EF000282 | EV000494 | 9.0
CEAG Crouse-Hinds | 53096 | EC001743 | EF000187 | EV000509 | 9.0
CEAG Crouse-Hinds | 53096 | EC001743 | EF005127 | 100 - 277 | 9.0
CEAG Crouse-Hinds | 53096 | EC001743 | EF000381 | EV011530 | 9.0
CEAG Crouse-Hinds | 53096 | EC001743 | EF007556 | Oui | 9.0
CEAG Crouse-Hinds | 53096 | EC001743 | EF016286 | Oui | 9.0
CEAG Crouse-Hinds | 53096 | EC001743 | EF012152 | Oui | 9.0
CEAG Crouse-Hinds | 53096 | EC001743 | EF012153 | Non | 9.0
CEAG Crouse-Hinds | 53096 | EC001743 | EF012154 | Non | 9.0
CEAG Crouse-Hinds | 53096 | EC001743 | EF015824 | Non | 9.0
CEAG Crouse-Hinds | 53096 | EC001743 | EF012155 | Non | 9.0
CEAG Crouse-Hinds | 53096 | EC001743 | EF012163 | Non | 9.0
CEAG Crouse-Hinds | 53096 | EC001743 | EF012188 | Non | 9.0
CEAG Crouse-Hinds | 53096 | EC001743 | EF012164 | Non | 9.0
CEAG Crouse-Hinds | 53096 | EC001743 | EF012156 | Non | 9.0
CEAG Crouse-Hinds | 53096 | EC001743 | EF012158 | Non | 9.0
CEAG Crouse-Hinds | 53096 | EC001743 | EF012159 | Non | 9.0
CEAG Crouse-Hinds | 53096 | EC001743 | EF012160 | Non | 9.0
CEAG Crouse-Hinds | 53096 | EC001743 | EF012161 | Non | 9.0
CEAG Crouse-Hinds | 53096 | EC001743 | EF012162 | Non | 9.0
CEAG Crouse-Hinds | 53096 | EC001743 | EF012165 | Non | 9.0
CEAG Crouse-Hinds | 53096 | EC001743 | EF012166 | Non | 9.0
CEAG Crouse-Hinds | 53096 | EC001743 | EF012167 | Non | 9.0
CEAG Crouse-Hinds | 53096 | EC001743 | EF012168 | Non | 9.0
CEAG Crouse-Hinds | 53096 | EC001743 | EF012170 | EV000494 | 9.0
CEAG Crouse-Hinds | 53096 | EC001743 | EF000036 | EV000494 | 9.0
CEAG Crouse-Hinds | 53096 | EC001743 | EF004283 | EV000181 | 9.0
CEAG Crouse-Hinds | 53096 | EC001743 | EF004282 | EV000090 | 9.0
CEAG Crouse-Hinds | 53096 | EC001743 | EF016835 | EV005787 | 9.0
CEAG Crouse-Hinds | 53096 | EC001743 | EF011870 | 60000 | 9.0
CEAG Crouse-Hinds | 53096 | EC001743 | EF005474 | EV006422 | 9.0
CEAG Crouse-Hinds | 53096 | EC001743 | EF011959 | EV014040 | 9.0
CEAG Crouse-Hinds | 53096 | EC001743 | EF004293 | EV008784 | 9.0
CEAG Crouse-Hinds | 53096 | EC001743 | EF000004 | EV000582 | 9.0
CEAG Crouse-Hinds | 53096 | EC001743 | EF006420 | Non | 9.0
CEAG Crouse-Hinds | 53096 | EC001743 | EF004275 | Non | 9.0
CEAG Crouse-Hinds | 53096 | EC001743 | EF005138 | Non | 9.0
CEAG Crouse-Hinds | 53096 | EC001743 | EF012091 | EV000494 | 9.0
CEAG Crouse-Hinds | 53096 | EC001743 | EF009347 | 168 | 9.0
CEAG Crouse-Hinds | 53096 | EC001743 | EF009349 | 21500 | 9.0
CEAG Crouse-Hinds | 53096 | EC001743 | EF009350 | EV000202 | 9.0
CEAG Crouse-Hinds | 53096 | EC001743 | EF012172 | 128 | 9.0
CEAG Crouse-Hinds | 53096 | EC001743 | EF009346 | 5000 - 5000 | 9.0
CEAG Crouse-Hinds | 53096 | EC001743 | EF000442 | EV003582 | 9.0
CEAG Crouse-Hinds | 53096 | EC001743 | EF025740 | 0,9 | 9.0
CEAG Crouse-Hinds | 53096 | EC001743 | EF009482 | Non | 9.0
CEAG Crouse-Hinds | 53096 | EC001743 | EF016261 | EV004175 | 9.0
CEAG Crouse-Hinds | 53096 | EC001743 | EF016262 | EV004175 | 9.0
CEAG Crouse-Hinds | 53096 | EC001743 | EF016263 | EV004175 | 9.0
CEAG Crouse-Hinds | 53096 | EC001743 | EF001456 | 243 | 9.0
CEAG Crouse-Hinds | 53096 | EC001743 | EF000551 | 360 | 9.0
CEAG Crouse-Hinds | 53096 | EC001743 | EF011868 | EV015019 | 9.0
CEAG Crouse-Hinds | 53096 | EC001743 | EF001391 | 3 | 9.0
CEAG Crouse-Hinds | 53096 | EC001743 | EF000085 | 4 | 9.0
CEAG Crouse-Hinds | 53096 | EC001743 | EF000124 | EV006494 | 9.0
CEAG Crouse-Hinds | 53096 | EC001743 | EF014925 | Non | 9.0
CEAG Crouse-Hinds | 53096 | EC001743 | EF014926 | Non | 9.0
CEAG Crouse-Hinds | 53096 | EC001743 | EF014927 | Non | 9.0
CEAG Crouse-Hinds | 53096 | EC001743 | EF011072 | Non | 9.0
CEAG Crouse-Hinds | 53096 | EC001743 | EF013759 | Non | 9.0
CEAG Crouse-Hinds | 53097 | EC001743 | EF004274 | Non | 9.0
CEAG Crouse-Hinds | 53097 | EC001743 | EF007694 | Non | 9.0
CEAG Crouse-Hinds | 53097 | EC001743 | EF002423 | EV011515 | 9.0
CEAG Crouse-Hinds | 53097 | EC001743 | EF005905 | Oui | 9.0
CEAG Crouse-Hinds | 53097 | EC001743 | EF000048 | EV000494 | 9.0
CEAG Crouse-Hinds | 53097 | EC001743 | EF001596 | EV000072 | 9.0
CEAG Crouse-Hinds | 53097 | EC001743 | EF000136 | EV000270 | 9.0
CEAG Crouse-Hinds | 53097 | EC001743 | EF004284 | EV006800 | 9.0
CEAG Crouse-Hinds | 53097 | EC001743 | EF000282 | EV000494 | 9.0
CEAG Crouse-Hinds | 53097 | EC001743 | EF000187 | EV000509 | 9.0
CEAG Crouse-Hinds | 53097 | EC001743 | EF005127 | 100 - 277 | 9.0
CEAG Crouse-Hinds | 53097 | EC001743 | EF000381 | EV011530 | 9.0
CEAG Crouse-Hinds | 53097 | EC001743 | EF007556 | Oui | 9.0
CEAG Crouse-Hinds | 53097 | EC001743 | EF016286 | Oui | 9.0
CEAG Crouse-Hinds | 53097 | EC001743 | EF012152 | Oui | 9.0
CEAG Crouse-Hinds | 53097 | EC001743 | EF012153 | Non | 9.0
CEAG Crouse-Hinds | 53097 | EC001743 | EF012154 | Non | 9.0
CEAG Crouse-Hinds | 53097 | EC001743 | EF015824 | Non | 9.0
CEAG Crouse-Hinds | 53097 | EC001743 | EF012155 | Non | 9.0
CEAG Crouse-Hinds | 53097 | EC001743 | EF012163 | Non | 9.0
CEAG Crouse-Hinds | 53097 | EC001743 | EF012188 | Non | 9.0
CEAG Crouse-Hinds | 53097 | EC001743 | EF012164 | Non | 9.0
CEAG Crouse-Hinds | 53097 | EC001743 | EF012156 | Non | 9.0
CEAG Crouse-Hinds | 53097 | EC001743 | EF012158 | Non | 9.0
CEAG Crouse-Hinds | 53097 | EC001743 | EF012159 | Non | 9.0
CEAG Crouse-Hinds | 53097 | EC001743 | EF012160 | Non | 9.0
CEAG Crouse-Hinds | 53097 | EC001743 | EF012161 | Non | 9.0
CEAG Crouse-Hinds | 53097 | EC001743 | EF012162 | Non | 9.0
CEAG Crouse-Hinds | 53097 | EC001743 | EF012165 | Non | 9.0
CEAG Crouse-Hinds | 53097 | EC001743 | EF012166 | Non | 9.0
CEAG Crouse-Hinds | 53097 | EC001743 | EF012167 | Non | 9.0
CEAG Crouse-Hinds | 53097 | EC001743 | EF012168 | Non | 9.0
CEAG Crouse-Hinds | 53097 | EC001743 | EF012170 | EV000494 | 9.0
CEAG Crouse-Hinds | 53097 | EC001743 | EF000036 | EV000494 | 9.0
CEAG Crouse-Hinds | 53097 | EC001743 | EF004283 | EV000181 | 9.0
CEAG Crouse-Hinds | 53097 | EC001743 | EF004282 | EV000090 | 9.0
CEAG Crouse-Hinds | 53097 | EC001743 | EF016835 | EV005787 | 9.0
CEAG Crouse-Hinds | 53097 | EC001743 | EF011870 | 60000 | 9.0
CEAG Crouse-Hinds | 53097 | EC001743 | EF005474 | EV006422 | 9.0
CEAG Crouse-Hinds | 53097 | EC001743 | EF011959 | EV014040 | 9.0
CEAG Crouse-Hinds | 53097 | EC001743 | EF004293 | EV008784 | 9.0
CEAG Crouse-Hinds | 53097 | EC001743 | EF000004 | EV000582 | 9.0
CEAG Crouse-Hinds | 53097 | EC001743 | EF006420 | Non | 9.0
CEAG Crouse-Hinds | 53097 | EC001743 | EF004275 | Non | 9.0
CEAG Crouse-Hinds | 53097 | EC001743 | EF005138 | Non | 9.0
CEAG Crouse-Hinds | 53097 | EC001743 | EF012091 | EV000494 | 9.0
CEAG Crouse-Hinds | 53097 | EC001743 | EF009347 | 204 | 9.0
CEAG Crouse-Hinds | 53097 | EC001743 | EF009349 | 25171 | 9.0
CEAG Crouse-Hinds | 53097 | EC001743 | EF009350 | EV000202 | 9.0
CEAG Crouse-Hinds | 53097 | EC001743 | EF012172 | 122 | 9.0
CEAG Crouse-Hinds | 53097 | EC001743 | EF009346 | 5000 - 5000 | 9.0
CEAG Crouse-Hinds | 53097 | EC001743 | EF000442 | EV003582 | 9.0
CEAG Crouse-Hinds | 53097 | EC001743 | EF025740 | 0,9 | 9.0
CEAG Crouse-Hinds | 53097 | EC001743 | EF009482 | Non | 9.0
CEAG Crouse-Hinds | 53097 | EC001743 | EF016261 | EV004175 | 9.0
CEAG Crouse-Hinds | 53097 | EC001743 | EF016262 | EV004175 | 9.0
CEAG Crouse-Hinds | 53097 | EC001743 | EF016263 | EV004175 | 9.0
CEAG Crouse-Hinds | 53097 | EC001743 | EF001456 | 243 | 9.0
CEAG Crouse-Hinds | 53097 | EC001743 | EF000551 | 360 | 9.0
CEAG Crouse-Hinds | 53097 | EC001743 | EF011868 | EV015019 | 9.0
CEAG Crouse-Hinds | 53097 | EC001743 | EF001391 | 3 | 9.0
CEAG Crouse-Hinds | 53097 | EC001743 | EF000085 | 4 | 9.0
CEAG Crouse-Hinds | 53097 | EC001743 | EF000124 | EV006494 | 9.0
CEAG Crouse-Hinds | 53097 | EC001743 | EF014925 | Non | 9.0
CEAG Crouse-Hinds | 53097 | EC001743 | EF014926 | Non | 9.0
CEAG Crouse-Hinds | 53097 | EC001743 | EF014927 | Non | 9.0
CEAG Crouse-Hinds | 53097 | EC001743 | EF011072 | Non | 9.0
CEAG Crouse-Hinds | 53097 | EC001743 | EF013759 | Non | 9.0
CEAG Crouse-Hinds | 53150 | EC001952 | EF000003 | EV010173 | 9.0
CEAG Crouse-Hinds | 53150 | EC001952 | EF000441 | non | 9.0
CEAG Crouse-Hinds | 53150 | EC001952 | EF002423 | EV011515 | 9.0
CEAG Crouse-Hinds | 53150 | EC001952 | EF005905 | Oui | 9.0
CEAG Crouse-Hinds | 53150 | EC001952 | EF000048 | EV000494 | 9.0
CEAG Crouse-Hinds | 53150 | EC001952 | EF001596 | EV000072 | 9.0
CEAG Crouse-Hinds | 53150 | EC001952 | EF004284 | EV006800 | 9.0
CEAG Crouse-Hinds | 53150 | EC001952 | EF000187 | EV000509 | 9.0
CEAG Crouse-Hinds | 53150 | EC001952 | EF005127 | 110 - 240 | 9.0
CEAG Crouse-Hinds | 53150 | EC001952 | EF000381 | EV011530 | 9.0
CEAG Crouse-Hinds | 53150 | EC001952 | EF007556 | oui | 9.0
CEAG Crouse-Hinds | 53150 | EC001952 | EF016286 | oui | 9.0
CEAG Crouse-Hinds | 53150 | EC001952 | EF012170 | EV014410 | 9.0
CEAG Crouse-Hinds | 53150 | EC001952 | EF008157 | EV011534 | 9.0
CEAG Crouse-Hinds | 53150 | EC001952 | EF016835 | EV005787 | 9.0
CEAG Crouse-Hinds | 53150 | EC001952 | EF011870 | 100000 | 9.0
CEAG Crouse-Hinds | 53150 | EC001952 | EF005474 | EV006422 | 9.0
CEAG Crouse-Hinds | 53150 | EC001952 | EF011959 | EV000154 | 9.0
CEAG Crouse-Hinds | 53150 | EC001952 | EF004293 | EV008784 | 9.0
CEAG Crouse-Hinds | 53150 | EC001952 | EF000004 | EV000582 | 9.0
CEAG Crouse-Hinds | 53150 | EC001952 | EF005728 | EV009071 | 9.0
CEAG Crouse-Hinds | 53150 | EC001952 | EF008404 | EV010598 | 9.0
CEAG Crouse-Hinds | 53150 | EC001952 | EF012090 | -40 - 50 | 9.0
CEAG Crouse-Hinds | 53150 | EC001952 | EF009349 | 3561 | 9.0
CEAG Crouse-Hinds | 53150 | EC001952 | EF012172 | 132 | 9.0
CEAG Crouse-Hinds | 53150 | EC001952 | EF009350 | EV000202 | 9.0
CEAG Crouse-Hinds | 53150 | EC001952 | EF009346 | 5700 - 5700 | 9.0
CEAG Crouse-Hinds | 53150 | EC001952 | EF025740 | 0.9 | 9.0
CEAG Crouse-Hinds | 53150 | EC001952 | EF009482 | Non | 9.0
CEAG Crouse-Hinds | 53150 | EC001952 | EF001456 | 242 | 9.0
CEAG Crouse-Hinds | 53150 | EC001952 | EF000015 | 250 | 9.0
CEAG Crouse-Hinds | 53150 | EC001952 | EF011868 | EV015019 | 9.0
CEAG Crouse-Hinds | 53150 | EC001952 | EF001391 | 3 | 9.0
CEAG Crouse-Hinds | 53150 | EC001952 | EF000085 | 4 | 9.0
CEAG Crouse-Hinds | 53150 | EC001952 | EF000124 | EV001008 | 9.0
CEAG Crouse-Hinds | 53151 | EC001952 | EF000003 | EV010173 | 9.0
CEAG Crouse-Hinds | 53151 | EC001952 | EF000441 | non | 9.0
CEAG Crouse-Hinds | 53151 | EC001952 | EF002423 | EV011515 | 9.0
CEAG Crouse-Hinds | 53151 | EC001952 | EF005905 | Oui | 9.0
CEAG Crouse-Hinds | 53151 | EC001952 | EF000048 | EV000494 | 9.0
CEAG Crouse-Hinds | 53151 | EC001952 | EF001596 | EV000072 | 9.0
CEAG Crouse-Hinds | 53151 | EC001952 | EF004284 | EV006800 | 9.0
CEAG Crouse-Hinds | 53151 | EC001952 | EF000187 | EV000509 | 9.0
CEAG Crouse-Hinds | 53151 | EC001952 | EF005127 | 110 - 240 | 9.0
CEAG Crouse-Hinds | 53151 | EC001952 | EF000381 | EV011530 | 9.0
CEAG Crouse-Hinds | 53151 | EC001952 | EF007556 | oui | 9.0
CEAG Crouse-Hinds | 53151 | EC001952 | EF016286 | oui | 9.0
CEAG Crouse-Hinds | 53151 | EC001952 | EF012170 | EV014410 | 9.0
CEAG Crouse-Hinds | 53151 | EC001952 | EF008157 | EV011534 | 9.0
CEAG Crouse-Hinds | 53151 | EC001952 | EF016835 | EV005787 | 9.0
CEAG Crouse-Hinds | 53151 | EC001952 | EF011870 | 100000 | 9.0
CEAG Crouse-Hinds | 53151 | EC001952 | EF005474 | EV006422 | 9.0
CEAG Crouse-Hinds | 53151 | EC001952 | EF011959 | EV000154 | 9.0
CEAG Crouse-Hinds | 53151 | EC001952 | EF004293 | EV008784 | 9.0
CEAG Crouse-Hinds | 53151 | EC001952 | EF000004 | EV000582 | 9.0
CEAG Crouse-Hinds | 53151 | EC001952 | EF005728 | EV009071 | 9.0
CEAG Crouse-Hinds | 53151 | EC001952 | EF008404 | EV010598 | 9.0
CEAG Crouse-Hinds | 53151 | EC001952 | EF012090 | -40 - 50 | 9.0
CEAG Crouse-Hinds | 53151 | EC001952 | EF009349 | 4923 | 9.0
CEAG Crouse-Hinds | 53151 | EC001952 | EF012172 | 98 | 9.0
CEAG Crouse-Hinds | 53151 | EC001952 | EF009350 | EV000202 | 9.0
CEAG Crouse-Hinds | 53151 | EC001952 | EF009346 | 5700 - 5700 | 9.0
CEAG Crouse-Hinds | 53151 | EC001952 | EF025740 | 0.9 | 9.0
CEAG Crouse-Hinds | 53151 | EC001952 | EF009482 | Non | 9.0
CEAG Crouse-Hinds | 53151 | EC001952 | EF001456 | 242 | 9.0
CEAG Crouse-Hinds | 53151 | EC001952 | EF000015 | 250 | 9.0
CEAG Crouse-Hinds | 53151 | EC001952 | EF011868 | EV015019 | 9.0
CEAG Crouse-Hinds | 53151 | EC001952 | EF001391 | 3 | 9.0
CEAG Crouse-Hinds | 53151 | EC001952 | EF000085 | 4 | 9.0
CEAG Crouse-Hinds | 53151 | EC001952 | EF000124 | EV001008 | 9.0
CEAG Crouse-Hinds | 53152 | EC001952 | EF000003 | EV010173 | 9.0
CEAG Crouse-Hinds | 53152 | EC001952 | EF000441 | non | 9.0
CEAG Crouse-Hinds | 53152 | EC001952 | EF002423 | EV011515 | 9.0
CEAG Crouse-Hinds | 53152 | EC001952 | EF005905 | Oui | 9.0
CEAG Crouse-Hinds | 53152 | EC001952 | EF000048 | EV000494 | 9.0
CEAG Crouse-Hinds | 53152 | EC001952 | EF001596 | EV000072 | 9.0
CEAG Crouse-Hinds | 53152 | EC001952 | EF004284 | EV006800 | 9.0
CEAG Crouse-Hinds | 53152 | EC001952 | EF000187 | EV000509 | 9.0
CEAG Crouse-Hinds | 53152 | EC001952 | EF005127 | 110 - 240 | 9.0
CEAG Crouse-Hinds | 53152 | EC001952 | EF000381 | EV011530 | 9.0
CEAG Crouse-Hinds | 53152 | EC001952 | EF007556 | oui | 9.0
CEAG Crouse-Hinds | 53152 | EC001952 | EF016286 | oui | 9.0
CEAG Crouse-Hinds | 53152 | EC001952 | EF012170 | EV014410 | 9.0
CEAG Crouse-Hinds | 53152 | EC001952 | EF008157 | EV011534 | 9.0
CEAG Crouse-Hinds | 53152 | EC001952 | EF016835 | EV005787 | 9.0
CEAG Crouse-Hinds | 53152 | EC001952 | EF011870 | 100000 | 9.0
CEAG Crouse-Hinds | 53152 | EC001952 | EF005474 | EV006422 | 9.0
CEAG Crouse-Hinds | 53152 | EC001952 | EF011959 | EV000154 | 9.0
CEAG Crouse-Hinds | 53152 | EC001952 | EF004293 | EV008784 | 9.0
CEAG Crouse-Hinds | 53152 | EC001952 | EF000004 | EV000582 | 9.0
CEAG Crouse-Hinds | 53152 | EC001952 | EF005728 | EV009071 | 9.0
CEAG Crouse-Hinds | 53152 | EC001952 | EF008404 | EV010598 | 9.0
CEAG Crouse-Hinds | 53152 | EC001952 | EF012090 | -40 - 45 | 9.0
CEAG Crouse-Hinds | 53152 | EC001952 | EF009349 | 6774 | 9.0
CEAG Crouse-Hinds | 53152 | EC001952 | EF012172 | 97 | 9.0
CEAG Crouse-Hinds | 53152 | EC001952 | EF009350 | EV000202 | 9.0
CEAG Crouse-Hinds | 53152 | EC001952 | EF009346 | 5700 - 5700 | 9.0
CEAG Crouse-Hinds | 53152 | EC001952 | EF025740 | 0,9 | 9.0
CEAG Crouse-Hinds | 53152 | EC001952 | EF009482 | Non | 9.0
CEAG Crouse-Hinds | 53152 | EC001952 | EF001456 | 242 | 9.0
CEAG Crouse-Hinds | 53152 | EC001952 | EF000015 | 250 | 9.0
CEAG Crouse-Hinds | 53152 | EC001952 | EF011868 | EV015019 | 9.0
CEAG Crouse-Hinds | 53152 | EC001952 | EF001391 | 3 | 9.0
CEAG Crouse-Hinds | 53152 | EC001952 | EF000085 | 4 | 9.0
CEAG Crouse-Hinds | 53152 | EC001952 | EF000124 | EV001008 | 9.0
CEAG Crouse-Hinds | 53153 | EC001952 | EF000003 | EV010173 | 9.0
CEAG Crouse-Hinds | 53153 | EC001952 | EF000441 | non | 9.0
CEAG Crouse-Hinds | 53153 | EC001952 | EF002423 | EV011515 | 9.0
CEAG Crouse-Hinds | 53153 | EC001952 | EF005905 | Oui | 9.0
CEAG Crouse-Hinds | 53153 | EC001952 | EF000048 | EV000494 | 9.0
CEAG Crouse-Hinds | 53153 | EC001952 | EF001596 | EV000072 | 9.0
CEAG Crouse-Hinds | 53153 | EC001952 | EF004284 | EV006800 | 9.0
CEAG Crouse-Hinds | 53153 | EC001952 | EF000187 | EV000509 | 9.0
CEAG Crouse-Hinds | 53153 | EC001952 | EF005127 | 110 - 240 | 9.0
CEAG Crouse-Hinds | 53153 | EC001952 | EF000381 | EV011530 | 9.0
CEAG Crouse-Hinds | 53153 | EC001952 | EF007556 | oui | 9.0
CEAG Crouse-Hinds | 53153 | EC001952 | EF016286 | oui | 9.0
CEAG Crouse-Hinds | 53153 | EC001952 | EF012170 | EV014410 | 9.0
CEAG Crouse-Hinds | 53153 | EC001952 | EF008157 | EV011534 | 9.0
CEAG Crouse-Hinds | 53153 | EC001952 | EF016835 | EV005787 | 9.0
CEAG Crouse-Hinds | 53153 | EC001952 | EF011870 | 100000 | 9.0
CEAG Crouse-Hinds | 53153 | EC001952 | EF005474 | EV006422 | 9.0
CEAG Crouse-Hinds | 53153 | EC001952 | EF011959 | EV000154 | 9.0
CEAG Crouse-Hinds | 53153 | EC001952 | EF004293 | EV008784 | 9.0
CEAG Crouse-Hinds | 53153 | EC001952 | EF000004 | EV000582 | 9.0
CEAG Crouse-Hinds | 53153 | EC001952 | EF005728 | EV009071 | 9.0
CEAG Crouse-Hinds | 53153 | EC001952 | EF008404 | EV010598 | 9.0
CEAG Crouse-Hinds | 53153 | EC001952 | EF012090 | -40 - 45 | 9.0
CEAG Crouse-Hinds | 53153 | EC001952 | EF009349 | 8135 | 9.0
CEAG Crouse-Hinds | 53153 | EC001952 | EF012172 | 102 | 9.0
CEAG Crouse-Hinds | 53153 | EC001952 | EF009350 | EV000202 | 9.0
CEAG Crouse-Hinds | 53153 | EC001952 | EF009346 | 5700 - 5700 | 9.0
CEAG Crouse-Hinds | 53153 | EC001952 | EF025740 | 0,9 | 9.0
CEAG Crouse-Hinds | 53153 | EC001952 | EF009482 | Non | 9.0
CEAG Crouse-Hinds | 53153 | EC001952 | EF001456 | 242 | 9.0
CEAG Crouse-Hinds | 53153 | EC001952 | EF000015 | 250 | 9.0
CEAG Crouse-Hinds | 53153 | EC001952 | EF011868 | EV015019 | 9.0
CEAG Crouse-Hinds | 53153 | EC001952 | EF001391 | 3 | 9.0
CEAG Crouse-Hinds | 53153 | EC001952 | EF000085 | 4 | 9.0
CEAG Crouse-Hinds | 53153 | EC001952 | EF000124 | EV001008 | 9.0
CEAG Crouse-Hinds | 53154 | EC001952 | EF000003 | EV010173 | 9.0
CEAG Crouse-Hinds | 53154 | EC001952 | EF000441 | non | 9.0
CEAG Crouse-Hinds | 53154 | EC001952 | EF002423 | EV011515 | 9.0
CEAG Crouse-Hinds | 53154 | EC001952 | EF005905 | Oui | 9.0
CEAG Crouse-Hinds | 53154 | EC001952 | EF000048 | EV000494 | 9.0
CEAG Crouse-Hinds | 53154 | EC001952 | EF001596 | EV000072 | 9.0
CEAG Crouse-Hinds | 53154 | EC001952 | EF004284 | EV006800 | 9.0
CEAG Crouse-Hinds | 53154 | EC001952 | EF000187 | EV000509 | 9.0
CEAG Crouse-Hinds | 53154 | EC001952 | EF005127 | 110 - 240 | 9.0
CEAG Crouse-Hinds | 53154 | EC001952 | EF000381 | EV011530 | 9.0
CEAG Crouse-Hinds | 53154 | EC001952 | EF007556 | oui | 9.0
CEAG Crouse-Hinds | 53154 | EC001952 | EF016286 | oui | 9.0
CEAG Crouse-Hinds | 53154 | EC001952 | EF012170 | EV014410 | 9.0
CEAG Crouse-Hinds | 53154 | EC001952 | EF008157 | EV011534 | 9.0
CEAG Crouse-Hinds | 53154 | EC001952 | EF016835 | EV005787 | 9.0
CEAG Crouse-Hinds | 53154 | EC001952 | EF011870 | 100000 | 9.0
CEAG Crouse-Hinds | 53154 | EC001952 | EF005474 | EV006422 | 9.0
CEAG Crouse-Hinds | 53154 | EC001952 | EF011959 | EV000154 | 9.0
CEAG Crouse-Hinds | 53154 | EC001952 | EF004293 | EV008784 | 9.0
CEAG Crouse-Hinds | 53154 | EC001952 | EF000004 | EV000582 | 9.0
CEAG Crouse-Hinds | 53154 | EC001952 | EF005728 | EV009071 | 9.0
CEAG Crouse-Hinds | 53154 | EC001952 | EF008404 | EV010598 | 9.0
CEAG Crouse-Hinds | 53154 | EC001952 | EF012090 | -40 - 45 | 9.0
CEAG Crouse-Hinds | 53154 | EC001952 | EF009349 | 4923 | 9.0
CEAG Crouse-Hinds | 53154 | EC001952 | EF012172 | 98 | 9.0
CEAG Crouse-Hinds | 53154 | EC001952 | EF009350 | EV000202 | 9.0
CEAG Crouse-Hinds | 53154 | EC001952 | EF009346 | 5700 - 5700 | 9.0
CEAG Crouse-Hinds | 53154 | EC001952 | EF025740 | 0.9 | 9.0
CEAG Crouse-Hinds | 53154 | EC001952 | EF009482 | Non | 9.0
CEAG Crouse-Hinds | 53154 | EC001952 | EF001456 | 298 | 9.0
CEAG Crouse-Hinds | 53154 | EC001952 | EF000015 | 250 | 9.0
CEAG Crouse-Hinds | 53154 | EC001952 | EF011868 | EV015019 | 9.0
CEAG Crouse-Hinds | 53154 | EC001952 | EF001391 | 3 | 9.0
CEAG Crouse-Hinds | 53154 | EC001952 | EF000085 | 4 | 9.0
CEAG Crouse-Hinds | 53154 | EC001952 | EF000124 | EV001008 | 9.0
CEAG Crouse-Hinds | 53172 | EC001952 | EF000003 | EV005355 | 9.0
CEAG Crouse-Hinds | 53172 | EC001952 | EF000004 | EV000582 | 9.0
CEAG Crouse-Hinds | 53172 | EC001952 | EF000008 | 429 | 9.0
CEAG Crouse-Hinds | 53172 | EC001952 | EF000048 | EV000494 | 9.0
CEAG Crouse-Hinds | 53172 | EC001952 | EF000085 | 6 | 9.0
CEAG Crouse-Hinds | 53172 | EC001952 | EF000124 | EV001008 | 9.0
CEAG Crouse-Hinds | 53172 | EC001952 | EF000187 | EV000509 | 9.0
CEAG Crouse-Hinds | 53172 | EC001952 | EF000441 | Oui | 9.0
CEAG Crouse-Hinds | 53172 | EC001952 | EF001391 | 6 | 9.0
CEAG Crouse-Hinds | 53172 | EC001952 | EF001438 | 355 | 9.0
CEAG Crouse-Hinds | 53172 | EC001952 | EF001456 | 276 | 9.0
CEAG Crouse-Hinds | 53172 | EC001952 | EF002423 | EV011514 | 9.0
CEAG Crouse-Hinds | 53172 | EC001952 | EF004284 | EV006800 | 9.0
CEAG Crouse-Hinds | 53172 | EC001952 | EF004293 | EV008784 | 9.0
CEAG Crouse-Hinds | 53172 | EC001952 | EF005127 | 100 - 240 | 9.0
CEAG Crouse-Hinds | 53172 | EC001952 | EF005474 | EV006422 | 9.0
CEAG Crouse-Hinds | 53172 | EC001952 | EF005728 | EV009071 | 9.0
CEAG Crouse-Hinds | 53172 | EC001952 | EF005905 | Oui | 9.0
CEAG Crouse-Hinds | 53172 | EC001952 | EF007556 | Oui | 9.0
CEAG Crouse-Hinds | 53172 | EC001952 | EF008157 | EV011534 | 9.0
CEAG Crouse-Hinds | 53172 | EC001952 | EF008404 | EV010598 | 9.0
CEAG Crouse-Hinds | 53172 | EC001952 | EF009346 | 4000 - 4000 | 9.0
CEAG Crouse-Hinds | 53172 | EC001952 | EF009347 | 50 | 9.0
CEAG Crouse-Hinds | 53172 | EC001952 | EF009349 | 6684 | 9.0
CEAG Crouse-Hinds | 53172 | EC001952 | EF012172 | 134 | 9.0
CEAG Crouse-Hinds | 53172 | EC001952 | EF009350 | EV000202 | 9.0
CEAG Crouse-Hinds | 53172 | EC001952 | EF009482 | Non | 9.0
CEAG Crouse-Hinds | 53172 | EC001952 | EF011868 | EV015020 | 9.0
CEAG Crouse-Hinds | 53172 | EC001952 | EF011959 | EV000154 | 9.0
CEAG Crouse-Hinds | 53172 | EC001952 | EF012170 | EV000154 | 9.0
CEAG Crouse-Hinds | 53172 | EC001952 | EF016286 | Non | 9.0
CEAG Crouse-Hinds | 53172 | EC001952 | EF025740 | 0.95 | 9.0
CEAG Crouse-Hinds | 53173 | EC001952 | EF000003 | EV005355 | 9.0
CEAG Crouse-Hinds | 53173 | EC001952 | EF000004 | EV000582 | 9.0
CEAG Crouse-Hinds | 53173 | EC001952 | EF000008 | 429 | 9.0
CEAG Crouse-Hinds | 53173 | EC001952 | EF000048 | EV000494 | 9.0
CEAG Crouse-Hinds | 53173 | EC001952 | EF000085 | 6 | 9.0
CEAG Crouse-Hinds | 53173 | EC001952 | EF000124 | EV001008 | 9.0
CEAG Crouse-Hinds | 53173 | EC001952 | EF000187 | EV000509 | 9.0
CEAG Crouse-Hinds | 53173 | EC001952 | EF000441 | Oui | 9.0
CEAG Crouse-Hinds | 53173 | EC001952 | EF001391 | 6 | 9.0
CEAG Crouse-Hinds | 53173 | EC001952 | EF001438 | 355 | 9.0
CEAG Crouse-Hinds | 53173 | EC001952 | EF001456 | 276 | 9.0
CEAG Crouse-Hinds | 53173 | EC001952 | EF002423 | EV011514 | 9.0
CEAG Crouse-Hinds | 53173 | EC001952 | EF004284 | EV006800 | 9.0
CEAG Crouse-Hinds | 53173 | EC001952 | EF004293 | EV008784 | 9.0
CEAG Crouse-Hinds | 53173 | EC001952 | EF005127 | 100 - 240 | 9.0
CEAG Crouse-Hinds | 53173 | EC001952 | EF005474 | EV006422 | 9.0
CEAG Crouse-Hinds | 53173 | EC001952 | EF005728 | EV009071 | 9.0
CEAG Crouse-Hinds | 53173 | EC001952 | EF005905 | Oui | 9.0
CEAG Crouse-Hinds | 53173 | EC001952 | EF007556 | Oui | 9.0
CEAG Crouse-Hinds | 53173 | EC001952 | EF008157 | EV011534 | 9.0
CEAG Crouse-Hinds | 53173 | EC001952 | EF008404 | EV010598 | 9.0
CEAG Crouse-Hinds | 53173 | EC001952 | EF009346 | 4000 - 4000 | 9.0
CEAG Crouse-Hinds | 53173 | EC001952 | EF009347 | 70 | 9.0
CEAG Crouse-Hinds | 53173 | EC001952 | EF009349 | 9574 | 9.0
CEAG Crouse-Hinds | 53173 | EC001952 | EF012172 | 137 | 9.0
CEAG Crouse-Hinds | 53173 | EC001952 | EF009350 | EV000202 | 9.0
CEAG Crouse-Hinds | 53173 | EC001952 | EF009482 | Non | 9.0
CEAG Crouse-Hinds | 53173 | EC001952 | EF011868 | EV015020 | 9.0
CEAG Crouse-Hinds | 53173 | EC001952 | EF011959 | EV000154 | 9.0
CEAG Crouse-Hinds | 53173 | EC001952 | EF012170 | EV000154 | 9.0
CEAG Crouse-Hinds | 53173 | EC001952 | EF016286 | Non | 9.0
CEAG Crouse-Hinds | 53173 | EC001952 | EF025740 | 0.95 | 9.0
CEAG Crouse-Hinds | 53174 | EC001952 | EF000003 | EV005355 | 9.0
CEAG Crouse-Hinds | 53174 | EC001952 | EF000004 | EV000582 | 9.0
CEAG Crouse-Hinds | 53174 | EC001952 | EF000008 | 429 | 9.0
CEAG Crouse-Hinds | 53174 | EC001952 | EF000048 | EV000494 | 9.0
CEAG Crouse-Hinds | 53174 | EC001952 | EF000085 | 6 | 9.0
CEAG Crouse-Hinds | 53174 | EC001952 | EF000124 | EV001008 | 9.0
CEAG Crouse-Hinds | 53174 | EC001952 | EF000187 | EV000509 | 9.0
CEAG Crouse-Hinds | 53174 | EC001952 | EF000441 | Oui | 9.0
CEAG Crouse-Hinds | 53174 | EC001952 | EF001391 | 6 | 9.0
CEAG Crouse-Hinds | 53174 | EC001952 | EF001438 | 355 | 9.0
CEAG Crouse-Hinds | 53174 | EC001952 | EF001456 | 276 | 9.0
CEAG Crouse-Hinds | 53174 | EC001952 | EF002423 | EV011514 | 9.0
CEAG Crouse-Hinds | 53174 | EC001952 | EF004284 | EV006800 | 9.0
CEAG Crouse-Hinds | 53174 | EC001952 | EF004293 | EV008784 | 9.0
CEAG Crouse-Hinds | 53174 | EC001952 | EF005127 | 100 - 240 | 9.0
CEAG Crouse-Hinds | 53174 | EC001952 | EF005474 | EV006422 | 9.0
CEAG Crouse-Hinds | 53174 | EC001952 | EF005728 | EV009071 | 9.0
CEAG Crouse-Hinds | 53174 | EC001952 | EF005905 | Oui | 9.0
CEAG Crouse-Hinds | 53174 | EC001952 | EF007556 | Oui | 9.0
CEAG Crouse-Hinds | 53174 | EC001952 | EF008157 | EV011534 | 9.0
CEAG Crouse-Hinds | 53174 | EC001952 | EF008404 | EV010598 | 9.0
CEAG Crouse-Hinds | 53174 | EC001952 | EF009346 | 4000 - 4000 | 9.0
CEAG Crouse-Hinds | 53174 | EC001952 | EF009347 | 85 | 9.0
CEAG Crouse-Hinds | 53174 | EC001952 | EF009349 | 11466 | 9.0
CEAG Crouse-Hinds | 53174 | EC001952 | EF009350 | EV000202 | 9.0
CEAG Crouse-Hinds | 53174 | EC001952 | EF009482 | Non | 9.0
CEAG Crouse-Hinds | 53174 | EC001952 | EF011868 | EV015020 | 9.0
CEAG Crouse-Hinds | 53174 | EC001952 | EF011959 | EV000154 | 9.0
CEAG Crouse-Hinds | 53174 | EC001952 | EF012170 | EV000154 | 9.0
CEAG Crouse-Hinds | 53174 | EC001952 | EF012172 | 135 | 9.0
CEAG Crouse-Hinds | 53174 | EC001952 | EF016286 | Non | 9.0
CEAG Crouse-Hinds | 53174 | EC001952 | EF025740 | 0.95 | 9.0
CEAG Crouse-Hinds | 53175 | EC001952 | EF000003 | EV005355 | 9.0
CEAG Crouse-Hinds | 53175 | EC001952 | EF000004 | EV000582 | 9.0
CEAG Crouse-Hinds | 53175 | EC001952 | EF000008 | 429 | 9.0
CEAG Crouse-Hinds | 53175 | EC001952 | EF000048 | EV000494 | 9.0
CEAG Crouse-Hinds | 53175 | EC001952 | EF000085 | 6 | 9.0
CEAG Crouse-Hinds | 53175 | EC001952 | EF000124 | EV001008 | 9.0
CEAG Crouse-Hinds | 53175 | EC001952 | EF000187 | EV000509 | 9.0
CEAG Crouse-Hinds | 53175 | EC001952 | EF000441 | Oui | 9.0
CEAG Crouse-Hinds | 53175 | EC001952 | EF001391 | 6 | 9.0
CEAG Crouse-Hinds | 53175 | EC001952 | EF001438 | 355 | 9.0
CEAG Crouse-Hinds | 53175 | EC001952 | EF001456 | 276 | 9.0
CEAG Crouse-Hinds | 53175 | EC001952 | EF002423 | EV011514 | 9.0
CEAG Crouse-Hinds | 53175 | EC001952 | EF004284 | EV006800 | 9.0
CEAG Crouse-Hinds | 53175 | EC001952 | EF004293 | EV008784 | 9.0
CEAG Crouse-Hinds | 53175 | EC001952 | EF005127 | 100 - 240 | 9.0
CEAG Crouse-Hinds | 53175 | EC001952 | EF005474 | EV006422 | 9.0
CEAG Crouse-Hinds | 53175 | EC001952 | EF005728 | EV009071 | 9.0
CEAG Crouse-Hinds | 53175 | EC001952 | EF005905 | Oui | 9.0
CEAG Crouse-Hinds | 53175 | EC001952 | EF007556 | Oui | 9.0
CEAG Crouse-Hinds | 53175 | EC001952 | EF008157 | EV011534 | 9.0
CEAG Crouse-Hinds | 53175 | EC001952 | EF008404 | EV010598 | 9.0
CEAG Crouse-Hinds | 53175 | EC001952 | EF009346 | 4000 - 4000 | 9.0
CEAG Crouse-Hinds | 53175 | EC001952 | EF009347 | 110 | 9.0
CEAG Crouse-Hinds | 53175 | EC001952 | EF009349 | 14783 | 9.0
CEAG Crouse-Hinds | 53175 | EC001952 | EF009350 | EV000202 | 9.0
CEAG Crouse-Hinds | 53175 | EC001952 | EF009482 | Non | 9.0
CEAG Crouse-Hinds | 53175 | EC001952 | EF011868 | EV015020 | 9.0
CEAG Crouse-Hinds | 53175 | EC001952 | EF011959 | EV000154 | 9.0
CEAG Crouse-Hinds | 53175 | EC001952 | EF012170 | EV000154 | 9.0
CEAG Crouse-Hinds | 53175 | EC001952 | EF012172 | 134 | 9.0
CEAG Crouse-Hinds | 53175 | EC001952 | EF016286 | Non | 9.0
CEAG Crouse-Hinds | 53175 | EC001952 | EF025740 | 0.95 | 9.0
CEAG Crouse-Hinds | 53176 | EC001952 | EF000003 | EV005355 | 9.0
CEAG Crouse-Hinds | 53176 | EC001952 | EF000004 | EV000582 | 9.0
CEAG Crouse-Hinds | 53176 | EC001952 | EF000008 | 429 | 9.0
CEAG Crouse-Hinds | 53176 | EC001952 | EF000048 | EV000494 | 9.0
CEAG Crouse-Hinds | 53176 | EC001952 | EF000085 | 6 | 9.0
CEAG Crouse-Hinds | 53176 | EC001952 | EF000124 | EV001008 | 9.0
CEAG Crouse-Hinds | 53176 | EC001952 | EF000187 | EV000509 | 9.0
CEAG Crouse-Hinds | 53176 | EC001952 | EF000441 | Oui | 9.0
CEAG Crouse-Hinds | 53176 | EC001952 | EF001391 | 6 | 9.0
CEAG Crouse-Hinds | 53176 | EC001952 | EF001438 | 355 | 9.0
CEAG Crouse-Hinds | 53176 | EC001952 | EF001456 | 276 | 9.0
CEAG Crouse-Hinds | 53176 | EC001952 | EF002423 | EV011514 | 9.0
CEAG Crouse-Hinds | 53176 | EC001952 | EF004284 | EV006800 | 9.0
CEAG Crouse-Hinds | 53176 | EC001952 | EF004293 | EV008784 | 9.0
CEAG Crouse-Hinds | 53176 | EC001952 | EF005127 | 100 - 240 | 9.0
CEAG Crouse-Hinds | 53176 | EC001952 | EF005474 | EV006422 | 9.0
CEAG Crouse-Hinds | 53176 | EC001952 | EF005728 | EV009071 | 9.0
CEAG Crouse-Hinds | 53176 | EC001952 | EF005905 | Oui | 9.0
CEAG Crouse-Hinds | 53176 | EC001952 | EF007556 | Oui | 9.0
CEAG Crouse-Hinds | 53176 | EC001952 | EF008157 | EV011534 | 9.0
CEAG Crouse-Hinds | 53176 | EC001952 | EF008404 | EV010598 | 9.0
CEAG Crouse-Hinds | 53176 | EC001952 | EF009346 | 4000 - 4000 | 9.0
CEAG Crouse-Hinds | 53176 | EC001952 | EF009347 | 163 | 9.0
CEAG Crouse-Hinds | 53176 | EC001952 | EF009349 | 21128 | 9.0
CEAG Crouse-Hinds | 53176 | EC001952 | EF009350 | EV000202 | 9.0
CEAG Crouse-Hinds | 53176 | EC001952 | EF009482 | Non | 9.0
CEAG Crouse-Hinds | 53176 | EC001952 | EF011868 | EV015020 | 9.0
CEAG Crouse-Hinds | 53176 | EC001952 | EF011959 | EV000154 | 9.0
CEAG Crouse-Hinds | 53176 | EC001952 | EF012170 | EV000154 | 9.0
CEAG Crouse-Hinds | 53176 | EC001952 | EF012172 | 130 | 9.0
CEAG Crouse-Hinds | 53176 | EC001952 | EF016286 | Non | 9.0
CEAG Crouse-Hinds | 53176 | EC001952 | EF025740 | 0.95 | 9.0
CEAG Crouse-Hinds | 53177 | EC001952 | EF000003 | EV005355 | 9.0
CEAG Crouse-Hinds | 53177 | EC001952 | EF000004 | EV000582 | 9.0
CEAG Crouse-Hinds | 53177 | EC001952 | EF000008 | 429 | 9.0
CEAG Crouse-Hinds | 53177 | EC001952 | EF000048 | EV000494 | 9.0
CEAG Crouse-Hinds | 53177 | EC001952 | EF000085 | 6 | 9.0
CEAG Crouse-Hinds | 53177 | EC001952 | EF000124 | EV001008 | 9.0
CEAG Crouse-Hinds | 53177 | EC001952 | EF000187 | EV000509 | 9.0
CEAG Crouse-Hinds | 53177 | EC001952 | EF000441 | Oui | 9.0
CEAG Crouse-Hinds | 53177 | EC001952 | EF001391 | 6 | 9.0
CEAG Crouse-Hinds | 53177 | EC001952 | EF001438 | 355 | 9.0
CEAG Crouse-Hinds | 53177 | EC001952 | EF001456 | 276 | 9.0
CEAG Crouse-Hinds | 53177 | EC001952 | EF002423 | EV011514 | 9.0
CEAG Crouse-Hinds | 53177 | EC001952 | EF004284 | EV006800 | 9.0
CEAG Crouse-Hinds | 53177 | EC001952 | EF004293 | EV008784 | 9.0
CEAG Crouse-Hinds | 53177 | EC001952 | EF005127 | 100 - 240 | 9.0
CEAG Crouse-Hinds | 53177 | EC001952 | EF005474 | EV006422 | 9.0
CEAG Crouse-Hinds | 53177 | EC001952 | EF005728 | EV009071 | 9.0
CEAG Crouse-Hinds | 53177 | EC001952 | EF005905 | Oui | 9.0
CEAG Crouse-Hinds | 53177 | EC001952 | EF007556 | Oui | 9.0
CEAG Crouse-Hinds | 53177 | EC001952 | EF008157 | EV011534 | 9.0
CEAG Crouse-Hinds | 53177 | EC001952 | EF008404 | EV010598 | 9.0
CEAG Crouse-Hinds | 53177 | EC001952 | EF009346 | 4000 - 4000 | 9.0
CEAG Crouse-Hinds | 53177 | EC001952 | EF009347 | 190 | 9.0
CEAG Crouse-Hinds | 53177 | EC001952 | EF009349 | 24229 | 9.0
CEAG Crouse-Hinds | 53177 | EC001952 | EF009350 | EV000202 | 9.0
CEAG Crouse-Hinds | 53177 | EC001952 | EF009482 | Non | 9.0
CEAG Crouse-Hinds | 53177 | EC001952 | EF011868 | EV015020 | 9.0
CEAG Crouse-Hinds | 53177 | EC001952 | EF011959 | EV000154 | 9.0
CEAG Crouse-Hinds | 53177 | EC001952 | EF012170 | EV000154 | 9.0
CEAG Crouse-Hinds | 53177 | EC001952 | EF012172 | 128 | 9.0
CEAG Crouse-Hinds | 53177 | EC001952 | EF016286 | Non | 9.0
CEAG Crouse-Hinds | 53177 | EC001952 | EF025740 | 0.95 | 9.0
CEAG Crouse-Hinds | 53181 | EC001952 | EF000003 | EV010173 | 9.0
CEAG Crouse-Hinds | 53181 | EC001952 | EF000441 | Oui | 9.0
CEAG Crouse-Hinds | 53181 | EC001952 | EF002423 | EV011515 | 9.0
CEAG Crouse-Hinds | 53181 | EC001952 | EF005905 | oui | 9.0
CEAG Crouse-Hinds | 53181 | EC001952 | EF000048 | EV000494 | 9.0
CEAG Crouse-Hinds | 53181 | EC001952 | EF001596 | EV000179 | 9.0
CEAG Crouse-Hinds | 53181 | EC001952 | EF004284 | EV014415 | 9.0
CEAG Crouse-Hinds | 53181 | EC001952 | EF000187 | EV000509 | 9.0
CEAG Crouse-Hinds | 53181 | EC001952 | EF005127 | 110 - 240 | 9.0
CEAG Crouse-Hinds | 53181 | EC001952 | EF000381 | EV011530 | 9.0
CEAG Crouse-Hinds | 53181 | EC001952 | EF007556 | oui | 9.0
CEAG Crouse-Hinds | 53181 | EC001952 | EF016286 | oui | 9.0
CEAG Crouse-Hinds | 53181 | EC001952 | EF012170 | EV000278 | 9.0
CEAG Crouse-Hinds | 53181 | EC001952 | EF008157 | EV011534 | 9.0
CEAG Crouse-Hinds | 53181 | EC001952 | EF011870 | 90000 | 9.0
CEAG Crouse-Hinds | 53181 | EC001952 | EF005474 | EV006422 | 9.0
CEAG Crouse-Hinds | 53181 | EC001952 | EF000004 | EV000582 | 9.0
CEAG Crouse-Hinds | 53181 | EC001952 | EF005728 | EV009071 | 9.0
CEAG Crouse-Hinds | 53181 | EC001952 | EF008404 | EV010598 | 9.0
CEAG Crouse-Hinds | 53181 | EC001952 | EF012090 | -40 - 55 | 9.0
CEAG Crouse-Hinds | 53181 | EC001952 | EF009349 | 6000 | 9.0
CEAG Crouse-Hinds | 53181 | EC001952 | EF012172 | 110 | 9.0
CEAG Crouse-Hinds | 53181 | EC001952 | EF009350 | EV000202 | 9.0
CEAG Crouse-Hinds | 53181 | EC001952 | EF009346 | 4000 - 4000 | 9.0
CEAG Crouse-Hinds | 53181 | EC001952 | EF025740 | 0,95 | 9.0
CEAG Crouse-Hinds | 53181 | EC001952 | EF009482 | non | 9.0
CEAG Crouse-Hinds | 53181 | EC001952 | EF000008 | 605 | 9.0
CEAG Crouse-Hinds | 53181 | EC001952 | EF001456 | 121 | 9.0
CEAG Crouse-Hinds | 53181 | EC001952 | EF001438 | 605 | 9.0
CEAG Crouse-Hinds | 53181 | EC001952 | EF011868 | EV015020 | 9.0
CEAG Crouse-Hinds | 53181 | EC001952 | EF001391 | 6 | 9.0
CEAG Crouse-Hinds | 53181 | EC001952 | EF000085 | 4 | 9.0
CEAG Crouse-Hinds | 53181 | EC001952 | EF000124 | EV001008 | 9.0
CEAG Crouse-Hinds | 53182 | EC001952 | EF000003 | EV010173 | 9.0
CEAG Crouse-Hinds | 53182 | EC001952 | EF000441 | Oui | 9.0
CEAG Crouse-Hinds | 53182 | EC001952 | EF002423 | EV011515 | 9.0
CEAG Crouse-Hinds | 53182 | EC001952 | EF005905 | oui | 9.0
CEAG Crouse-Hinds | 53182 | EC001952 | EF000048 | EV000494 | 9.0
CEAG Crouse-Hinds | 53182 | EC001952 | EF001596 | EV000179 | 9.0
CEAG Crouse-Hinds | 53182 | EC001952 | EF004284 | EV014415 | 9.0
CEAG Crouse-Hinds | 53182 | EC001952 | EF000187 | EV000509 | 9.0
CEAG Crouse-Hinds | 53182 | EC001952 | EF005127 | 110 - 240 | 9.0
CEAG Crouse-Hinds | 53182 | EC001952 | EF000381 | EV011530 | 9.0
CEAG Crouse-Hinds | 53182 | EC001952 | EF007556 | oui | 9.0
CEAG Crouse-Hinds | 53182 | EC001952 | EF016286 | oui | 9.0
CEAG Crouse-Hinds | 53182 | EC001952 | EF012170 | EV000278 | 9.0
CEAG Crouse-Hinds | 53182 | EC001952 | EF008157 | EV011534 | 9.0
CEAG Crouse-Hinds | 53182 | EC001952 | EF011870 | 90000 | 9.0
CEAG Crouse-Hinds | 53182 | EC001952 | EF005474 | EV006422 | 9.0
CEAG Crouse-Hinds | 53182 | EC001952 | EF000004 | EV000582 | 9.0
CEAG Crouse-Hinds | 53182 | EC001952 | EF005728 | EV009071 | 9.0
CEAG Crouse-Hinds | 53182 | EC001952 | EF008404 | EV010598 | 9.0
CEAG Crouse-Hinds | 53182 | EC001952 | EF012090 | -40 - 55 | 9.0
CEAG Crouse-Hinds | 53182 | EC001952 | EF009349 | 2950 | 9.0
CEAG Crouse-Hinds | 53182 | EC001952 | EF012172 | 100 | 9.0
CEAG Crouse-Hinds | 53182 | EC001952 | EF009350 | EV000202 | 9.0
CEAG Crouse-Hinds | 53182 | EC001952 | EF009346 | 4000 - 4000 | 9.0
CEAG Crouse-Hinds | 53182 | EC001952 | EF025740 | 0,95 | 9.0
CEAG Crouse-Hinds | 53182 | EC001952 | EF009482 | non | 9.0
CEAG Crouse-Hinds | 53182 | EC001952 | EF000008 | 275 | 9.0
CEAG Crouse-Hinds | 53182 | EC001952 | EF001456 | 121 | 9.0
CEAG Crouse-Hinds | 53182 | EC001952 | EF001438 | 605 | 9.0
CEAG Crouse-Hinds | 53182 | EC001952 | EF011868 | EV015020 | 9.0
CEAG Crouse-Hinds | 53182 | EC001952 | EF001391 | 6 | 9.0
CEAG Crouse-Hinds | 53182 | EC001952 | EF000085 | 4 | 9.0
CEAG Crouse-Hinds | 53182 | EC001952 | EF000124 | EV001008 | 9.0
CEAG Crouse-Hinds | 53183 | EC001952 | EF000003 | EV010173 | 9.0
CEAG Crouse-Hinds | 53183 | EC001952 | EF000441 | Oui | 9.0
CEAG Crouse-Hinds | 53183 | EC001952 | EF002423 | EV011515 | 9.0
CEAG Crouse-Hinds | 53183 | EC001952 | EF005905 | oui | 9.0
CEAG Crouse-Hinds | 53183 | EC001952 | EF000048 | EV000494 | 9.0
CEAG Crouse-Hinds | 53183 | EC001952 | EF001596 | EV000179 | 9.0
CEAG Crouse-Hinds | 53183 | EC001952 | EF004284 | EV014415 | 9.0
CEAG Crouse-Hinds | 53183 | EC001952 | EF000187 | EV000509 | 9.0
CEAG Crouse-Hinds | 53183 | EC001952 | EF005127 | 110 - 240 | 9.0
CEAG Crouse-Hinds | 53183 | EC001952 | EF000381 | EV011530 | 9.0
CEAG Crouse-Hinds | 53183 | EC001952 | EF007556 | oui | 9.0
CEAG Crouse-Hinds | 53183 | EC001952 | EF016286 | oui | 9.0
CEAG Crouse-Hinds | 53183 | EC001952 | EF012170 | EV000278 | 9.0
CEAG Crouse-Hinds | 53183 | EC001952 | EF008157 | EV011534 | 9.0
CEAG Crouse-Hinds | 53183 | EC001952 | EF011870 | 90000 | 9.0
CEAG Crouse-Hinds | 53183 | EC001952 | EF005474 | EV006422 | 9.0
CEAG Crouse-Hinds | 53183 | EC001952 | EF000004 | EV000582 | 9.0
CEAG Crouse-Hinds | 53183 | EC001952 | EF005728 | EV009071 | 9.0
CEAG Crouse-Hinds | 53183 | EC001952 | EF008404 | EV010598 | 9.0
CEAG Crouse-Hinds | 53183 | EC001952 | EF012090 | -40 - 55 | 9.0
CEAG Crouse-Hinds | 53183 | EC001952 | EF009349 | 6000 | 9.0
CEAG Crouse-Hinds | 53183 | EC001952 | EF012172 | 110 | 9.0
CEAG Crouse-Hinds | 53183 | EC001952 | EF009350 | EV000202 | 9.0
CEAG Crouse-Hinds | 53183 | EC001952 | EF009346 | 4000 - 4000 | 9.0
CEAG Crouse-Hinds | 53183 | EC001952 | EF025740 | 0,95 | 9.0
CEAG Crouse-Hinds | 53183 | EC001952 | EF009482 | non | 9.0
CEAG Crouse-Hinds | 53183 | EC001952 | EF000008 | 275 | 9.0
CEAG Crouse-Hinds | 53183 | EC001952 | EF001456 | 121 | 9.0
CEAG Crouse-Hinds | 53183 | EC001952 | EF001438 | 1215 | 9.0
CEAG Crouse-Hinds | 53183 | EC001952 | EF011868 | EV015020 | 9.0
CEAG Crouse-Hinds | 53183 | EC001952 | EF001391 | 6 | 9.0
CEAG Crouse-Hinds | 53183 | EC001952 | EF000085 | 4 | 9.0
CEAG Crouse-Hinds | 53183 | EC001952 | EF000124 | EV001008 | 9.0
CEAG Crouse-Hinds | 53184 | EC001952 | EF000003 | EV010173 | 9.0
CEAG Crouse-Hinds | 53184 | EC001952 | EF000441 | Oui | 9.0
CEAG Crouse-Hinds | 53184 | EC001952 | EF002423 | EV011515 | 9.0
CEAG Crouse-Hinds | 53184 | EC001952 | EF005905 | oui | 9.0
CEAG Crouse-Hinds | 53184 | EC001952 | EF000048 | EV000494 | 9.0
CEAG Crouse-Hinds | 53184 | EC001952 | EF001596 | EV000179 | 9.0
CEAG Crouse-Hinds | 53184 | EC001952 | EF004284 | EV014415 | 9.0
CEAG Crouse-Hinds | 53184 | EC001952 | EF000187 | EV000509 | 9.0
CEAG Crouse-Hinds | 53184 | EC001952 | EF005127 | 110 - 240 | 9.0
CEAG Crouse-Hinds | 53184 | EC001952 | EF000381 | EV011530 | 9.0
CEAG Crouse-Hinds | 53184 | EC001952 | EF007556 | oui | 9.0
CEAG Crouse-Hinds | 53184 | EC001952 | EF016286 | oui | 9.0
CEAG Crouse-Hinds | 53184 | EC001952 | EF012170 | EV000278 | 9.0
CEAG Crouse-Hinds | 53184 | EC001952 | EF008157 | EV011534 | 9.0
CEAG Crouse-Hinds | 53184 | EC001952 | EF011870 | 90000 | 9.0
CEAG Crouse-Hinds | 53184 | EC001952 | EF005474 | EV006422 | 9.0
CEAG Crouse-Hinds | 53184 | EC001952 | EF000004 | EV000582 | 9.0
CEAG Crouse-Hinds | 53184 | EC001952 | EF005728 | EV009071 | 9.0
CEAG Crouse-Hinds | 53184 | EC001952 | EF008404 | EV010598 | 9.0
CEAG Crouse-Hinds | 53184 | EC001952 | EF012090 | -25 - 55 | 9.0
CEAG Crouse-Hinds | 53184 | EC001952 | EF009349 | 6000 | 9.0
CEAG Crouse-Hinds | 53184 | EC001952 | EF012172 | 110 | 9.0
CEAG Crouse-Hinds | 53184 | EC001952 | EF009350 | EV000202 | 9.0
CEAG Crouse-Hinds | 53184 | EC001952 | EF009346 | 4000 - 4000 | 9.0
CEAG Crouse-Hinds | 53184 | EC001952 | EF025740 | 0,95 | 9.0
CEAG Crouse-Hinds | 53184 | EC001952 | EF009482 | non | 9.0
CEAG Crouse-Hinds | 53184 | EC001952 | EF000008 | 605 | 9.0
CEAG Crouse-Hinds | 53184 | EC001952 | EF001456 | 121 | 9.0
CEAG Crouse-Hinds | 53184 | EC001952 | EF001438 | 605 | 9.0
CEAG Crouse-Hinds | 53184 | EC001952 | EF011868 | EV015020 | 9.0
CEAG Crouse-Hinds | 53184 | EC001952 | EF001391 | 6 | 9.0
CEAG Crouse-Hinds | 53184 | EC001952 | EF000085 | 4 | 9.0
CEAG Crouse-Hinds | 53184 | EC001952 | EF000124 | EV001008 | 9.0
CEAG Crouse-Hinds | 53185 | EC001952 | EF000003 | EV010173 | 9.0
CEAG Crouse-Hinds | 53185 | EC001952 | EF000441 | Oui | 9.0
CEAG Crouse-Hinds | 53185 | EC001952 | EF002423 | EV011515 | 9.0
CEAG Crouse-Hinds | 53185 | EC001952 | EF005905 | oui | 9.0
CEAG Crouse-Hinds | 53185 | EC001952 | EF000048 | EV000494 | 9.0
CEAG Crouse-Hinds | 53185 | EC001952 | EF001596 | EV000179 | 9.0
CEAG Crouse-Hinds | 53185 | EC001952 | EF004284 | EV014415 | 9.0
CEAG Crouse-Hinds | 53185 | EC001952 | EF000187 | EV000509 | 9.0
CEAG Crouse-Hinds | 53185 | EC001952 | EF005127 | 110 - 240 | 9.0
CEAG Crouse-Hinds | 53185 | EC001952 | EF000381 | EV011530 | 9.0
CEAG Crouse-Hinds | 53185 | EC001952 | EF007556 | oui | 9.0
CEAG Crouse-Hinds | 53185 | EC001952 | EF016286 | oui | 9.0
CEAG Crouse-Hinds | 53185 | EC001952 | EF012170 | EV000278 | 9.0
CEAG Crouse-Hinds | 53185 | EC001952 | EF008157 | EV011534 | 9.0
CEAG Crouse-Hinds | 53185 | EC001952 | EF011870 | 90000 | 9.0
CEAG Crouse-Hinds | 53185 | EC001952 | EF005474 | EV006422 | 9.0
CEAG Crouse-Hinds | 53185 | EC001952 | EF000004 | EV000582 | 9.0
CEAG Crouse-Hinds | 53185 | EC001952 | EF005728 | EV009071 | 9.0
CEAG Crouse-Hinds | 53185 | EC001952 | EF008404 | EV010598 | 9.0
CEAG Crouse-Hinds | 53185 | EC001952 | EF012090 | -25 - 55 | 9.0
CEAG Crouse-Hinds | 53185 | EC001952 | EF009349 | 2950 | 9.0
CEAG Crouse-Hinds | 53185 | EC001952 | EF012172 | 100 | 9.0
CEAG Crouse-Hinds | 53185 | EC001952 | EF009350 | EV000202 | 9.0
CEAG Crouse-Hinds | 53185 | EC001952 | EF009346 | 4000 - 4000 | 9.0
CEAG Crouse-Hinds | 53185 | EC001952 | EF025740 | 0,95 | 9.0
CEAG Crouse-Hinds | 53185 | EC001952 | EF009482 | non | 9.0
CEAG Crouse-Hinds | 53185 | EC001952 | EF000008 | 275 | 9.0
CEAG Crouse-Hinds | 53185 | EC001952 | EF001456 | 121 | 9.0
CEAG Crouse-Hinds | 53185 | EC001952 | EF001438 | 605 | 9.0
CEAG Crouse-Hinds | 53185 | EC001952 | EF011868 | EV015020 | 9.0
CEAG Crouse-Hinds | 53185 | EC001952 | EF001391 | 6 | 9.0
CEAG Crouse-Hinds | 53185 | EC001952 | EF000085 | 4 | 9.0
CEAG Crouse-Hinds | 53185 | EC001952 | EF000124 | EV001008 | 9.0
CEAG Crouse-Hinds | 53186 | EC001952 | EF000003 | EV010173 | 9.0
CEAG Crouse-Hinds | 53186 | EC001952 | EF000441 | Oui | 9.0
CEAG Crouse-Hinds | 53186 | EC001952 | EF002423 | EV011515 | 9.0
CEAG Crouse-Hinds | 53186 | EC001952 | EF005905 | oui | 9.0
CEAG Crouse-Hinds | 53186 | EC001952 | EF000048 | EV000494 | 9.0
CEAG Crouse-Hinds | 53186 | EC001952 | EF001596 | EV000179 | 9.0
CEAG Crouse-Hinds | 53186 | EC001952 | EF004284 | EV014415 | 9.0
CEAG Crouse-Hinds | 53186 | EC001952 | EF000187 | EV000509 | 9.0
CEAG Crouse-Hinds | 53186 | EC001952 | EF005127 | 110 - 240 | 9.0
CEAG Crouse-Hinds | 53186 | EC001952 | EF000381 | EV011530 | 9.0
CEAG Crouse-Hinds | 53186 | EC001952 | EF007556 | oui | 9.0
CEAG Crouse-Hinds | 53186 | EC001952 | EF016286 | oui | 9.0
CEAG Crouse-Hinds | 53186 | EC001952 | EF012170 | EV000278 | 9.0
CEAG Crouse-Hinds | 53186 | EC001952 | EF008157 | EV011534 | 9.0
CEAG Crouse-Hinds | 53186 | EC001952 | EF011870 | 90000 | 9.0
CEAG Crouse-Hinds | 53186 | EC001952 | EF005474 | EV006422 | 9.0
CEAG Crouse-Hinds | 53186 | EC001952 | EF000004 | EV000582 | 9.0
CEAG Crouse-Hinds | 53186 | EC001952 | EF005728 | EV009071 | 9.0
CEAG Crouse-Hinds | 53186 | EC001952 | EF008404 | EV010598 | 9.0
CEAG Crouse-Hinds | 53186 | EC001952 | EF012090 | -25 - 55 | 9.0
CEAG Crouse-Hinds | 53186 | EC001952 | EF009349 | 6000 | 9.0
CEAG Crouse-Hinds | 53186 | EC001952 | EF012172 | 110 | 9.0
CEAG Crouse-Hinds | 53186 | EC001952 | EF009350 | EV000202 | 9.0
CEAG Crouse-Hinds | 53186 | EC001952 | EF009346 | 4000 - 4000 | 9.0
CEAG Crouse-Hinds | 53186 | EC001952 | EF025740 | 0,95 | 9.0
CEAG Crouse-Hinds | 53186 | EC001952 | EF009482 | non | 9.0
CEAG Crouse-Hinds | 53186 | EC001952 | EF000008 | 275 | 9.0
CEAG Crouse-Hinds | 53186 | EC001952 | EF001456 | 121 | 9.0
CEAG Crouse-Hinds | 53186 | EC001952 | EF001438 | 1215 | 9.0
CEAG Crouse-Hinds | 53186 | EC001952 | EF011868 | EV015020 | 9.0
CEAG Crouse-Hinds | 53186 | EC001952 | EF001391 | 6 | 9.0
CEAG Crouse-Hinds | 53186 | EC001952 | EF000085 | 4 | 9.0
CEAG Crouse-Hinds | 53186 | EC001952 | EF000124 | EV001008 | 9.0
CEAG Crouse-Hinds | 53230 | EC001952 | EF000003 | EV010173 | 9.0
CEAG Crouse-Hinds | 53230 | EC001952 | EF000441 | Oui | 9.0
CEAG Crouse-Hinds | 53230 | EC001952 | EF002423 | EV011515 | 9.0
CEAG Crouse-Hinds | 53230 | EC001952 | EF005905 | Oui | 9.0
CEAG Crouse-Hinds | 53230 | EC001952 | EF000048 | EV000494 | 9.0
CEAG Crouse-Hinds | 53230 | EC001952 | EF001596 | EV000072 | 9.0
CEAG Crouse-Hinds | 53230 | EC001952 | EF004284 | EV006800 | 9.0
CEAG Crouse-Hinds | 53230 | EC001952 | EF000187 | EV000460 | 9.0
CEAG Crouse-Hinds | 53230 | EC001952 | EF005127 | 100 - 277 | 9.0
CEAG Crouse-Hinds | 53230 | EC001952 | EF000381 | EV011530 | 9.0
CEAG Crouse-Hinds | 53230 | EC001952 | EF007556 | Oui | 9.0
CEAG Crouse-Hinds | 53230 | EC001952 | EF016286 | Oui | 9.0
CEAG Crouse-Hinds | 53230 | EC001952 | EF012170 | EV000278 | 9.0
CEAG Crouse-Hinds | 53230 | EC001952 | EF008157 | EV011534 | 9.0
CEAG Crouse-Hinds | 53230 | EC001952 | EF016835 | EV005787 | 9.0
CEAG Crouse-Hinds | 53230 | EC001952 | EF011870 | 60000 | 9.0
CEAG Crouse-Hinds | 53230 | EC001952 | EF005474 | EV006422 | 9.0
CEAG Crouse-Hinds | 53230 | EC001952 | EF011959 | EV000154 | 9.0
CEAG Crouse-Hinds | 53230 | EC001952 | EF004293 | EV008784 | 9.0
CEAG Crouse-Hinds | 53230 | EC001952 | EF000004 | EV000582 | 9.0
CEAG Crouse-Hinds | 53230 | EC001952 | EF005728 | EV000600 | 9.0
CEAG Crouse-Hinds | 53230 | EC001952 | EF008404 | EV010598 | 9.0
CEAG Crouse-Hinds | 53230 | EC001952 | EF012090 | -40 - 65 | 9.0
CEAG Crouse-Hinds | 53230 | EC001952 | EF009349 | 9261 | 9.0
CEAG Crouse-Hinds | 53230 | EC001952 | EF012172 | 162 | 9.0
CEAG Crouse-Hinds | 53230 | EC001952 | EF009350 | EV000202 | 9.0
CEAG Crouse-Hinds | 53230 | EC001952 | EF009346 | 5000 - 5000 | 9.0
CEAG Crouse-Hinds | 53230 | EC001952 | EF025740 | 0,9 | 9.0
CEAG Crouse-Hinds | 53230 | EC001952 | EF009482 | Non | 9.0
CEAG Crouse-Hinds | 53230 | EC001952 | EF000008 | 288 | 9.0
CEAG Crouse-Hinds | 53230 | EC001952 | EF001456 | 250 | 9.0
CEAG Crouse-Hinds | 53230 | EC001952 | EF001438 | 409 | 9.0
CEAG Crouse-Hinds | 53230 | EC001952 | EF011868 | EV015019 | 9.0
CEAG Crouse-Hinds | 53230 | EC001952 | EF001391 | 3 | 9.0
CEAG Crouse-Hinds | 53230 | EC001952 | EF000085 | 6 | 9.0
CEAG Crouse-Hinds | 53230 | EC001952 | EF000124 | EV006494 | 9.0
CEAG Crouse-Hinds | 53231 | EC001952 | EF000003 | EV010173 | 9.0
CEAG Crouse-Hinds | 53231 | EC001952 | EF000441 | Oui | 9.0
CEAG Crouse-Hinds | 53231 | EC001952 | EF002423 | EV011515 | 9.0
CEAG Crouse-Hinds | 53231 | EC001952 | EF005905 | Oui | 9.0
CEAG Crouse-Hinds | 53231 | EC001952 | EF000048 | EV000494 | 9.0
CEAG Crouse-Hinds | 53231 | EC001952 | EF001596 | EV000072 | 9.0
CEAG Crouse-Hinds | 53231 | EC001952 | EF004284 | EV006800 | 9.0
CEAG Crouse-Hinds | 53231 | EC001952 | EF000187 | EV000460 | 9.0
CEAG Crouse-Hinds | 53231 | EC001952 | EF005127 | 100 - 277 | 9.0
CEAG Crouse-Hinds | 53231 | EC001952 | EF000381 | EV011530 | 9.0
CEAG Crouse-Hinds | 53231 | EC001952 | EF007556 | Oui | 9.0
CEAG Crouse-Hinds | 53231 | EC001952 | EF016286 | Oui | 9.0
CEAG Crouse-Hinds | 53231 | EC001952 | EF012170 | EV000278 | 9.0
CEAG Crouse-Hinds | 53231 | EC001952 | EF008157 | EV011534 | 9.0
CEAG Crouse-Hinds | 53231 | EC001952 | EF016835 | EV005787 | 9.0
CEAG Crouse-Hinds | 53231 | EC001952 | EF011870 | 60000 | 9.0
CEAG Crouse-Hinds | 53231 | EC001952 | EF005474 | EV006422 | 9.0
CEAG Crouse-Hinds | 53231 | EC001952 | EF011959 | EV000154 | 9.0
CEAG Crouse-Hinds | 53231 | EC001952 | EF004293 | EV008784 | 9.0
CEAG Crouse-Hinds | 53231 | EC001952 | EF000004 | EV000582 | 9.0
CEAG Crouse-Hinds | 53231 | EC001952 | EF005728 | EV000600 | 9.0
CEAG Crouse-Hinds | 53231 | EC001952 | EF008404 | EV010598 | 9.0
CEAG Crouse-Hinds | 53231 | EC001952 | EF012090 | -40 - 65 | 9.0
CEAG Crouse-Hinds | 53231 | EC001952 | EF009349 | 11602 | 9.0
CEAG Crouse-Hinds | 53231 | EC001952 | EF012172 | 158 | 9.0
CEAG Crouse-Hinds | 53231 | EC001952 | EF009350 | EV000202 | 9.0
CEAG Crouse-Hinds | 53231 | EC001952 | EF009346 | 5000 - 5000 | 9.0
CEAG Crouse-Hinds | 53231 | EC001952 | EF025740 | 0,9 | 9.0
CEAG Crouse-Hinds | 53231 | EC001952 | EF009482 | Non | 9.0
CEAG Crouse-Hinds | 53231 | EC001952 | EF000008 | 288 | 9.0
CEAG Crouse-Hinds | 53231 | EC001952 | EF001456 | 250 | 9.0
CEAG Crouse-Hinds | 53231 | EC001952 | EF001438 | 409 | 9.0
CEAG Crouse-Hinds | 53231 | EC001952 | EF011868 | EV015019 | 9.0
CEAG Crouse-Hinds | 53231 | EC001952 | EF001391 | 3 | 9.0
CEAG Crouse-Hinds | 53231 | EC001952 | EF000085 | 6 | 9.0
CEAG Crouse-Hinds | 53231 | EC001952 | EF000124 | EV006494 | 9.0
CEAG Crouse-Hinds | 53232 | EC001952 | EF000003 | EV010173 | 9.0
CEAG Crouse-Hinds | 53232 | EC001952 | EF000441 | Oui | 9.0
CEAG Crouse-Hinds | 53232 | EC001952 | EF002423 | EV011515 | 9.0
CEAG Crouse-Hinds | 53232 | EC001952 | EF005905 | Oui | 9.0
CEAG Crouse-Hinds | 53232 | EC001952 | EF000048 | EV000494 | 9.0
CEAG Crouse-Hinds | 53232 | EC001952 | EF001596 | EV000072 | 9.0
CEAG Crouse-Hinds | 53232 | EC001952 | EF004284 | EV006800 | 9.0
CEAG Crouse-Hinds | 53232 | EC001952 | EF000187 | EV000460 | 9.0
CEAG Crouse-Hinds | 53232 | EC001952 | EF005127 | 100 - 277 | 9.0
CEAG Crouse-Hinds | 53232 | EC001952 | EF000381 | EV011530 | 9.0
CEAG Crouse-Hinds | 53232 | EC001952 | EF007556 | Oui | 9.0
CEAG Crouse-Hinds | 53232 | EC001952 | EF016286 | Oui | 9.0
CEAG Crouse-Hinds | 53232 | EC001952 | EF012170 | EV000278 | 9.0
CEAG Crouse-Hinds | 53232 | EC001952 | EF008157 | EV011534 | 9.0
CEAG Crouse-Hinds | 53232 | EC001952 | EF016835 | EV005787 | 9.0
CEAG Crouse-Hinds | 53232 | EC001952 | EF011870 | 60000 | 9.0
CEAG Crouse-Hinds | 53232 | EC001952 | EF005474 | EV006422 | 9.0
CEAG Crouse-Hinds | 53232 | EC001952 | EF011959 | EV000154 | 9.0
CEAG Crouse-Hinds | 53232 | EC001952 | EF004293 | EV008784 | 9.0
CEAG Crouse-Hinds | 53232 | EC001952 | EF000004 | EV000582 | 9.0
CEAG Crouse-Hinds | 53232 | EC001952 | EF005728 | EV000600 | 9.0
CEAG Crouse-Hinds | 53232 | EC001952 | EF008404 | EV010598 | 9.0
CEAG Crouse-Hinds | 53232 | EC001952 | EF012090 | -40 - 65 | 9.0
CEAG Crouse-Hinds | 53232 | EC001952 | EF009349 | 13581 | 9.0
CEAG Crouse-Hinds | 53232 | EC001952 | EF012172 | 154 | 9.0
CEAG Crouse-Hinds | 53232 | EC001952 | EF009350 | EV000202 | 9.0
CEAG Crouse-Hinds | 53232 | EC001952 | EF009346 | 5000 - 5000 | 9.0
CEAG Crouse-Hinds | 53232 | EC001952 | EF025740 | 0,9 | 9.0
CEAG Crouse-Hinds | 53232 | EC001952 | EF009482 | Non | 9.0
CEAG Crouse-Hinds | 53232 | EC001952 | EF000008 | 288 | 9.0
CEAG Crouse-Hinds | 53232 | EC001952 | EF001456 | 250 | 9.0
CEAG Crouse-Hinds | 53232 | EC001952 | EF001438 | 409 | 9.0
CEAG Crouse-Hinds | 53232 | EC001952 | EF011868 | EV015019 | 9.0
CEAG Crouse-Hinds | 53232 | EC001952 | EF001391 | 3 | 9.0
CEAG Crouse-Hinds | 53232 | EC001952 | EF000085 | 6 | 9.0
CEAG Crouse-Hinds | 53232 | EC001952 | EF000124 | EV006494 | 9.0
CEAG Crouse-Hinds | 53233 | EC001952 | EF000003 | EV010173 | 9.0
CEAG Crouse-Hinds | 53233 | EC001952 | EF000441 | Oui | 9.0
CEAG Crouse-Hinds | 53233 | EC001952 | EF002423 | EV011515 | 9.0
CEAG Crouse-Hinds | 53233 | EC001952 | EF005905 | Oui | 9.0
CEAG Crouse-Hinds | 53233 | EC001952 | EF000048 | EV000494 | 9.0
CEAG Crouse-Hinds | 53233 | EC001952 | EF001596 | EV000072 | 9.0
CEAG Crouse-Hinds | 53233 | EC001952 | EF004284 | EV006800 | 9.0
CEAG Crouse-Hinds | 53233 | EC001952 | EF000187 | EV000460 | 9.0
CEAG Crouse-Hinds | 53233 | EC001952 | EF005127 | 100 - 277 | 9.0
CEAG Crouse-Hinds | 53233 | EC001952 | EF000381 | EV011530 | 9.0
CEAG Crouse-Hinds | 53233 | EC001952 | EF007556 | Oui | 9.0
CEAG Crouse-Hinds | 53233 | EC001952 | EF016286 | Oui | 9.0
CEAG Crouse-Hinds | 53233 | EC001952 | EF012170 | EV000278 | 9.0
CEAG Crouse-Hinds | 53233 | EC001952 | EF008157 | EV011534 | 9.0
CEAG Crouse-Hinds | 53233 | EC001952 | EF016835 | EV005787 | 9.0
CEAG Crouse-Hinds | 53233 | EC001952 | EF011870 | 60000 | 9.0
CEAG Crouse-Hinds | 53233 | EC001952 | EF005474 | EV006422 | 9.0
CEAG Crouse-Hinds | 53233 | EC001952 | EF011959 | EV000154 | 9.0
CEAG Crouse-Hinds | 53233 | EC001952 | EF004293 | EV008784 | 9.0
CEAG Crouse-Hinds | 53233 | EC001952 | EF000004 | EV000582 | 9.0
CEAG Crouse-Hinds | 53233 | EC001952 | EF005728 | EV000600 | 9.0
CEAG Crouse-Hinds | 53233 | EC001952 | EF008404 | EV010598 | 9.0
CEAG Crouse-Hinds | 53233 | EC001952 | EF012090 | -40 - 65 | 9.0
CEAG Crouse-Hinds | 53233 | EC001952 | EF009349 | 15845 | 9.0
CEAG Crouse-Hinds | 53233 | EC001952 | EF012172 | 154 | 9.0
CEAG Crouse-Hinds | 53233 | EC001952 | EF009350 | EV000202 | 9.0
CEAG Crouse-Hinds | 53233 | EC001952 | EF009346 | 5000 - 5000 | 9.0
CEAG Crouse-Hinds | 53233 | EC001952 | EF025740 | 0,9 | 9.0
CEAG Crouse-Hinds | 53233 | EC001952 | EF009482 | Non | 9.0
CEAG Crouse-Hinds | 53233 | EC001952 | EF000008 | 288 | 9.0
CEAG Crouse-Hinds | 53233 | EC001952 | EF001456 | 250 | 9.0
CEAG Crouse-Hinds | 53233 | EC001952 | EF001438 | 409 | 9.0
CEAG Crouse-Hinds | 53233 | EC001952 | EF011868 | EV015019 | 9.0
CEAG Crouse-Hinds | 53233 | EC001952 | EF001391 | 3 | 9.0
CEAG Crouse-Hinds | 53233 | EC001952 | EF000085 | 6 | 9.0
CEAG Crouse-Hinds | 53233 | EC001952 | EF000124 | EV006494 | 9.0
CEAG Crouse-Hinds | 53234 | EC001952 | EF000003 | EV010173 | 9.0
CEAG Crouse-Hinds | 53234 | EC001952 | EF000441 | Oui | 9.0
CEAG Crouse-Hinds | 53234 | EC001952 | EF002423 | EV011515 | 9.0
CEAG Crouse-Hinds | 53234 | EC001952 | EF005905 | Oui | 9.0
CEAG Crouse-Hinds | 53234 | EC001952 | EF000048 | EV000494 | 9.0
CEAG Crouse-Hinds | 53234 | EC001952 | EF001596 | EV000072 | 9.0
CEAG Crouse-Hinds | 53234 | EC001952 | EF004284 | EV006800 | 9.0
CEAG Crouse-Hinds | 53234 | EC001952 | EF000187 | EV000460 | 9.0
CEAG Crouse-Hinds | 53234 | EC001952 | EF005127 | 100 - 277 | 9.0
CEAG Crouse-Hinds | 53234 | EC001952 | EF000381 | EV011530 | 9.0
CEAG Crouse-Hinds | 53234 | EC001952 | EF007556 | Oui | 9.0
CEAG Crouse-Hinds | 53234 | EC001952 | EF016286 | Oui | 9.0
CEAG Crouse-Hinds | 53234 | EC001952 | EF012170 | EV000278 | 9.0
CEAG Crouse-Hinds | 53234 | EC001952 | EF008157 | EV011534 | 9.0
CEAG Crouse-Hinds | 53234 | EC001952 | EF016835 | EV005787 | 9.0
CEAG Crouse-Hinds | 53234 | EC001952 | EF011870 | 60000 | 9.0
CEAG Crouse-Hinds | 53234 | EC001952 | EF005474 | EV006422 | 9.0
CEAG Crouse-Hinds | 53234 | EC001952 | EF011959 | EV000154 | 9.0
CEAG Crouse-Hinds | 53234 | EC001952 | EF004293 | EV008784 | 9.0
CEAG Crouse-Hinds | 53234 | EC001952 | EF000004 | EV000582 | 9.0
CEAG Crouse-Hinds | 53234 | EC001952 | EF005728 | EV000600 | 9.0
CEAG Crouse-Hinds | 53234 | EC001952 | EF008404 | EV010598 | 9.0
CEAG Crouse-Hinds | 53234 | EC001952 | EF012090 | -40 - 65 | 9.0
CEAG Crouse-Hinds | 53234 | EC001952 | EF009349 | 9261 | 9.0
CEAG Crouse-Hinds | 53234 | EC001952 | EF012172 | 162 | 9.0
CEAG Crouse-Hinds | 53234 | EC001952 | EF009350 | EV000202 | 9.0
CEAG Crouse-Hinds | 53234 | EC001952 | EF009346 | 3000 - 3000 | 9.0
CEAG Crouse-Hinds | 53234 | EC001952 | EF025740 | 0,9 | 9.0
CEAG Crouse-Hinds | 53234 | EC001952 | EF009482 | Non | 9.0
CEAG Crouse-Hinds | 53234 | EC001952 | EF000008 | 288 | 9.0
CEAG Crouse-Hinds | 53234 | EC001952 | EF001456 | 250 | 9.0
CEAG Crouse-Hinds | 53234 | EC001952 | EF001438 | 409 | 9.0
CEAG Crouse-Hinds | 53234 | EC001952 | EF011868 | EV015019 | 9.0
CEAG Crouse-Hinds | 53234 | EC001952 | EF001391 | 3 | 9.0
CEAG Crouse-Hinds | 53234 | EC001952 | EF000085 | 6 | 9.0
CEAG Crouse-Hinds | 53234 | EC001952 | EF000124 | EV006494 | 9.0
CEAG Crouse-Hinds | 53235 | EC001952 | EF000003 | EV010173 | 9.0
CEAG Crouse-Hinds | 53235 | EC001952 | EF000441 | Oui | 9.0
CEAG Crouse-Hinds | 53235 | EC001952 | EF002423 | EV011515 | 9.0
CEAG Crouse-Hinds | 53235 | EC001952 | EF005905 | Oui | 9.0
CEAG Crouse-Hinds | 53235 | EC001952 | EF000048 | EV000494 | 9.0
CEAG Crouse-Hinds | 53235 | EC001952 | EF001596 | EV000072 | 9.0
CEAG Crouse-Hinds | 53235 | EC001952 | EF004284 | EV006800 | 9.0
CEAG Crouse-Hinds | 53235 | EC001952 | EF000187 | EV000460 | 9.0
CEAG Crouse-Hinds | 53235 | EC001952 | EF005127 | 100 - 277 | 9.0
CEAG Crouse-Hinds | 53235 | EC001952 | EF000381 | EV011530 | 9.0
CEAG Crouse-Hinds | 53235 | EC001952 | EF007556 | Oui | 9.0
CEAG Crouse-Hinds | 53235 | EC001952 | EF016286 | Oui | 9.0
CEAG Crouse-Hinds | 53235 | EC001952 | EF012170 | EV000278 | 9.0
CEAG Crouse-Hinds | 53235 | EC001952 | EF008157 | EV011534 | 9.0
CEAG Crouse-Hinds | 53235 | EC001952 | EF016835 | EV005787 | 9.0
CEAG Crouse-Hinds | 53235 | EC001952 | EF011870 | 60000 | 9.0
CEAG Crouse-Hinds | 53235 | EC001952 | EF005474 | EV006422 | 9.0
CEAG Crouse-Hinds | 53235 | EC001952 | EF011959 | EV000154 | 9.0
CEAG Crouse-Hinds | 53235 | EC001952 | EF004293 | EV008784 | 9.0
CEAG Crouse-Hinds | 53235 | EC001952 | EF000004 | EV000582 | 9.0
CEAG Crouse-Hinds | 53235 | EC001952 | EF005728 | EV000600 | 9.0
CEAG Crouse-Hinds | 53235 | EC001952 | EF008404 | EV010598 | 9.0
CEAG Crouse-Hinds | 53235 | EC001952 | EF012090 | -40 - 65 | 9.0
CEAG Crouse-Hinds | 53235 | EC001952 | EF009349 | 11602 | 9.0
CEAG Crouse-Hinds | 53235 | EC001952 | EF012172 | 158 | 9.0
CEAG Crouse-Hinds | 53235 | EC001952 | EF009350 | EV000202 | 9.0
CEAG Crouse-Hinds | 53235 | EC001952 | EF009346 | 3000 - 3000 | 9.0
CEAG Crouse-Hinds | 53235 | EC001952 | EF025740 | 0,9 | 9.0
CEAG Crouse-Hinds | 53235 | EC001952 | EF009482 | Non | 9.0
CEAG Crouse-Hinds | 53235 | EC001952 | EF000008 | 288 | 9.0
CEAG Crouse-Hinds | 53235 | EC001952 | EF001456 | 250 | 9.0
CEAG Crouse-Hinds | 53235 | EC001952 | EF001438 | 409 | 9.0
CEAG Crouse-Hinds | 53235 | EC001952 | EF011868 | EV015019 | 9.0
CEAG Crouse-Hinds | 53235 | EC001952 | EF001391 | 3 | 9.0
CEAG Crouse-Hinds | 53235 | EC001952 | EF000085 | 6 | 9.0
CEAG Crouse-Hinds | 53235 | EC001952 | EF000124 | EV006494 | 9.0
CEAG Crouse-Hinds | 53236 | EC001952 | EF000003 | EV010173 | 9.0
CEAG Crouse-Hinds | 53236 | EC001952 | EF000441 | Oui | 9.0
CEAG Crouse-Hinds | 53236 | EC001952 | EF002423 | EV011515 | 9.0
CEAG Crouse-Hinds | 53236 | EC001952 | EF005905 | Oui | 9.0
CEAG Crouse-Hinds | 53236 | EC001952 | EF000048 | EV000494 | 9.0
CEAG Crouse-Hinds | 53236 | EC001952 | EF001596 | EV000072 | 9.0
CEAG Crouse-Hinds | 53236 | EC001952 | EF004284 | EV006800 | 9.0
CEAG Crouse-Hinds | 53236 | EC001952 | EF000187 | EV000460 | 9.0
CEAG Crouse-Hinds | 53236 | EC001952 | EF005127 | 100 - 277 | 9.0
CEAG Crouse-Hinds | 53236 | EC001952 | EF000381 | EV011530 | 9.0
CEAG Crouse-Hinds | 53236 | EC001952 | EF007556 | Oui | 9.0
CEAG Crouse-Hinds | 53236 | EC001952 | EF016286 | Oui | 9.0
CEAG Crouse-Hinds | 53236 | EC001952 | EF012170 | EV000278 | 9.0
CEAG Crouse-Hinds | 53236 | EC001952 | EF008157 | EV011534 | 9.0
CEAG Crouse-Hinds | 53236 | EC001952 | EF016835 | EV005787 | 9.0
CEAG Crouse-Hinds | 53236 | EC001952 | EF011870 | 60000 | 9.0
CEAG Crouse-Hinds | 53236 | EC001952 | EF005474 | EV006422 | 9.0
CEAG Crouse-Hinds | 53236 | EC001952 | EF011959 | EV000154 | 9.0
CEAG Crouse-Hinds | 53236 | EC001952 | EF004293 | EV008784 | 9.0
CEAG Crouse-Hinds | 53236 | EC001952 | EF000004 | EV000582 | 9.0
CEAG Crouse-Hinds | 53236 | EC001952 | EF005728 | EV000600 | 9.0
CEAG Crouse-Hinds | 53236 | EC001952 | EF008404 | EV010598 | 9.0
CEAG Crouse-Hinds | 53236 | EC001952 | EF012090 | -40 - 65 | 9.0
CEAG Crouse-Hinds | 53236 | EC001952 | EF009349 | 13581 | 9.0
CEAG Crouse-Hinds | 53236 | EC001952 | EF012172 | 154 | 9.0
CEAG Crouse-Hinds | 53236 | EC001952 | EF009350 | EV000202 | 9.0
CEAG Crouse-Hinds | 53236 | EC001952 | EF009346 | 3000 - 3000 | 9.0
CEAG Crouse-Hinds | 53236 | EC001952 | EF025740 | 0,9 | 9.0
CEAG Crouse-Hinds | 53236 | EC001952 | EF009482 | Non | 9.0
CEAG Crouse-Hinds | 53236 | EC001952 | EF000008 | 288 | 9.0
CEAG Crouse-Hinds | 53236 | EC001952 | EF001456 | 250 | 9.0
CEAG Crouse-Hinds | 53236 | EC001952 | EF001438 | 409 | 9.0
CEAG Crouse-Hinds | 53236 | EC001952 | EF011868 | EV015019 | 9.0
CEAG Crouse-Hinds | 53236 | EC001952 | EF001391 | 3 | 9.0
CEAG Crouse-Hinds | 53236 | EC001952 | EF000085 | 6 | 9.0
CEAG Crouse-Hinds | 53236 | EC001952 | EF000124 | EV006494 | 9.0
CEAG Crouse-Hinds | 53237 | EC001952 | EF000003 | EV010173 | 9.0
CEAG Crouse-Hinds | 53237 | EC001952 | EF000441 | Oui | 9.0
CEAG Crouse-Hinds | 53237 | EC001952 | EF002423 | EV011515 | 9.0
CEAG Crouse-Hinds | 53237 | EC001952 | EF005905 | Oui | 9.0
CEAG Crouse-Hinds | 53237 | EC001952 | EF000048 | EV000494 | 9.0
CEAG Crouse-Hinds | 53237 | EC001952 | EF001596 | EV000072 | 9.0
CEAG Crouse-Hinds | 53237 | EC001952 | EF004284 | EV006800 | 9.0
CEAG Crouse-Hinds | 53237 | EC001952 | EF000187 | EV000460 | 9.0
CEAG Crouse-Hinds | 53237 | EC001952 | EF005127 | 100 - 277 | 9.0
CEAG Crouse-Hinds | 53237 | EC001952 | EF000381 | EV011530 | 9.0
CEAG Crouse-Hinds | 53237 | EC001952 | EF007556 | Oui | 9.0
CEAG Crouse-Hinds | 53237 | EC001952 | EF016286 | Oui | 9.0
CEAG Crouse-Hinds | 53237 | EC001952 | EF012170 | EV000278 | 9.0
CEAG Crouse-Hinds | 53237 | EC001952 | EF008157 | EV011534 | 9.0
CEAG Crouse-Hinds | 53237 | EC001952 | EF016835 | EV005787 | 9.0
CEAG Crouse-Hinds | 53237 | EC001952 | EF011870 | 60000 | 9.0
CEAG Crouse-Hinds | 53237 | EC001952 | EF005474 | EV006422 | 9.0
CEAG Crouse-Hinds | 53237 | EC001952 | EF011959 | EV000154 | 9.0
CEAG Crouse-Hinds | 53237 | EC001952 | EF004293 | EV008784 | 9.0
CEAG Crouse-Hinds | 53237 | EC001952 | EF000004 | EV000582 | 9.0
CEAG Crouse-Hinds | 53237 | EC001952 | EF005728 | EV000600 | 9.0
CEAG Crouse-Hinds | 53237 | EC001952 | EF008404 | EV010598 | 9.0
CEAG Crouse-Hinds | 53237 | EC001952 | EF012090 | -40 - 65 | 9.0
CEAG Crouse-Hinds | 53237 | EC001952 | EF009349 | 15845 | 9.0
CEAG Crouse-Hinds | 53237 | EC001952 | EF012172 | 154 | 9.0
CEAG Crouse-Hinds | 53237 | EC001952 | EF009350 | EV000202 | 9.0
CEAG Crouse-Hinds | 53237 | EC001952 | EF009346 | 3000 - 3000 | 9.0
CEAG Crouse-Hinds | 53237 | EC001952 | EF025740 | 0,9 | 9.0
CEAG Crouse-Hinds | 53237 | EC001952 | EF009482 | Non | 9.0
CEAG Crouse-Hinds | 53237 | EC001952 | EF000008 | 288 | 9.0
CEAG Crouse-Hinds | 53237 | EC001952 | EF001456 | 250 | 9.0
CEAG Crouse-Hinds | 53237 | EC001952 | EF001438 | 409 | 9.0
CEAG Crouse-Hinds | 53237 | EC001952 | EF011868 | EV015019 | 9.0
CEAG Crouse-Hinds | 53237 | EC001952 | EF001391 | 3 | 9.0
CEAG Crouse-Hinds | 53237 | EC001952 | EF000085 | 6 | 9.0
CEAG Crouse-Hinds | 53237 | EC001952 | EF000124 | EV006494 | 9.0
CEAG Crouse-Hinds | 53238 | EC001952 | EF000003 | EV010173 | 9.0
CEAG Crouse-Hinds | 53238 | EC001952 | EF000441 | Oui | 9.0
CEAG Crouse-Hinds | 53238 | EC001952 | EF002423 | EV011515 | 9.0
CEAG Crouse-Hinds | 53238 | EC001952 | EF005905 | Oui | 9.0
CEAG Crouse-Hinds | 53238 | EC001952 | EF000048 | EV000494 | 9.0
CEAG Crouse-Hinds | 53238 | EC001952 | EF001596 | EV000072 | 9.0
CEAG Crouse-Hinds | 53238 | EC001952 | EF004284 | EV006823 | 9.0
CEAG Crouse-Hinds | 53238 | EC001952 | EF000187 | EV000460 | 9.0
CEAG Crouse-Hinds | 53238 | EC001952 | EF005127 | 100 - 277 | 9.0
CEAG Crouse-Hinds | 53238 | EC001952 | EF000381 | EV011530 | 9.0
CEAG Crouse-Hinds | 53238 | EC001952 | EF007556 | Oui | 9.0
CEAG Crouse-Hinds | 53238 | EC001952 | EF016286 | Oui | 9.0
CEAG Crouse-Hinds | 53238 | EC001952 | EF012170 | EV000278 | 9.0
CEAG Crouse-Hinds | 53238 | EC001952 | EF008157 | EV011534 | 9.0
CEAG Crouse-Hinds | 53238 | EC001952 | EF016835 | EV005787 | 9.0
CEAG Crouse-Hinds | 53238 | EC001952 | EF011870 | 60000 | 9.0
CEAG Crouse-Hinds | 53238 | EC001952 | EF005474 | EV006422 | 9.0
CEAG Crouse-Hinds | 53238 | EC001952 | EF011959 | EV000154 | 9.0
CEAG Crouse-Hinds | 53238 | EC001952 | EF004293 | EV008784 | 9.0
CEAG Crouse-Hinds | 53238 | EC001952 | EF000004 | EV000582 | 9.0
CEAG Crouse-Hinds | 53238 | EC001952 | EF005728 | EV000600 | 9.0
CEAG Crouse-Hinds | 53238 | EC001952 | EF008404 | EV010598 | 9.0
CEAG Crouse-Hinds | 53238 | EC001952 | EF012090 | -40 - 65 | 9.0
CEAG Crouse-Hinds | 53238 | EC001952 | EF009349 | 9261 | 9.0
CEAG Crouse-Hinds | 53238 | EC001952 | EF012172 | 162 | 9.0
CEAG Crouse-Hinds | 53238 | EC001952 | EF009350 | EV000202 | 9.0
CEAG Crouse-Hinds | 53238 | EC001952 | EF009346 | 5000 - 5000 | 9.0
CEAG Crouse-Hinds | 53238 | EC001952 | EF025740 | 0,9 | 9.0
CEAG Crouse-Hinds | 53238 | EC001952 | EF009482 | Non | 9.0
CEAG Crouse-Hinds | 53238 | EC001952 | EF000008 | 288 | 9.0
CEAG Crouse-Hinds | 53238 | EC001952 | EF001456 | 250 | 9.0
CEAG Crouse-Hinds | 53238 | EC001952 | EF001438 | 409 | 9.0
CEAG Crouse-Hinds | 53238 | EC001952 | EF011868 | EV015019 | 9.0
CEAG Crouse-Hinds | 53238 | EC001952 | EF001391 | 3 | 9.0
CEAG Crouse-Hinds | 53238 | EC001952 | EF000085 | 6 | 9.0
CEAG Crouse-Hinds | 53238 | EC001952 | EF000124 | EV006494 | 9.0
CEAG Crouse-Hinds | 53239 | EC001952 | EF000003 | EV010173 | 9.0
CEAG Crouse-Hinds | 53239 | EC001952 | EF000441 | Oui | 9.0
CEAG Crouse-Hinds | 53239 | EC001952 | EF002423 | EV011515 | 9.0
CEAG Crouse-Hinds | 53239 | EC001952 | EF005905 | Oui | 9.0
CEAG Crouse-Hinds | 53239 | EC001952 | EF000048 | EV000494 | 9.0
CEAG Crouse-Hinds | 53239 | EC001952 | EF001596 | EV000072 | 9.0
CEAG Crouse-Hinds | 53239 | EC001952 | EF004284 | EV006823 | 9.0
CEAG Crouse-Hinds | 53239 | EC001952 | EF000187 | EV000460 | 9.0
CEAG Crouse-Hinds | 53239 | EC001952 | EF005127 | 100 - 277 | 9.0
CEAG Crouse-Hinds | 53239 | EC001952 | EF000381 | EV011530 | 9.0
CEAG Crouse-Hinds | 53239 | EC001952 | EF007556 | Oui | 9.0
CEAG Crouse-Hinds | 53239 | EC001952 | EF016286 | Oui | 9.0
CEAG Crouse-Hinds | 53239 | EC001952 | EF012170 | EV000278 | 9.0
CEAG Crouse-Hinds | 53239 | EC001952 | EF008157 | EV011534 | 9.0
CEAG Crouse-Hinds | 53239 | EC001952 | EF016835 | EV005787 | 9.0
CEAG Crouse-Hinds | 53239 | EC001952 | EF011870 | 60000 | 9.0
CEAG Crouse-Hinds | 53239 | EC001952 | EF005474 | EV006422 | 9.0
CEAG Crouse-Hinds | 53239 | EC001952 | EF011959 | EV000154 | 9.0
CEAG Crouse-Hinds | 53239 | EC001952 | EF004293 | EV008784 | 9.0
CEAG Crouse-Hinds | 53239 | EC001952 | EF000004 | EV000582 | 9.0
CEAG Crouse-Hinds | 53239 | EC001952 | EF005728 | EV000600 | 9.0
CEAG Crouse-Hinds | 53239 | EC001952 | EF008404 | EV010598 | 9.0
CEAG Crouse-Hinds | 53239 | EC001952 | EF012090 | -40 - 65 | 9.0
CEAG Crouse-Hinds | 53239 | EC001952 | EF009349 | 11602 | 9.0
CEAG Crouse-Hinds | 53239 | EC001952 | EF012172 | 158 | 9.0
CEAG Crouse-Hinds | 53239 | EC001952 | EF009350 | EV000202 | 9.0
CEAG Crouse-Hinds | 53239 | EC001952 | EF009346 | 5000 - 5000 | 9.0
CEAG Crouse-Hinds | 53239 | EC001952 | EF025740 | 0,9 | 9.0
CEAG Crouse-Hinds | 53239 | EC001952 | EF009482 | Non | 9.0
CEAG Crouse-Hinds | 53239 | EC001952 | EF000008 | 288 | 9.0
CEAG Crouse-Hinds | 53239 | EC001952 | EF001456 | 250 | 9.0
CEAG Crouse-Hinds | 53239 | EC001952 | EF001438 | 409 | 9.0
CEAG Crouse-Hinds | 53239 | EC001952 | EF011868 | EV015019 | 9.0
CEAG Crouse-Hinds | 53239 | EC001952 | EF001391 | 3 | 9.0
CEAG Crouse-Hinds | 53239 | EC001952 | EF000085 | 6 | 9.0
CEAG Crouse-Hinds | 53239 | EC001952 | EF000124 | EV006494 | 9.0
CEAG Crouse-Hinds | 53240 | EC001952 | EF000003 | EV010173 | 9.0
CEAG Crouse-Hinds | 53240 | EC001952 | EF000441 | Oui | 9.0
CEAG Crouse-Hinds | 53240 | EC001952 | EF002423 | EV011515 | 9.0
CEAG Crouse-Hinds | 53240 | EC001952 | EF005905 | Oui | 9.0
CEAG Crouse-Hinds | 53240 | EC001952 | EF000048 | EV000494 | 9.0
CEAG Crouse-Hinds | 53240 | EC001952 | EF001596 | EV000072 | 9.0
CEAG Crouse-Hinds | 53240 | EC001952 | EF004284 | EV006823 | 9.0
CEAG Crouse-Hinds | 53240 | EC001952 | EF000187 | EV000460 | 9.0
CEAG Crouse-Hinds | 53240 | EC001952 | EF005127 | 100 - 277 | 9.0
CEAG Crouse-Hinds | 53240 | EC001952 | EF000381 | EV011530 | 9.0
CEAG Crouse-Hinds | 53240 | EC001952 | EF007556 | Oui | 9.0
CEAG Crouse-Hinds | 53240 | EC001952 | EF016286 | Oui | 9.0
CEAG Crouse-Hinds | 53240 | EC001952 | EF012170 | EV000278 | 9.0
CEAG Crouse-Hinds | 53240 | EC001952 | EF008157 | EV011534 | 9.0
CEAG Crouse-Hinds | 53240 | EC001952 | EF016835 | EV005787 | 9.0
CEAG Crouse-Hinds | 53240 | EC001952 | EF011870 | 60000 | 9.0
CEAG Crouse-Hinds | 53240 | EC001952 | EF005474 | EV006422 | 9.0
CEAG Crouse-Hinds | 53240 | EC001952 | EF011959 | EV000154 | 9.0
CEAG Crouse-Hinds | 53240 | EC001952 | EF004293 | EV008784 | 9.0
CEAG Crouse-Hinds | 53240 | EC001952 | EF000004 | EV000582 | 9.0
CEAG Crouse-Hinds | 53240 | EC001952 | EF005728 | EV000600 | 9.0
CEAG Crouse-Hinds | 53240 | EC001952 | EF008404 | EV010598 | 9.0
CEAG Crouse-Hinds | 53240 | EC001952 | EF012090 | -40 - 65 | 9.0
CEAG Crouse-Hinds | 53240 | EC001952 | EF009349 | 13581 | 9.0
CEAG Crouse-Hinds | 53240 | EC001952 | EF012172 | 154 | 9.0
CEAG Crouse-Hinds | 53240 | EC001952 | EF009350 | EV000202 | 9.0
CEAG Crouse-Hinds | 53240 | EC001952 | EF009346 | 5000 - 5000 | 9.0
CEAG Crouse-Hinds | 53240 | EC001952 | EF025740 | 0,9 | 9.0
CEAG Crouse-Hinds | 53240 | EC001952 | EF009482 | Non | 9.0
CEAG Crouse-Hinds | 53240 | EC001952 | EF000008 | 288 | 9.0
CEAG Crouse-Hinds | 53240 | EC001952 | EF001456 | 250 | 9.0
CEAG Crouse-Hinds | 53240 | EC001952 | EF001438 | 409 | 9.0
CEAG Crouse-Hinds | 53240 | EC001952 | EF011868 | EV015019 | 9.0
CEAG Crouse-Hinds | 53240 | EC001952 | EF001391 | 3 | 9.0
CEAG Crouse-Hinds | 53240 | EC001952 | EF000085 | 6 | 9.0
CEAG Crouse-Hinds | 53240 | EC001952 | EF000124 | EV006494 | 9.0
CEAG Crouse-Hinds | 53241 | EC001952 | EF000003 | EV010173 | 9.0
CEAG Crouse-Hinds | 53241 | EC001952 | EF000441 | Oui | 9.0
CEAG Crouse-Hinds | 53241 | EC001952 | EF002423 | EV011515 | 9.0
CEAG Crouse-Hinds | 53241 | EC001952 | EF005905 | Oui | 9.0
CEAG Crouse-Hinds | 53241 | EC001952 | EF000048 | EV000494 | 9.0
CEAG Crouse-Hinds | 53241 | EC001952 | EF001596 | EV000072 | 9.0
CEAG Crouse-Hinds | 53241 | EC001952 | EF004284 | EV006823 | 9.0
CEAG Crouse-Hinds | 53241 | EC001952 | EF000187 | EV000460 | 9.0
CEAG Crouse-Hinds | 53241 | EC001952 | EF005127 | 100 - 277 | 9.0
CEAG Crouse-Hinds | 53241 | EC001952 | EF000381 | EV011530 | 9.0
CEAG Crouse-Hinds | 53241 | EC001952 | EF007556 | Oui | 9.0
CEAG Crouse-Hinds | 53241 | EC001952 | EF016286 | Oui | 9.0
CEAG Crouse-Hinds | 53241 | EC001952 | EF012170 | EV000278 | 9.0
CEAG Crouse-Hinds | 53241 | EC001952 | EF008157 | EV011534 | 9.0
CEAG Crouse-Hinds | 53241 | EC001952 | EF016835 | EV005787 | 9.0
CEAG Crouse-Hinds | 53241 | EC001952 | EF011870 | 60000 | 9.0
CEAG Crouse-Hinds | 53241 | EC001952 | EF005474 | EV006422 | 9.0
CEAG Crouse-Hinds | 53241 | EC001952 | EF011959 | EV000154 | 9.0
CEAG Crouse-Hinds | 53241 | EC001952 | EF004293 | EV008784 | 9.0
CEAG Crouse-Hinds | 53241 | EC001952 | EF000004 | EV000582 | 9.0
CEAG Crouse-Hinds | 53241 | EC001952 | EF005728 | EV000600 | 9.0
CEAG Crouse-Hinds | 53241 | EC001952 | EF008404 | EV010598 | 9.0
CEAG Crouse-Hinds | 53241 | EC001952 | EF012090 | -40 - 65 | 9.0
CEAG Crouse-Hinds | 53241 | EC001952 | EF009349 | 15845 | 9.0
CEAG Crouse-Hinds | 53241 | EC001952 | EF012172 | 154 | 9.0
CEAG Crouse-Hinds | 53241 | EC001952 | EF009350 | EV000202 | 9.0
CEAG Crouse-Hinds | 53241 | EC001952 | EF009346 | 5000 - 5000 | 9.0
CEAG Crouse-Hinds | 53241 | EC001952 | EF025740 | 0,9 | 9.0
CEAG Crouse-Hinds | 53241 | EC001952 | EF009482 | Non | 9.0
CEAG Crouse-Hinds | 53241 | EC001952 | EF000008 | 288 | 9.0
CEAG Crouse-Hinds | 53241 | EC001952 | EF001456 | 250 | 9.0
CEAG Crouse-Hinds | 53241 | EC001952 | EF001438 | 409 | 9.0
CEAG Crouse-Hinds | 53241 | EC001952 | EF011868 | EV015019 | 9.0
CEAG Crouse-Hinds | 53241 | EC001952 | EF001391 | 3 | 9.0
CEAG Crouse-Hinds | 53241 | EC001952 | EF000085 | 6 | 9.0
CEAG Crouse-Hinds | 53241 | EC001952 | EF000124 | EV006494 | 9.0
CEAG Crouse-Hinds | 53250 | EC001952 | EF000003 | EV010173 | 9.0
CEAG Crouse-Hinds | 53250 | EC001952 | EF000441 | Oui | 9.0
CEAG Crouse-Hinds | 53250 | EC001952 | EF002423 | EV011515 | 9.0
CEAG Crouse-Hinds | 53250 | EC001952 | EF005905 | Oui | 9.0
CEAG Crouse-Hinds | 53250 | EC001952 | EF000048 | EV000494 | 9.0
CEAG Crouse-Hinds | 53250 | EC001952 | EF001596 | EV000072 | 9.0
CEAG Crouse-Hinds | 53250 | EC001952 | EF004284 | EV006823 | 9.0
CEAG Crouse-Hinds | 53250 | EC001952 | EF000187 | EV000460 | 9.0
CEAG Crouse-Hinds | 53250 | EC001952 | EF005127 | 100 - 277 | 9.0
CEAG Crouse-Hinds | 53250 | EC001952 | EF000381 | EV011530 | 9.0
CEAG Crouse-Hinds | 53250 | EC001952 | EF007556 | Oui | 9.0
CEAG Crouse-Hinds | 53250 | EC001952 | EF016286 | Oui | 9.0
CEAG Crouse-Hinds | 53250 | EC001952 | EF012170 | EV014410 | 9.0
CEAG Crouse-Hinds | 53250 | EC001952 | EF008157 | EV011538 | 9.0
CEAG Crouse-Hinds | 53250 | EC001952 | EF016835 | EV005787 | 9.0
CEAG Crouse-Hinds | 53250 | EC001952 | EF011870 | 120000 | 9.0
CEAG Crouse-Hinds | 53250 | EC001952 | EF005474 | EV006422 | 9.0
CEAG Crouse-Hinds | 53250 | EC001952 | EF004293 | EV008784 | 9.0
CEAG Crouse-Hinds | 53250 | EC001952 | EF000004 | EV000582 | 9.0
CEAG Crouse-Hinds | 53250 | EC001952 | EF005728 | EV009071 | 9.0
CEAG Crouse-Hinds | 53250 | EC001952 | EF008404 | EV010598 | 9.0
CEAG Crouse-Hinds | 53250 | EC001952 | EF012090 | -40 - 55 | 9.0
CEAG Crouse-Hinds | 53250 | EC001952 | EF009349 | 12300 | 9.0
CEAG Crouse-Hinds | 53250 | EC001952 | EF012172 | 140 | 9.0
CEAG Crouse-Hinds | 53250 | EC001952 | EF009350 | EV000202 | 9.0
CEAG Crouse-Hinds | 53250 | EC001952 | EF009346 | 5700 - 5700 | 9.0
CEAG Crouse-Hinds | 53250 | EC001952 | EF025740 | 0,95 | 9.0
CEAG Crouse-Hinds | 53250 | EC001952 | EF009482 | Non | 9.0
CEAG Crouse-Hinds | 53250 | EC001952 | EF000008 | 398 | 9.0
CEAG Crouse-Hinds | 53250 | EC001952 | EF001456 | 97 | 9.0
CEAG Crouse-Hinds | 53250 | EC001952 | EF001438 | 472 | 9.0
CEAG Crouse-Hinds | 53250 | EC001952 | EF011868 | EV015019 | 9.0
CEAG Crouse-Hinds | 53250 | EC001952 | EF001391 | 6 | 9.0
CEAG Crouse-Hinds | 53250 | EC001952 | EF000085 | 6 | 9.0
CEAG Crouse-Hinds | 53250 | EC001952 | EF000124 | EV001008 | 9.0
CEAG Crouse-Hinds | 53251 | EC001952 | EF000003 | EV010173 | 9.0
CEAG Crouse-Hinds | 53251 | EC001952 | EF000441 | Oui | 9.0
CEAG Crouse-Hinds | 53251 | EC001952 | EF002423 | EV011515 | 9.0
CEAG Crouse-Hinds | 53251 | EC001952 | EF005905 | Oui | 9.0
CEAG Crouse-Hinds | 53251 | EC001952 | EF000048 | EV000494 | 9.0
CEAG Crouse-Hinds | 53251 | EC001952 | EF001596 | EV000072 | 9.0
CEAG Crouse-Hinds | 53251 | EC001952 | EF004284 | EV006823 | 9.0
CEAG Crouse-Hinds | 53251 | EC001952 | EF000187 | EV000460 | 9.0
CEAG Crouse-Hinds | 53251 | EC001952 | EF005127 | 100 - 277 | 9.0
CEAG Crouse-Hinds | 53251 | EC001952 | EF000381 | EV011530 | 9.0
CEAG Crouse-Hinds | 53251 | EC001952 | EF007556 | Oui | 9.0
CEAG Crouse-Hinds | 53251 | EC001952 | EF016286 | Oui | 9.0
CEAG Crouse-Hinds | 53251 | EC001952 | EF012170 | EV014410 | 9.0
CEAG Crouse-Hinds | 53251 | EC001952 | EF008157 | EV011538 | 9.0
CEAG Crouse-Hinds | 53251 | EC001952 | EF016835 | EV005787 | 9.0
CEAG Crouse-Hinds | 53251 | EC001952 | EF011870 | 120000 | 9.0
CEAG Crouse-Hinds | 53251 | EC001952 | EF005474 | EV006422 | 9.0
CEAG Crouse-Hinds | 53251 | EC001952 | EF004293 | EV008784 | 9.0
CEAG Crouse-Hinds | 53251 | EC001952 | EF000004 | EV000582 | 9.0
CEAG Crouse-Hinds | 53251 | EC001952 | EF005728 | EV009071 | 9.0
CEAG Crouse-Hinds | 53251 | EC001952 | EF008404 | EV010598 | 9.0
CEAG Crouse-Hinds | 53251 | EC001952 | EF012090 | -40 - 55 | 9.0
CEAG Crouse-Hinds | 53251 | EC001952 | EF009349 | 20200 | 9.0
CEAG Crouse-Hinds | 53251 | EC001952 | EF012172 | 150 | 9.0
CEAG Crouse-Hinds | 53251 | EC001952 | EF009350 | EV000202 | 9.0
CEAG Crouse-Hinds | 53251 | EC001952 | EF009346 | 5700 - 5700 | 9.0
CEAG Crouse-Hinds | 53251 | EC001952 | EF025740 | 0,95 | 9.0
CEAG Crouse-Hinds | 53251 | EC001952 | EF009482 | Non | 9.0
CEAG Crouse-Hinds | 53251 | EC001952 | EF000008 | 398 | 9.0
CEAG Crouse-Hinds | 53251 | EC001952 | EF001456 | 97 | 9.0
CEAG Crouse-Hinds | 53251 | EC001952 | EF001438 | 539 | 9.0
CEAG Crouse-Hinds | 53251 | EC001952 | EF011868 | EV015019 | 9.0
CEAG Crouse-Hinds | 53251 | EC001952 | EF001391 | 6 | 9.0
CEAG Crouse-Hinds | 53251 | EC001952 | EF000085 | 6 | 9.0
CEAG Crouse-Hinds | 53251 | EC001952 | EF000124 | EV001008 | 9.0
CEAG Crouse-Hinds | 53252 | EC001952 | EF000003 | EV010173 | 9.0
CEAG Crouse-Hinds | 53252 | EC001952 | EF000441 | Oui | 9.0
CEAG Crouse-Hinds | 53252 | EC001952 | EF002423 | EV011515 | 9.0
CEAG Crouse-Hinds | 53252 | EC001952 | EF005905 | Oui | 9.0
CEAG Crouse-Hinds | 53252 | EC001952 | EF000048 | EV000494 | 9.0
CEAG Crouse-Hinds | 53252 | EC001952 | EF001596 | EV000072 | 9.0
CEAG Crouse-Hinds | 53252 | EC001952 | EF004284 | EV006823 | 9.0
CEAG Crouse-Hinds | 53252 | EC001952 | EF000187 | EV000460 | 9.0
CEAG Crouse-Hinds | 53252 | EC001952 | EF005127 | 100 - 277 | 9.0
CEAG Crouse-Hinds | 53252 | EC001952 | EF000381 | EV011530 | 9.0
CEAG Crouse-Hinds | 53252 | EC001952 | EF007556 | Oui | 9.0
CEAG Crouse-Hinds | 53252 | EC001952 | EF016286 | Oui | 9.0
CEAG Crouse-Hinds | 53252 | EC001952 | EF012170 | EV014410 | 9.0
CEAG Crouse-Hinds | 53252 | EC001952 | EF008157 | EV011538 | 9.0
CEAG Crouse-Hinds | 53252 | EC001952 | EF016835 | EV005787 | 9.0
CEAG Crouse-Hinds | 53252 | EC001952 | EF011870 | 120000 | 9.0
CEAG Crouse-Hinds | 53252 | EC001952 | EF005474 | EV006422 | 9.0
CEAG Crouse-Hinds | 53252 | EC001952 | EF004293 | EV008784 | 9.0
CEAG Crouse-Hinds | 53252 | EC001952 | EF000004 | EV000582 | 9.0
CEAG Crouse-Hinds | 53252 | EC001952 | EF005728 | EV009071 | 9.0
CEAG Crouse-Hinds | 53252 | EC001952 | EF008404 | EV010598 | 9.0
CEAG Crouse-Hinds | 53252 | EC001952 | EF012090 | -40 - 55 | 9.0
CEAG Crouse-Hinds | 53252 | EC001952 | EF009349 | 32800 | 9.0
CEAG Crouse-Hinds | 53252 | EC001952 | EF012172 | 146 | 9.0
CEAG Crouse-Hinds | 53252 | EC001952 | EF009350 | EV000202 | 9.0
CEAG Crouse-Hinds | 53252 | EC001952 | EF009346 | 5700 - 5700 | 9.0
CEAG Crouse-Hinds | 53252 | EC001952 | EF025740 | 0,95 | 9.0
CEAG Crouse-Hinds | 53252 | EC001952 | EF009482 | Non | 9.0
CEAG Crouse-Hinds | 53252 | EC001952 | EF000008 | 432 | 9.0
CEAG Crouse-Hinds | 53252 | EC001952 | EF001456 | 312 | 9.0
CEAG Crouse-Hinds | 53252 | EC001952 | EF001438 | 534 | 9.0
CEAG Crouse-Hinds | 53252 | EC001952 | EF011868 | EV015019 | 9.0
CEAG Crouse-Hinds | 53252 | EC001952 | EF001391 | 6 | 9.0
CEAG Crouse-Hinds | 53252 | EC001952 | EF000085 | 6 | 9.0
CEAG Crouse-Hinds | 53252 | EC001952 | EF000124 | EV001008 | 9.0
CEAG Crouse-Hinds | 53253 | EC001952 | EF000003 | EV010173 | 9.0
CEAG Crouse-Hinds | 53253 | EC001952 | EF000441 | Oui | 9.0
CEAG Crouse-Hinds | 53253 | EC001952 | EF002423 | EV011515 | 9.0
CEAG Crouse-Hinds | 53253 | EC001952 | EF005905 | Oui | 9.0
CEAG Crouse-Hinds | 53253 | EC001952 | EF000048 | EV000494 | 9.0
CEAG Crouse-Hinds | 53253 | EC001952 | EF001596 | EV000072 | 9.0
CEAG Crouse-Hinds | 53253 | EC001952 | EF004284 | EV006823 | 9.0
CEAG Crouse-Hinds | 53253 | EC001952 | EF000187 | EV000460 | 9.0
CEAG Crouse-Hinds | 53253 | EC001952 | EF005127 | 100 - 277 | 9.0
CEAG Crouse-Hinds | 53253 | EC001952 | EF000381 | EV011530 | 9.0
CEAG Crouse-Hinds | 53253 | EC001952 | EF007556 | Oui | 9.0
CEAG Crouse-Hinds | 53253 | EC001952 | EF016286 | Oui | 9.0
CEAG Crouse-Hinds | 53253 | EC001952 | EF012170 | EV014410 | 9.0
CEAG Crouse-Hinds | 53253 | EC001952 | EF008157 | EV011538 | 9.0
CEAG Crouse-Hinds | 53253 | EC001952 | EF016835 | EV005787 | 9.0
CEAG Crouse-Hinds | 53253 | EC001952 | EF011870 | 120000 | 9.0
CEAG Crouse-Hinds | 53253 | EC001952 | EF005474 | EV006422 | 9.0
CEAG Crouse-Hinds | 53253 | EC001952 | EF004293 | EV008784 | 9.0
CEAG Crouse-Hinds | 53253 | EC001952 | EF000004 | EV000582 | 9.0
CEAG Crouse-Hinds | 53253 | EC001952 | EF005728 | EV009071 | 9.0
CEAG Crouse-Hinds | 53253 | EC001952 | EF008404 | EV010598 | 9.0
CEAG Crouse-Hinds | 53253 | EC001952 | EF012090 | -40 - 55 | 9.0
CEAG Crouse-Hinds | 53253 | EC001952 | EF009349 | 38500 | 9.0
CEAG Crouse-Hinds | 53253 | EC001952 | EF012172 | 145 | 9.0
CEAG Crouse-Hinds | 53253 | EC001952 | EF009350 | EV000202 | 9.0
CEAG Crouse-Hinds | 53253 | EC001952 | EF009346 | 5700 - 5700 | 9.0
CEAG Crouse-Hinds | 53253 | EC001952 | EF025740 | 0,95 | 9.0
CEAG Crouse-Hinds | 53253 | EC001952 | EF009482 | Non | 9.0
CEAG Crouse-Hinds | 53253 | EC001952 | EF000008 | 432 | 9.0
CEAG Crouse-Hinds | 53253 | EC001952 | EF001456 | 312 | 9.0
CEAG Crouse-Hinds | 53253 | EC001952 | EF001438 | 601 | 9.0
CEAG Crouse-Hinds | 53253 | EC001952 | EF011868 | EV015019 | 9.0
CEAG Crouse-Hinds | 53253 | EC001952 | EF001391 | 6 | 9.0
CEAG Crouse-Hinds | 53253 | EC001952 | EF000085 | 6 | 9.0
CEAG Crouse-Hinds | 53253 | EC001952 | EF000124 | EV001008 | 9.0
CEAG Crouse-Hinds | 53512 | EC001952 | EF000003 | EV010173 | 9.0
CEAG Crouse-Hinds | 53512 | EC001952 | EF000441 | Non | 9.0
CEAG Crouse-Hinds | 53512 | EC001952 | EF002423 | EV011514 | 9.0
CEAG Crouse-Hinds | 53512 | EC001952 | EF005905 | Oui | 9.0
CEAG Crouse-Hinds | 53512 | EC001952 | EF000048 | EV000494 | 9.0
CEAG Crouse-Hinds | 53512 | EC001952 | EF001596 | EV000139 | 9.0
CEAG Crouse-Hinds | 53512 | EC001952 | EF004284 | EV014415 | 9.0
CEAG Crouse-Hinds | 53512 | EC001952 | EF000187 | EV000509 | 9.0
CEAG Crouse-Hinds | 53512 | EC001952 | EF005127 | 100 - 240 | 9.0
CEAG Crouse-Hinds | 53512 | EC001952 | EF000381 | EV011530 | 9.0
CEAG Crouse-Hinds | 53512 | EC001952 | EF007556 | Oui | 9.0
CEAG Crouse-Hinds | 53512 | EC001952 | EF016286 | Oui | 9.0
CEAG Crouse-Hinds | 53512 | EC001952 | EF012170 | EV014410 | 9.0
CEAG Crouse-Hinds | 53512 | EC001952 | EF008157 | EV011534 | 9.0
CEAG Crouse-Hinds | 53512 | EC001952 | EF011870 | 100000 | 9.0
CEAG Crouse-Hinds | 53512 | EC001952 | EF005474 | EV006422 | 9.0
CEAG Crouse-Hinds | 53512 | EC001952 | EF011959 | EV000154 | 9.0
CEAG Crouse-Hinds | 53512 | EC001952 | EF004293 | EV008784 | 9.0
CEAG Crouse-Hinds | 53512 | EC001952 | EF000004 | EV000582 | 9.0
CEAG Crouse-Hinds | 53512 | EC001952 | EF005728 | EV009071 | 9.0
CEAG Crouse-Hinds | 53512 | EC001952 | EF008404 | EV010598 | 9.0
CEAG Crouse-Hinds | 53512 | EC001952 | EF012090 | -40 - 50 | 9.0
CEAG Crouse-Hinds | 53512 | EC001952 | EF009347 | 25 | 9.0
CEAG Crouse-Hinds | 53512 | EC001952 | EF009349 | 3100 | 9.0
CEAG Crouse-Hinds | 53512 | EC001952 | EF009350 | EV000202 | 9.0
CEAG Crouse-Hinds | 53512 | EC001952 | EF009346 | 5700 - 5700 | 9.0
CEAG Crouse-Hinds | 53512 | EC001952 | EF025740 | 0.9 | 9.0
CEAG Crouse-Hinds | 53512 | EC001952 | EF009482 | Non | 9.0
CEAG Crouse-Hinds | 53512 | EC001952 | EF000008 | 178 | 9.0
CEAG Crouse-Hinds | 53512 | EC001952 | EF001456 | 125 | 9.0
CEAG Crouse-Hinds | 53512 | EC001952 | EF001438 | 732 | 9.0
CEAG Crouse-Hinds | 53512 | EC001952 | EF011868 | EV015019 | 9.0
CEAG Crouse-Hinds | 53512 | EC001952 | EF001391 | 5 | 9.0
CEAG Crouse-Hinds | 53512 | EC001952 | EF000085 | 6 | 9.0
CEAG Crouse-Hinds | 53512 | EC001952 | EF000124 | EV001008 | 9.0
CEAG Crouse-Hinds | 53513 | EC001952 | EF000003 | EV010173 | 9.0
CEAG Crouse-Hinds | 53513 | EC001952 | EF000441 | Non | 9.0
CEAG Crouse-Hinds | 53513 | EC001952 | EF002423 | EV011514 | 9.0
CEAG Crouse-Hinds | 53513 | EC001952 | EF005905 | Oui | 9.0
CEAG Crouse-Hinds | 53513 | EC001952 | EF000048 | EV000494 | 9.0
CEAG Crouse-Hinds | 53513 | EC001952 | EF001596 | EV000139 | 9.0
CEAG Crouse-Hinds | 53513 | EC001952 | EF004284 | EV014415 | 9.0
CEAG Crouse-Hinds | 53513 | EC001952 | EF000187 | EV000509 | 9.0
CEAG Crouse-Hinds | 53513 | EC001952 | EF005127 | 100 - 240 | 9.0
CEAG Crouse-Hinds | 53513 | EC001952 | EF000381 | EV011530 | 9.0
CEAG Crouse-Hinds | 53513 | EC001952 | EF007556 | Oui | 9.0
CEAG Crouse-Hinds | 53513 | EC001952 | EF016286 | Oui | 9.0
CEAG Crouse-Hinds | 53513 | EC001952 | EF012170 | EV014410 | 9.0
CEAG Crouse-Hinds | 53513 | EC001952 | EF008157 | EV011534 | 9.0
CEAG Crouse-Hinds | 53513 | EC001952 | EF011870 | 100000 | 9.0
CEAG Crouse-Hinds | 53513 | EC001952 | EF005474 | EV006422 | 9.0
CEAG Crouse-Hinds | 53513 | EC001952 | EF011959 | EV000154 | 9.0
CEAG Crouse-Hinds | 53513 | EC001952 | EF004293 | EV008784 | 9.0
CEAG Crouse-Hinds | 53513 | EC001952 | EF000004 | EV000582 | 9.0
CEAG Crouse-Hinds | 53513 | EC001952 | EF005728 | EV009071 | 9.0
CEAG Crouse-Hinds | 53513 | EC001952 | EF008404 | EV010598 | 9.0
CEAG Crouse-Hinds | 53513 | EC001952 | EF012090 | -40 - 50 | 9.0
CEAG Crouse-Hinds | 53513 | EC001952 | EF009347 | 25 | 9.0
CEAG Crouse-Hinds | 53513 | EC001952 | EF009349 | 3100 | 9.0
CEAG Crouse-Hinds | 53513 | EC001952 | EF009350 | EV000202 | 9.0
CEAG Crouse-Hinds | 53513 | EC001952 | EF009346 | 5700 - 5700 | 9.0
CEAG Crouse-Hinds | 53513 | EC001952 | EF025740 | 0.9 | 9.0
CEAG Crouse-Hinds | 53513 | EC001952 | EF009482 | Non | 9.0
CEAG Crouse-Hinds | 53513 | EC001952 | EF000008 | 178 | 9.0
CEAG Crouse-Hinds | 53513 | EC001952 | EF001456 | 125 | 9.0
CEAG Crouse-Hinds | 53513 | EC001952 | EF001438 | 732 | 9.0
CEAG Crouse-Hinds | 53513 | EC001952 | EF011868 | EV015020 | 9.0
CEAG Crouse-Hinds | 53513 | EC001952 | EF001391 | 5 | 9.0
CEAG Crouse-Hinds | 53513 | EC001952 | EF000085 | 6 | 9.0
CEAG Crouse-Hinds | 53513 | EC001952 | EF000124 | EV001008 | 9.0
CEAG Crouse-Hinds | 53514 | EC001952 | EF000003 | EV010173 | 9.0
CEAG Crouse-Hinds | 53514 | EC001952 | EF000441 | Non | 9.0
CEAG Crouse-Hinds | 53514 | EC001952 | EF002423 | EV011514 | 9.0
CEAG Crouse-Hinds | 53514 | EC001952 | EF005905 | Oui | 9.0
CEAG Crouse-Hinds | 53514 | EC001952 | EF000048 | EV000494 | 9.0
CEAG Crouse-Hinds | 53514 | EC001952 | EF001596 | EV000139 | 9.0
CEAG Crouse-Hinds | 53514 | EC001952 | EF004284 | EV014415 | 9.0
CEAG Crouse-Hinds | 53514 | EC001952 | EF000187 | EV000509 | 9.0
CEAG Crouse-Hinds | 53514 | EC001952 | EF005127 | 100 - 240 | 9.0
CEAG Crouse-Hinds | 53514 | EC001952 | EF000381 | EV011530 | 9.0
CEAG Crouse-Hinds | 53514 | EC001952 | EF007556 | Oui | 9.0
CEAG Crouse-Hinds | 53514 | EC001952 | EF016286 | Oui | 9.0
CEAG Crouse-Hinds | 53514 | EC001952 | EF012170 | EV014410 | 9.0
CEAG Crouse-Hinds | 53514 | EC001952 | EF008157 | EV011534 | 9.0
CEAG Crouse-Hinds | 53514 | EC001952 | EF011870 | 100000 | 9.0
CEAG Crouse-Hinds | 53514 | EC001952 | EF005474 | EV006422 | 9.0
CEAG Crouse-Hinds | 53514 | EC001952 | EF011959 | EV000154 | 9.0
CEAG Crouse-Hinds | 53514 | EC001952 | EF004293 | EV008784 | 9.0
CEAG Crouse-Hinds | 53514 | EC001952 | EF000004 | EV000582 | 9.0
CEAG Crouse-Hinds | 53514 | EC001952 | EF005728 | EV009071 | 9.0
CEAG Crouse-Hinds | 53514 | EC001952 | EF008404 | EV010598 | 9.0
CEAG Crouse-Hinds | 53514 | EC001952 | EF012090 | -40 - 50 | 9.0
CEAG Crouse-Hinds | 53514 | EC001952 | EF009347 | 50 | 9.0
CEAG Crouse-Hinds | 53514 | EC001952 | EF009349 | 6400 | 9.0
CEAG Crouse-Hinds | 53514 | EC001952 | EF009350 | EV000202 | 9.0
CEAG Crouse-Hinds | 53514 | EC001952 | EF009346 | 5700 - 5700 | 9.0
CEAG Crouse-Hinds | 53514 | EC001952 | EF025740 | 0.9 | 9.0
CEAG Crouse-Hinds | 53514 | EC001952 | EF009482 | Non | 9.0
CEAG Crouse-Hinds | 53514 | EC001952 | EF000008 | 178 | 9.0
CEAG Crouse-Hinds | 53514 | EC001952 | EF001456 | 125 | 9.0
CEAG Crouse-Hinds | 53514 | EC001952 | EF001438 | 1332 | 9.0
CEAG Crouse-Hinds | 53514 | EC001952 | EF011868 | EV015019 | 9.0
CEAG Crouse-Hinds | 53514 | EC001952 | EF001391 | 5 | 9.0
CEAG Crouse-Hinds | 53514 | EC001952 | EF000085 | 6 | 9.0
CEAG Crouse-Hinds | 53514 | EC001952 | EF000124 | EV001008 | 9.0
CEAG Crouse-Hinds | 53515 | EC001952 | EF000003 | EV010173 | 9.0
CEAG Crouse-Hinds | 53515 | EC001952 | EF000441 | Non | 9.0
CEAG Crouse-Hinds | 53515 | EC001952 | EF002423 | EV011514 | 9.0
CEAG Crouse-Hinds | 53515 | EC001952 | EF005905 | Oui | 9.0
CEAG Crouse-Hinds | 53515 | EC001952 | EF000048 | EV000494 | 9.0
CEAG Crouse-Hinds | 53515 | EC001952 | EF001596 | EV000139 | 9.0
CEAG Crouse-Hinds | 53515 | EC001952 | EF004284 | EV014415 | 9.0
CEAG Crouse-Hinds | 53515 | EC001952 | EF000187 | EV000509 | 9.0
CEAG Crouse-Hinds | 53515 | EC001952 | EF005127 | 100 - 240 | 9.0
CEAG Crouse-Hinds | 53515 | EC001952 | EF000381 | EV011530 | 9.0
CEAG Crouse-Hinds | 53515 | EC001952 | EF007556 | Oui | 9.0
CEAG Crouse-Hinds | 53515 | EC001952 | EF016286 | Oui | 9.0
CEAG Crouse-Hinds | 53515 | EC001952 | EF012170 | EV014410 | 9.0
CEAG Crouse-Hinds | 53515 | EC001952 | EF008157 | EV011534 | 9.0
CEAG Crouse-Hinds | 53515 | EC001952 | EF011870 | 100000 | 9.0
CEAG Crouse-Hinds | 53515 | EC001952 | EF005474 | EV006422 | 9.0
CEAG Crouse-Hinds | 53515 | EC001952 | EF011959 | EV000154 | 9.0
CEAG Crouse-Hinds | 53515 | EC001952 | EF004293 | EV008784 | 9.0
CEAG Crouse-Hinds | 53515 | EC001952 | EF000004 | EV000582 | 9.0
CEAG Crouse-Hinds | 53515 | EC001952 | EF005728 | EV009071 | 9.0
CEAG Crouse-Hinds | 53515 | EC001952 | EF008404 | EV010598 | 9.0
CEAG Crouse-Hinds | 53515 | EC001952 | EF012090 | -40 - 50 | 9.0
CEAG Crouse-Hinds | 53515 | EC001952 | EF009347 | 50 | 9.0
CEAG Crouse-Hinds | 53515 | EC001952 | EF009349 | 6400 | 9.0
CEAG Crouse-Hinds | 53515 | EC001952 | EF009350 | EV000202 | 9.0
CEAG Crouse-Hinds | 53515 | EC001952 | EF009346 | 5700 - 5700 | 9.0
CEAG Crouse-Hinds | 53515 | EC001952 | EF025740 | 0.9 | 9.0
CEAG Crouse-Hinds | 53515 | EC001952 | EF009482 | Non | 9.0
CEAG Crouse-Hinds | 53515 | EC001952 | EF000008 | 178 | 9.0
CEAG Crouse-Hinds | 53515 | EC001952 | EF001456 | 125 | 9.0
CEAG Crouse-Hinds | 53515 | EC001952 | EF001438 | 1332 | 9.0
CEAG Crouse-Hinds | 53515 | EC001952 | EF011868 | EV015020 | 9.0
CEAG Crouse-Hinds | 53515 | EC001952 | EF001391 | 5 | 9.0
CEAG Crouse-Hinds | 53515 | EC001952 | EF000085 | 6 | 9.0
CEAG Crouse-Hinds | 53515 | EC001952 | EF000124 | EV001008 | 9.0
CEAG Crouse-Hinds | 53516 | EC001952 | EF000003 | EV010173 | 9.0
CEAG Crouse-Hinds | 53516 | EC001952 | EF000441 | Non | 9.0
CEAG Crouse-Hinds | 53516 | EC001952 | EF002423 | EV011514 | 9.0
CEAG Crouse-Hinds | 53516 | EC001952 | EF005905 | Oui | 9.0
CEAG Crouse-Hinds | 53516 | EC001952 | EF000048 | EV000494 | 9.0
CEAG Crouse-Hinds | 53516 | EC001952 | EF001596 | EV000139 | 9.0
CEAG Crouse-Hinds | 53516 | EC001952 | EF004284 | EV014415 | 9.0
CEAG Crouse-Hinds | 53516 | EC001952 | EF000187 | EV000509 | 9.0
CEAG Crouse-Hinds | 53516 | EC001952 | EF005127 | 100 - 240 | 9.0
CEAG Crouse-Hinds | 53516 | EC001952 | EF000381 | EV011530 | 9.0
CEAG Crouse-Hinds | 53516 | EC001952 | EF007556 | Oui | 9.0
CEAG Crouse-Hinds | 53516 | EC001952 | EF016286 | Oui | 9.0
CEAG Crouse-Hinds | 53516 | EC001952 | EF012170 | EV014410 | 9.0
CEAG Crouse-Hinds | 53516 | EC001952 | EF008157 | EV011534 | 9.0
CEAG Crouse-Hinds | 53516 | EC001952 | EF011870 | 100000 | 9.0
CEAG Crouse-Hinds | 53516 | EC001952 | EF005474 | EV006422 | 9.0
CEAG Crouse-Hinds | 53516 | EC001952 | EF011959 | EV000154 | 9.0
CEAG Crouse-Hinds | 53516 | EC001952 | EF004293 | EV008784 | 9.0
CEAG Crouse-Hinds | 53516 | EC001952 | EF000004 | EV000582 | 9.0
CEAG Crouse-Hinds | 53516 | EC001952 | EF005728 | EV009071 | 9.0
CEAG Crouse-Hinds | 53516 | EC001952 | EF008404 | EV010598 | 9.0
CEAG Crouse-Hinds | 53516 | EC001952 | EF012090 | -40 - 50 | 9.0
CEAG Crouse-Hinds | 53516 | EC001952 | EF009347 | 58 | 9.0
CEAG Crouse-Hinds | 53516 | EC001952 | EF009349 | 7400 | 9.0
CEAG Crouse-Hinds | 53516 | EC001952 | EF009350 | EV000202 | 9.0
CEAG Crouse-Hinds | 53516 | EC001952 | EF009346 | 5700 - 5700 | 9.0
CEAG Crouse-Hinds | 53516 | EC001952 | EF025740 | 0.9 | 9.0
CEAG Crouse-Hinds | 53516 | EC001952 | EF009482 | Non | 9.0
CEAG Crouse-Hinds | 53516 | EC001952 | EF000008 | 178 | 9.0
CEAG Crouse-Hinds | 53516 | EC001952 | EF001456 | 125 | 9.0
CEAG Crouse-Hinds | 53516 | EC001952 | EF001438 | 1332 | 9.0
CEAG Crouse-Hinds | 53516 | EC001952 | EF011868 | EV015019 | 9.0
CEAG Crouse-Hinds | 53516 | EC001952 | EF001391 | 5 | 9.0
CEAG Crouse-Hinds | 53516 | EC001952 | EF000085 | 6 | 9.0
CEAG Crouse-Hinds | 53516 | EC001952 | EF000124 | EV001008 | 9.0
CEAG Crouse-Hinds | 53517 | EC001952 | EF000003 | EV010173 | 9.0
CEAG Crouse-Hinds | 53517 | EC001952 | EF000441 | Non | 9.0
CEAG Crouse-Hinds | 53517 | EC001952 | EF002423 | EV011514 | 9.0
CEAG Crouse-Hinds | 53517 | EC001952 | EF005905 | Oui | 9.0
CEAG Crouse-Hinds | 53517 | EC001952 | EF000048 | EV000494 | 9.0
CEAG Crouse-Hinds | 53517 | EC001952 | EF001596 | EV000139 | 9.0
CEAG Crouse-Hinds | 53517 | EC001952 | EF004284 | EV014415 | 9.0
CEAG Crouse-Hinds | 53517 | EC001952 | EF000187 | EV000509 | 9.0
CEAG Crouse-Hinds | 53517 | EC001952 | EF005127 | 100 - 240 | 9.0
CEAG Crouse-Hinds | 53517 | EC001952 | EF000381 | EV011530 | 9.0
CEAG Crouse-Hinds | 53517 | EC001952 | EF007556 | Oui | 9.0
CEAG Crouse-Hinds | 53517 | EC001952 | EF016286 | Oui | 9.0
CEAG Crouse-Hinds | 53517 | EC001952 | EF012170 | EV014410 | 9.0
CEAG Crouse-Hinds | 53517 | EC001952 | EF008157 | EV011534 | 9.0
CEAG Crouse-Hinds | 53517 | EC001952 | EF011870 | 100000 | 9.0
CEAG Crouse-Hinds | 53517 | EC001952 | EF005474 | EV006422 | 9.0
CEAG Crouse-Hinds | 53517 | EC001952 | EF011959 | EV000154 | 9.0
CEAG Crouse-Hinds | 53517 | EC001952 | EF004293 | EV008784 | 9.0
CEAG Crouse-Hinds | 53517 | EC001952 | EF000004 | EV000582 | 9.0
CEAG Crouse-Hinds | 53517 | EC001952 | EF005728 | EV009071 | 9.0
CEAG Crouse-Hinds | 53517 | EC001952 | EF008404 | EV010598 | 9.0
CEAG Crouse-Hinds | 53517 | EC001952 | EF012090 | -40 - 50 | 9.0
CEAG Crouse-Hinds | 53517 | EC001952 | EF009347 | 58 | 9.0
CEAG Crouse-Hinds | 53517 | EC001952 | EF009349 | 7400 | 9.0
CEAG Crouse-Hinds | 53517 | EC001952 | EF009350 | EV000202 | 9.0
CEAG Crouse-Hinds | 53517 | EC001952 | EF009346 | 5700 - 5700 | 9.0
CEAG Crouse-Hinds | 53517 | EC001952 | EF025740 | 0.9 | 9.0
CEAG Crouse-Hinds | 53517 | EC001952 | EF009482 | Non | 9.0
CEAG Crouse-Hinds | 53517 | EC001952 | EF000008 | 178 | 9.0
CEAG Crouse-Hinds | 53517 | EC001952 | EF001456 | 125 | 9.0
CEAG Crouse-Hinds | 53517 | EC001952 | EF001438 | 1332 | 9.0
CEAG Crouse-Hinds | 53517 | EC001952 | EF011868 | EV015020 | 9.0
CEAG Crouse-Hinds | 53517 | EC001952 | EF001391 | 5 | 9.0
CEAG Crouse-Hinds | 53517 | EC001952 | EF000085 | 6 | 9.0
CEAG Crouse-Hinds | 53517 | EC001952 | EF000124 | EV001008 | 9.0
CEAG Crouse-Hinds | 53518 | EC001952 | EF000003 | EV010173 | 9.0
CEAG Crouse-Hinds | 53518 | EC001952 | EF000441 | Non | 9.0
CEAG Crouse-Hinds | 53518 | EC001952 | EF002423 | EV011514 | 9.0
CEAG Crouse-Hinds | 53518 | EC001952 | EF005905 | Oui | 9.0
CEAG Crouse-Hinds | 53518 | EC001952 | EF000048 | EV000494 | 9.0
CEAG Crouse-Hinds | 53518 | EC001952 | EF001596 | EV000139 | 9.0
CEAG Crouse-Hinds | 53518 | EC001952 | EF004284 | EV014415 | 9.0
CEAG Crouse-Hinds | 53518 | EC001952 | EF000187 | EV000509 | 9.0
CEAG Crouse-Hinds | 53518 | EC001952 | EF005127 | 100 - 240 | 9.0
CEAG Crouse-Hinds | 53518 | EC001952 | EF000381 | EV011530 | 9.0
CEAG Crouse-Hinds | 53518 | EC001952 | EF007556 | Oui | 9.0
CEAG Crouse-Hinds | 53518 | EC001952 | EF016286 | Oui | 9.0
CEAG Crouse-Hinds | 53518 | EC001952 | EF012170 | EV014410 | 9.0
CEAG Crouse-Hinds | 53518 | EC001952 | EF008157 | EV011534 | 9.0
CEAG Crouse-Hinds | 53518 | EC001952 | EF011870 | 100000 | 9.0
CEAG Crouse-Hinds | 53518 | EC001952 | EF005474 | EV006422 | 9.0
CEAG Crouse-Hinds | 53518 | EC001952 | EF011959 | EV000154 | 9.0
CEAG Crouse-Hinds | 53518 | EC001952 | EF004293 | EV008784 | 9.0
CEAG Crouse-Hinds | 53518 | EC001952 | EF000004 | EV000582 | 9.0
CEAG Crouse-Hinds | 53518 | EC001952 | EF005728 | EV009071 | 9.0
CEAG Crouse-Hinds | 53518 | EC001952 | EF008404 | EV010598 | 9.0
CEAG Crouse-Hinds | 53518 | EC001952 | EF012090 | -40 - 50 | 9.0
CEAG Crouse-Hinds | 53518 | EC001952 | EF009347 | 25 | 9.0
CEAG Crouse-Hinds | 53518 | EC001952 | EF009349 | 3100 | 9.0
CEAG Crouse-Hinds | 53518 | EC001952 | EF009350 | EV000202 | 9.0
CEAG Crouse-Hinds | 53518 | EC001952 | EF009346 | 4000 - 4000 | 9.0
CEAG Crouse-Hinds | 53518 | EC001952 | EF025740 | 0.9 | 9.0
CEAG Crouse-Hinds | 53518 | EC001952 | EF009482 | Non | 9.0
CEAG Crouse-Hinds | 53518 | EC001952 | EF000008 | 178 | 9.0
CEAG Crouse-Hinds | 53518 | EC001952 | EF001456 | 125 | 9.0
CEAG Crouse-Hinds | 53518 | EC001952 | EF001438 | 732 | 9.0
CEAG Crouse-Hinds | 53518 | EC001952 | EF011868 | EV015019 | 9.0
CEAG Crouse-Hinds | 53518 | EC001952 | EF001391 | 5 | 9.0
CEAG Crouse-Hinds | 53518 | EC001952 | EF000085 | 6 | 9.0
CEAG Crouse-Hinds | 53518 | EC001952 | EF000124 | EV001008 | 9.0
CEAG Crouse-Hinds | 53519 | EC001952 | EF000003 | EV010173 | 9.0
CEAG Crouse-Hinds | 53519 | EC001952 | EF000441 | Non | 9.0
CEAG Crouse-Hinds | 53519 | EC001952 | EF002423 | EV011514 | 9.0
CEAG Crouse-Hinds | 53519 | EC001952 | EF005905 | Oui | 9.0
CEAG Crouse-Hinds | 53519 | EC001952 | EF000048 | EV000494 | 9.0
CEAG Crouse-Hinds | 53519 | EC001952 | EF001596 | EV000139 | 9.0
CEAG Crouse-Hinds | 53519 | EC001952 | EF004284 | EV014415 | 9.0
CEAG Crouse-Hinds | 53519 | EC001952 | EF000187 | EV000509 | 9.0
CEAG Crouse-Hinds | 53519 | EC001952 | EF005127 | 100 - 240 | 9.0
CEAG Crouse-Hinds | 53519 | EC001952 | EF000381 | EV011530 | 9.0
CEAG Crouse-Hinds | 53519 | EC001952 | EF007556 | Oui | 9.0
CEAG Crouse-Hinds | 53519 | EC001952 | EF016286 | Oui | 9.0
CEAG Crouse-Hinds | 53519 | EC001952 | EF012170 | EV014410 | 9.0
CEAG Crouse-Hinds | 53519 | EC001952 | EF008157 | EV011534 | 9.0
CEAG Crouse-Hinds | 53519 | EC001952 | EF011870 | 100000 | 9.0
CEAG Crouse-Hinds | 53519 | EC001952 | EF005474 | EV006422 | 9.0
CEAG Crouse-Hinds | 53519 | EC001952 | EF011959 | EV000154 | 9.0
CEAG Crouse-Hinds | 53519 | EC001952 | EF004293 | EV008784 | 9.0
CEAG Crouse-Hinds | 53519 | EC001952 | EF000004 | EV000582 | 9.0
CEAG Crouse-Hinds | 53519 | EC001952 | EF005728 | EV009071 | 9.0
CEAG Crouse-Hinds | 53519 | EC001952 | EF008404 | EV010598 | 9.0
CEAG Crouse-Hinds | 53519 | EC001952 | EF012090 | -40 - 50 | 9.0
CEAG Crouse-Hinds | 53519 | EC001952 | EF009347 | 25 | 9.0
CEAG Crouse-Hinds | 53519 | EC001952 | EF009349 | 3100 | 9.0
CEAG Crouse-Hinds | 53519 | EC001952 | EF009350 | EV000202 | 9.0
CEAG Crouse-Hinds | 53519 | EC001952 | EF009346 | 4000 - 4000 | 9.0
CEAG Crouse-Hinds | 53519 | EC001952 | EF025740 | 0.9 | 9.0
CEAG Crouse-Hinds | 53519 | EC001952 | EF009482 | Non | 9.0
CEAG Crouse-Hinds | 53519 | EC001952 | EF000008 | 178 | 9.0
CEAG Crouse-Hinds | 53519 | EC001952 | EF001456 | 125 | 9.0
CEAG Crouse-Hinds | 53519 | EC001952 | EF001438 | 732 | 9.0
CEAG Crouse-Hinds | 53519 | EC001952 | EF011868 | EV015020 | 9.0
CEAG Crouse-Hinds | 53519 | EC001952 | EF001391 | 5 | 9.0
CEAG Crouse-Hinds | 53519 | EC001952 | EF000085 | 6 | 9.0
CEAG Crouse-Hinds | 53519 | EC001952 | EF000124 | EV001008 | 9.0
CEAG Crouse-Hinds | 53520 | EC001952 | EF000003 | EV010173 | 9.0
CEAG Crouse-Hinds | 53520 | EC001952 | EF000441 | Non | 9.0
CEAG Crouse-Hinds | 53520 | EC001952 | EF002423 | EV011514 | 9.0
CEAG Crouse-Hinds | 53520 | EC001952 | EF005905 | Oui | 9.0
CEAG Crouse-Hinds | 53520 | EC001952 | EF000048 | EV000494 | 9.0
CEAG Crouse-Hinds | 53520 | EC001952 | EF001596 | EV000139 | 9.0
CEAG Crouse-Hinds | 53520 | EC001952 | EF004284 | EV014415 | 9.0
CEAG Crouse-Hinds | 53520 | EC001952 | EF000187 | EV000509 | 9.0
CEAG Crouse-Hinds | 53520 | EC001952 | EF005127 | 100 - 240 | 9.0
CEAG Crouse-Hinds | 53520 | EC001952 | EF000381 | EV011530 | 9.0
CEAG Crouse-Hinds | 53520 | EC001952 | EF007556 | Oui | 9.0
CEAG Crouse-Hinds | 53520 | EC001952 | EF016286 | Oui | 9.0
CEAG Crouse-Hinds | 53520 | EC001952 | EF012170 | EV014410 | 9.0
CEAG Crouse-Hinds | 53520 | EC001952 | EF008157 | EV011534 | 9.0
CEAG Crouse-Hinds | 53520 | EC001952 | EF011870 | 100000 | 9.0
CEAG Crouse-Hinds | 53520 | EC001952 | EF005474 | EV006422 | 9.0
CEAG Crouse-Hinds | 53520 | EC001952 | EF011959 | EV000154 | 9.0
CEAG Crouse-Hinds | 53520 | EC001952 | EF004293 | EV008784 | 9.0
CEAG Crouse-Hinds | 53520 | EC001952 | EF000004 | EV000582 | 9.0
CEAG Crouse-Hinds | 53520 | EC001952 | EF005728 | EV009071 | 9.0
CEAG Crouse-Hinds | 53520 | EC001952 | EF008404 | EV010598 | 9.0
CEAG Crouse-Hinds | 53520 | EC001952 | EF012090 | -40 - 50 | 9.0
CEAG Crouse-Hinds | 53520 | EC001952 | EF009347 | 50 | 9.0
CEAG Crouse-Hinds | 53520 | EC001952 | EF009349 | 6400 | 9.0
CEAG Crouse-Hinds | 53520 | EC001952 | EF009350 | EV000202 | 9.0
CEAG Crouse-Hinds | 53520 | EC001952 | EF009346 | 4000 - 4000 | 9.0
CEAG Crouse-Hinds | 53520 | EC001952 | EF025740 | 0.9 | 9.0
CEAG Crouse-Hinds | 53520 | EC001952 | EF009482 | Non | 9.0
CEAG Crouse-Hinds | 53520 | EC001952 | EF000008 | 178 | 9.0
CEAG Crouse-Hinds | 53520 | EC001952 | EF001456 | 125 | 9.0
CEAG Crouse-Hinds | 53520 | EC001952 | EF001438 | 1332 | 9.0
CEAG Crouse-Hinds | 53520 | EC001952 | EF011868 | EV015019 | 9.0
CEAG Crouse-Hinds | 53520 | EC001952 | EF001391 | 5 | 9.0
CEAG Crouse-Hinds | 53520 | EC001952 | EF000085 | 6 | 9.0
CEAG Crouse-Hinds | 53520 | EC001952 | EF000124 | EV001008 | 9.0
CEAG Crouse-Hinds | 53521 | EC001952 | EF000003 | EV010173 | 9.0
CEAG Crouse-Hinds | 53521 | EC001952 | EF000441 | Non | 9.0
CEAG Crouse-Hinds | 53521 | EC001952 | EF002423 | EV011514 | 9.0
CEAG Crouse-Hinds | 53521 | EC001952 | EF005905 | Oui | 9.0
CEAG Crouse-Hinds | 53521 | EC001952 | EF000048 | EV000494 | 9.0
CEAG Crouse-Hinds | 53521 | EC001952 | EF001596 | EV000139 | 9.0
CEAG Crouse-Hinds | 53521 | EC001952 | EF004284 | EV014415 | 9.0
CEAG Crouse-Hinds | 53521 | EC001952 | EF000187 | EV000509 | 9.0
CEAG Crouse-Hinds | 53521 | EC001952 | EF005127 | 100 - 240 | 9.0
CEAG Crouse-Hinds | 53521 | EC001952 | EF000381 | EV011530 | 9.0
CEAG Crouse-Hinds | 53521 | EC001952 | EF007556 | Oui | 9.0
CEAG Crouse-Hinds | 53521 | EC001952 | EF016286 | Oui | 9.0
CEAG Crouse-Hinds | 53521 | EC001952 | EF012170 | EV014410 | 9.0
CEAG Crouse-Hinds | 53521 | EC001952 | EF008157 | EV011534 | 9.0
CEAG Crouse-Hinds | 53521 | EC001952 | EF011870 | 100000 | 9.0
CEAG Crouse-Hinds | 53521 | EC001952 | EF005474 | EV006422 | 9.0
CEAG Crouse-Hinds | 53521 | EC001952 | EF011959 | EV000154 | 9.0
CEAG Crouse-Hinds | 53521 | EC001952 | EF004293 | EV008784 | 9.0
CEAG Crouse-Hinds | 53521 | EC001952 | EF000004 | EV000582 | 9.0
CEAG Crouse-Hinds | 53521 | EC001952 | EF005728 | EV009071 | 9.0
CEAG Crouse-Hinds | 53521 | EC001952 | EF008404 | EV010598 | 9.0
CEAG Crouse-Hinds | 53521 | EC001952 | EF012090 | -40 - 50 | 9.0
CEAG Crouse-Hinds | 53521 | EC001952 | EF009347 | 50 | 9.0
CEAG Crouse-Hinds | 53521 | EC001952 | EF009349 | 6400 | 9.0
CEAG Crouse-Hinds | 53521 | EC001952 | EF009350 | EV000202 | 9.0
CEAG Crouse-Hinds | 53521 | EC001952 | EF009346 | 4000 - 4000 | 9.0
CEAG Crouse-Hinds | 53521 | EC001952 | EF025740 | 0.9 | 9.0
CEAG Crouse-Hinds | 53521 | EC001952 | EF009482 | Non | 9.0
CEAG Crouse-Hinds | 53521 | EC001952 | EF000008 | 178 | 9.0
CEAG Crouse-Hinds | 53521 | EC001952 | EF001456 | 125 | 9.0
CEAG Crouse-Hinds | 53521 | EC001952 | EF001438 | 1332 | 9.0
CEAG Crouse-Hinds | 53521 | EC001952 | EF011868 | EV015020 | 9.0
CEAG Crouse-Hinds | 53521 | EC001952 | EF001391 | 5 | 9.0
CEAG Crouse-Hinds | 53521 | EC001952 | EF000085 | 6 | 9.0
CEAG Crouse-Hinds | 53521 | EC001952 | EF000124 | EV001008 | 9.0
CEAG Crouse-Hinds | 53522 | EC001952 | EF000003 | EV010173 | 9.0
CEAG Crouse-Hinds | 53522 | EC001952 | EF000441 | Non | 9.0
CEAG Crouse-Hinds | 53522 | EC001952 | EF002423 | EV011514 | 9.0
CEAG Crouse-Hinds | 53522 | EC001952 | EF005905 | Oui | 9.0
CEAG Crouse-Hinds | 53522 | EC001952 | EF000048 | EV000494 | 9.0
CEAG Crouse-Hinds | 53522 | EC001952 | EF001596 | EV000139 | 9.0
CEAG Crouse-Hinds | 53522 | EC001952 | EF004284 | EV014415 | 9.0
CEAG Crouse-Hinds | 53522 | EC001952 | EF000187 | EV000509 | 9.0
CEAG Crouse-Hinds | 53522 | EC001952 | EF005127 | 100 - 240 | 9.0
CEAG Crouse-Hinds | 53522 | EC001952 | EF000381 | EV011530 | 9.0
CEAG Crouse-Hinds | 53522 | EC001952 | EF007556 | Oui | 9.0
CEAG Crouse-Hinds | 53522 | EC001952 | EF016286 | Oui | 9.0
CEAG Crouse-Hinds | 53522 | EC001952 | EF012170 | EV014410 | 9.0
CEAG Crouse-Hinds | 53522 | EC001952 | EF008157 | EV011534 | 9.0
CEAG Crouse-Hinds | 53522 | EC001952 | EF011870 | 100000 | 9.0
CEAG Crouse-Hinds | 53522 | EC001952 | EF005474 | EV006422 | 9.0
CEAG Crouse-Hinds | 53522 | EC001952 | EF011959 | EV000154 | 9.0
CEAG Crouse-Hinds | 53522 | EC001952 | EF004293 | EV008784 | 9.0
CEAG Crouse-Hinds | 53522 | EC001952 | EF000004 | EV000582 | 9.0
CEAG Crouse-Hinds | 53522 | EC001952 | EF005728 | EV009071 | 9.0
CEAG Crouse-Hinds | 53522 | EC001952 | EF008404 | EV010598 | 9.0
CEAG Crouse-Hinds | 53522 | EC001952 | EF012090 | -40 - 50 | 9.0
CEAG Crouse-Hinds | 53522 | EC001952 | EF009347 | 58 | 9.0
CEAG Crouse-Hinds | 53522 | EC001952 | EF009349 | 7400 | 9.0
CEAG Crouse-Hinds | 53522 | EC001952 | EF009350 | EV000202 | 9.0
CEAG Crouse-Hinds | 53522 | EC001952 | EF009346 | 4000 - 4000 | 9.0
CEAG Crouse-Hinds | 53522 | EC001952 | EF025740 | 0.9 | 9.0
CEAG Crouse-Hinds | 53522 | EC001952 | EF009482 | Non | 9.0
CEAG Crouse-Hinds | 53522 | EC001952 | EF000008 | 178 | 9.0
CEAG Crouse-Hinds | 53522 | EC001952 | EF001456 | 125 | 9.0
CEAG Crouse-Hinds | 53522 | EC001952 | EF001438 | 1332 | 9.0
CEAG Crouse-Hinds | 53522 | EC001952 | EF011868 | EV015019 | 9.0
CEAG Crouse-Hinds | 53522 | EC001952 | EF001391 | 5 | 9.0
CEAG Crouse-Hinds | 53522 | EC001952 | EF000085 | 6 | 9.0
CEAG Crouse-Hinds | 53522 | EC001952 | EF000124 | EV001008 | 9.0
CEAG Crouse-Hinds | 53523 | EC001952 | EF000003 | EV010173 | 9.0
CEAG Crouse-Hinds | 53523 | EC001952 | EF000441 | Non | 9.0
CEAG Crouse-Hinds | 53523 | EC001952 | EF002423 | EV011514 | 9.0
CEAG Crouse-Hinds | 53523 | EC001952 | EF005905 | Oui | 9.0
CEAG Crouse-Hinds | 53523 | EC001952 | EF000048 | EV000494 | 9.0
CEAG Crouse-Hinds | 53523 | EC001952 | EF001596 | EV000139 | 9.0
CEAG Crouse-Hinds | 53523 | EC001952 | EF004284 | EV014415 | 9.0
CEAG Crouse-Hinds | 53523 | EC001952 | EF000187 | EV000509 | 9.0
CEAG Crouse-Hinds | 53523 | EC001952 | EF005127 | 100 - 240 | 9.0
CEAG Crouse-Hinds | 53523 | EC001952 | EF000381 | EV011530 | 9.0
CEAG Crouse-Hinds | 53523 | EC001952 | EF007556 | Oui | 9.0
CEAG Crouse-Hinds | 53523 | EC001952 | EF016286 | Oui | 9.0
CEAG Crouse-Hinds | 53523 | EC001952 | EF012170 | EV014410 | 9.0
CEAG Crouse-Hinds | 53523 | EC001952 | EF008157 | EV011534 | 9.0
CEAG Crouse-Hinds | 53523 | EC001952 | EF011870 | 100000 | 9.0
CEAG Crouse-Hinds | 53523 | EC001952 | EF005474 | EV006422 | 9.0
CEAG Crouse-Hinds | 53523 | EC001952 | EF011959 | EV000154 | 9.0
CEAG Crouse-Hinds | 53523 | EC001952 | EF004293 | EV008784 | 9.0
CEAG Crouse-Hinds | 53523 | EC001952 | EF000004 | EV000582 | 9.0
CEAG Crouse-Hinds | 53523 | EC001952 | EF005728 | EV009071 | 9.0
CEAG Crouse-Hinds | 53523 | EC001952 | EF008404 | EV010598 | 9.0
CEAG Crouse-Hinds | 53523 | EC001952 | EF012090 | -40 - 50 | 9.0
CEAG Crouse-Hinds | 53523 | EC001952 | EF009347 | 58 | 9.0
CEAG Crouse-Hinds | 53523 | EC001952 | EF009349 | 7400 | 9.0
CEAG Crouse-Hinds | 53523 | EC001952 | EF009350 | EV000202 | 9.0
CEAG Crouse-Hinds | 53523 | EC001952 | EF009346 | 4000 - 4000 | 9.0
CEAG Crouse-Hinds | 53523 | EC001952 | EF025740 | 0.9 | 9.0
CEAG Crouse-Hinds | 53523 | EC001952 | EF009482 | Non | 9.0
CEAG Crouse-Hinds | 53523 | EC001952 | EF000008 | 178 | 9.0
CEAG Crouse-Hinds | 53523 | EC001952 | EF001456 | 125 | 9.0
CEAG Crouse-Hinds | 53523 | EC001952 | EF001438 | 1332 | 9.0
CEAG Crouse-Hinds | 53523 | EC001952 | EF011868 | EV015020 | 9.0
CEAG Crouse-Hinds | 53523 | EC001952 | EF001391 | 5 | 9.0
CEAG Crouse-Hinds | 53523 | EC001952 | EF000085 | 6 | 9.0
CEAG Crouse-Hinds | 53523 | EC001952 | EF000124 | EV001008 | 9.0
CEAG Crouse-Hinds | 53524 | EC001952 | EF000003 | EV010173 | 9.0
CEAG Crouse-Hinds | 53524 | EC001952 | EF000441 | Non | 9.0
CEAG Crouse-Hinds | 53524 | EC001952 | EF002423 | EV011514 | 9.0
CEAG Crouse-Hinds | 53524 | EC001952 | EF005905 | Oui | 9.0
CEAG Crouse-Hinds | 53524 | EC001952 | EF000048 | EV000494 | 9.0
CEAG Crouse-Hinds | 53524 | EC001952 | EF001596 | EV000139 | 9.0
CEAG Crouse-Hinds | 53524 | EC001952 | EF004284 | EV014415 | 9.0
CEAG Crouse-Hinds | 53524 | EC001952 | EF000187 | EV000509 | 9.0
CEAG Crouse-Hinds | 53524 | EC001952 | EF005127 | 100 - 240 | 9.0
CEAG Crouse-Hinds | 53524 | EC001952 | EF000381 | EV011530 | 9.0
CEAG Crouse-Hinds | 53524 | EC001952 | EF007556 | Oui | 9.0
CEAG Crouse-Hinds | 53524 | EC001952 | EF016286 | Oui | 9.0
CEAG Crouse-Hinds | 53524 | EC001952 | EF012170 | EV014410 | 9.0
CEAG Crouse-Hinds | 53524 | EC001952 | EF008157 | EV011534 | 9.0
CEAG Crouse-Hinds | 53524 | EC001952 | EF011870 | 100000 | 9.0
CEAG Crouse-Hinds | 53524 | EC001952 | EF005474 | EV006422 | 9.0
CEAG Crouse-Hinds | 53524 | EC001952 | EF011959 | EV000154 | 9.0
CEAG Crouse-Hinds | 53524 | EC001952 | EF004293 | EV008784 | 9.0
CEAG Crouse-Hinds | 53524 | EC001952 | EF000004 | EV000582 | 9.0
CEAG Crouse-Hinds | 53524 | EC001952 | EF005728 | EV009071 | 9.0
CEAG Crouse-Hinds | 53524 | EC001952 | EF008404 | EV010598 | 9.0
CEAG Crouse-Hinds | 53524 | EC001952 | EF012090 | -40 - 50 | 9.0
CEAG Crouse-Hinds | 53524 | EC001952 | EF009347 | 25 | 9.0
CEAG Crouse-Hinds | 53524 | EC001952 | EF009349 | 3100 | 9.0
CEAG Crouse-Hinds | 53524 | EC001952 | EF009350 | EV000202 | 9.0
CEAG Crouse-Hinds | 53524 | EC001952 | EF009346 | 5000 - 5000 | 9.0
CEAG Crouse-Hinds | 53524 | EC001952 | EF025740 | 0.9 | 9.0
CEAG Crouse-Hinds | 53524 | EC001952 | EF009482 | Non | 9.0
CEAG Crouse-Hinds | 53524 | EC001952 | EF000008 | 178 | 9.0
CEAG Crouse-Hinds | 53524 | EC001952 | EF001456 | 125 | 9.0
CEAG Crouse-Hinds | 53524 | EC001952 | EF001438 | 732 | 9.0
CEAG Crouse-Hinds | 53524 | EC001952 | EF011868 | EV015019 | 9.0
CEAG Crouse-Hinds | 53524 | EC001952 | EF001391 | 5 | 9.0
CEAG Crouse-Hinds | 53524 | EC001952 | EF000085 | 6 | 9.0
CEAG Crouse-Hinds | 53524 | EC001952 | EF000124 | EV001008 | 9.0
CEAG Crouse-Hinds | 53525 | EC001952 | EF000003 | EV010173 | 9.0
CEAG Crouse-Hinds | 53525 | EC001952 | EF000441 | Non | 9.0
CEAG Crouse-Hinds | 53525 | EC001952 | EF002423 | EV011514 | 9.0
CEAG Crouse-Hinds | 53525 | EC001952 | EF005905 | Oui | 9.0
CEAG Crouse-Hinds | 53525 | EC001952 | EF000048 | EV000494 | 9.0
CEAG Crouse-Hinds | 53525 | EC001952 | EF001596 | EV000139 | 9.0
CEAG Crouse-Hinds | 53525 | EC001952 | EF004284 | EV014415 | 9.0
CEAG Crouse-Hinds | 53525 | EC001952 | EF000187 | EV000509 | 9.0
CEAG Crouse-Hinds | 53525 | EC001952 | EF005127 | 100 - 240 | 9.0
CEAG Crouse-Hinds | 53525 | EC001952 | EF000381 | EV011530 | 9.0
CEAG Crouse-Hinds | 53525 | EC001952 | EF007556 | Oui | 9.0
CEAG Crouse-Hinds | 53525 | EC001952 | EF016286 | Oui | 9.0
CEAG Crouse-Hinds | 53525 | EC001952 | EF012170 | EV014410 | 9.0
CEAG Crouse-Hinds | 53525 | EC001952 | EF008157 | EV011534 | 9.0
CEAG Crouse-Hinds | 53525 | EC001952 | EF011870 | 100000 | 9.0
CEAG Crouse-Hinds | 53525 | EC001952 | EF005474 | EV006422 | 9.0
CEAG Crouse-Hinds | 53525 | EC001952 | EF011959 | EV000154 | 9.0
CEAG Crouse-Hinds | 53525 | EC001952 | EF004293 | EV008784 | 9.0
CEAG Crouse-Hinds | 53525 | EC001952 | EF000004 | EV000582 | 9.0
CEAG Crouse-Hinds | 53525 | EC001952 | EF005728 | EV009071 | 9.0
CEAG Crouse-Hinds | 53525 | EC001952 | EF008404 | EV010598 | 9.0
CEAG Crouse-Hinds | 53525 | EC001952 | EF012090 | -40 - 50 | 9.0
CEAG Crouse-Hinds | 53525 | EC001952 | EF009347 | 25 | 9.0
CEAG Crouse-Hinds | 53525 | EC001952 | EF009349 | 3100 | 9.0
CEAG Crouse-Hinds | 53525 | EC001952 | EF009350 | EV000202 | 9.0
CEAG Crouse-Hinds | 53525 | EC001952 | EF009346 | 5000 - 5000 | 9.0
CEAG Crouse-Hinds | 53525 | EC001952 | EF025740 | 0.9 | 9.0
CEAG Crouse-Hinds | 53525 | EC001952 | EF009482 | Non | 9.0
CEAG Crouse-Hinds | 53525 | EC001952 | EF000008 | 178 | 9.0
CEAG Crouse-Hinds | 53525 | EC001952 | EF001456 | 125 | 9.0
CEAG Crouse-Hinds | 53525 | EC001952 | EF001438 | 732 | 9.0
CEAG Crouse-Hinds | 53525 | EC001952 | EF011868 | EV015020 | 9.0
CEAG Crouse-Hinds | 53525 | EC001952 | EF001391 | 5 | 9.0
CEAG Crouse-Hinds | 53525 | EC001952 | EF000085 | 6 | 9.0
CEAG Crouse-Hinds | 53525 | EC001952 | EF000124 | EV001008 | 9.0
CEAG Crouse-Hinds | 53526 | EC001952 | EF000003 | EV010173 | 9.0
CEAG Crouse-Hinds | 53526 | EC001952 | EF000441 | Non | 9.0
CEAG Crouse-Hinds | 53526 | EC001952 | EF002423 | EV011514 | 9.0
CEAG Crouse-Hinds | 53526 | EC001952 | EF005905 | Oui | 9.0
CEAG Crouse-Hinds | 53526 | EC001952 | EF000048 | EV000494 | 9.0
CEAG Crouse-Hinds | 53526 | EC001952 | EF001596 | EV000139 | 9.0
CEAG Crouse-Hinds | 53526 | EC001952 | EF004284 | EV014415 | 9.0
CEAG Crouse-Hinds | 53526 | EC001952 | EF000187 | EV000509 | 9.0
CEAG Crouse-Hinds | 53526 | EC001952 | EF005127 | 100 - 240 | 9.0
CEAG Crouse-Hinds | 53526 | EC001952 | EF000381 | EV011530 | 9.0
CEAG Crouse-Hinds | 53526 | EC001952 | EF007556 | Oui | 9.0
CEAG Crouse-Hinds | 53526 | EC001952 | EF016286 | Oui | 9.0
CEAG Crouse-Hinds | 53526 | EC001952 | EF012170 | EV014410 | 9.0
CEAG Crouse-Hinds | 53526 | EC001952 | EF008157 | EV011534 | 9.0
CEAG Crouse-Hinds | 53526 | EC001952 | EF011870 | 100000 | 9.0
CEAG Crouse-Hinds | 53526 | EC001952 | EF005474 | EV006422 | 9.0
CEAG Crouse-Hinds | 53526 | EC001952 | EF011959 | EV000154 | 9.0
CEAG Crouse-Hinds | 53526 | EC001952 | EF004293 | EV008784 | 9.0
CEAG Crouse-Hinds | 53526 | EC001952 | EF000004 | EV000582 | 9.0
CEAG Crouse-Hinds | 53526 | EC001952 | EF005728 | EV009071 | 9.0
CEAG Crouse-Hinds | 53526 | EC001952 | EF008404 | EV010598 | 9.0
CEAG Crouse-Hinds | 53526 | EC001952 | EF012090 | -40 - 50 | 9.0
CEAG Crouse-Hinds | 53526 | EC001952 | EF009347 | 50 | 9.0
CEAG Crouse-Hinds | 53526 | EC001952 | EF009349 | 6400 | 9.0
CEAG Crouse-Hinds | 53526 | EC001952 | EF009350 | EV000202 | 9.0
CEAG Crouse-Hinds | 53526 | EC001952 | EF009346 | 5000 - 5000 | 9.0
CEAG Crouse-Hinds | 53526 | EC001952 | EF025740 | 0.9 | 9.0
CEAG Crouse-Hinds | 53526 | EC001952 | EF009482 | Non | 9.0
CEAG Crouse-Hinds | 53526 | EC001952 | EF000008 | 178 | 9.0
CEAG Crouse-Hinds | 53526 | EC001952 | EF001456 | 125 | 9.0
CEAG Crouse-Hinds | 53526 | EC001952 | EF001438 | 1332 | 9.0
CEAG Crouse-Hinds | 53526 | EC001952 | EF011868 | EV015019 | 9.0
CEAG Crouse-Hinds | 53526 | EC001952 | EF001391 | 5 | 9.0
CEAG Crouse-Hinds | 53526 | EC001952 | EF000085 | 6 | 9.0
CEAG Crouse-Hinds | 53526 | EC001952 | EF000124 | EV001008 | 9.0
CEAG Crouse-Hinds | 53527 | EC001952 | EF000003 | EV010173 | 9.0
CEAG Crouse-Hinds | 53527 | EC001952 | EF000441 | Non | 9.0
CEAG Crouse-Hinds | 53527 | EC001952 | EF002423 | EV011514 | 9.0
CEAG Crouse-Hinds | 53527 | EC001952 | EF005905 | Oui | 9.0
CEAG Crouse-Hinds | 53527 | EC001952 | EF000048 | EV000494 | 9.0
CEAG Crouse-Hinds | 53527 | EC001952 | EF001596 | EV000139 | 9.0
CEAG Crouse-Hinds | 53527 | EC001952 | EF004284 | EV014415 | 9.0
CEAG Crouse-Hinds | 53527 | EC001952 | EF000187 | EV000509 | 9.0
CEAG Crouse-Hinds | 53527 | EC001952 | EF005127 | 100 - 240 | 9.0
CEAG Crouse-Hinds | 53527 | EC001952 | EF000381 | EV011530 | 9.0
CEAG Crouse-Hinds | 53527 | EC001952 | EF007556 | Oui | 9.0
CEAG Crouse-Hinds | 53527 | EC001952 | EF016286 | Oui | 9.0
CEAG Crouse-Hinds | 53527 | EC001952 | EF012170 | EV014410 | 9.0
CEAG Crouse-Hinds | 53527 | EC001952 | EF008157 | EV011534 | 9.0
CEAG Crouse-Hinds | 53527 | EC001952 | EF011870 | 100000 | 9.0
CEAG Crouse-Hinds | 53527 | EC001952 | EF005474 | EV006422 | 9.0
CEAG Crouse-Hinds | 53527 | EC001952 | EF011959 | EV000154 | 9.0
CEAG Crouse-Hinds | 53527 | EC001952 | EF004293 | EV008784 | 9.0
CEAG Crouse-Hinds | 53527 | EC001952 | EF000004 | EV000582 | 9.0
CEAG Crouse-Hinds | 53527 | EC001952 | EF005728 | EV009071 | 9.0
CEAG Crouse-Hinds | 53527 | EC001952 | EF008404 | EV010598 | 9.0
CEAG Crouse-Hinds | 53527 | EC001952 | EF012090 | -40 - 50 | 9.0
CEAG Crouse-Hinds | 53527 | EC001952 | EF009347 | 50 | 9.0
CEAG Crouse-Hinds | 53527 | EC001952 | EF009349 | 6400 | 9.0
CEAG Crouse-Hinds | 53527 | EC001952 | EF009350 | EV000202 | 9.0
CEAG Crouse-Hinds | 53527 | EC001952 | EF009346 | 5000 - 5000 | 9.0
CEAG Crouse-Hinds | 53527 | EC001952 | EF025740 | 0.9 | 9.0
CEAG Crouse-Hinds | 53527 | EC001952 | EF009482 | Non | 9.0
CEAG Crouse-Hinds | 53527 | EC001952 | EF000008 | 178 | 9.0
CEAG Crouse-Hinds | 53527 | EC001952 | EF001456 | 125 | 9.0
CEAG Crouse-Hinds | 53527 | EC001952 | EF001438 | 1332 | 9.0
CEAG Crouse-Hinds | 53527 | EC001952 | EF011868 | EV015020 | 9.0
CEAG Crouse-Hinds | 53527 | EC001952 | EF001391 | 5 | 9.0
CEAG Crouse-Hinds | 53527 | EC001952 | EF000085 | 6 | 9.0
CEAG Crouse-Hinds | 53527 | EC001952 | EF000124 | EV001008 | 9.0
CEAG Crouse-Hinds | 53528 | EC001952 | EF000003 | EV010173 | 9.0
CEAG Crouse-Hinds | 53528 | EC001952 | EF000441 | Non | 9.0
CEAG Crouse-Hinds | 53528 | EC001952 | EF002423 | EV011514 | 9.0
CEAG Crouse-Hinds | 53528 | EC001952 | EF005905 | Oui | 9.0
CEAG Crouse-Hinds | 53528 | EC001952 | EF000048 | EV000494 | 9.0
CEAG Crouse-Hinds | 53528 | EC001952 | EF001596 | EV000139 | 9.0
CEAG Crouse-Hinds | 53528 | EC001952 | EF004284 | EV014415 | 9.0
CEAG Crouse-Hinds | 53528 | EC001952 | EF000187 | EV000509 | 9.0
CEAG Crouse-Hinds | 53528 | EC001952 | EF005127 | 100 - 240 | 9.0
CEAG Crouse-Hinds | 53528 | EC001952 | EF000381 | EV011530 | 9.0
CEAG Crouse-Hinds | 53528 | EC001952 | EF007556 | Oui | 9.0
CEAG Crouse-Hinds | 53528 | EC001952 | EF016286 | Oui | 9.0
CEAG Crouse-Hinds | 53528 | EC001952 | EF012170 | EV014410 | 9.0
CEAG Crouse-Hinds | 53528 | EC001952 | EF008157 | EV011534 | 9.0
CEAG Crouse-Hinds | 53528 | EC001952 | EF011870 | 100000 | 9.0
CEAG Crouse-Hinds | 53528 | EC001952 | EF005474 | EV006422 | 9.0
CEAG Crouse-Hinds | 53528 | EC001952 | EF011959 | EV000154 | 9.0
CEAG Crouse-Hinds | 53528 | EC001952 | EF004293 | EV008784 | 9.0
CEAG Crouse-Hinds | 53528 | EC001952 | EF000004 | EV000582 | 9.0
CEAG Crouse-Hinds | 53528 | EC001952 | EF005728 | EV009071 | 9.0
CEAG Crouse-Hinds | 53528 | EC001952 | EF008404 | EV010598 | 9.0
CEAG Crouse-Hinds | 53528 | EC001952 | EF012090 | -40 - 50 | 9.0
CEAG Crouse-Hinds | 53528 | EC001952 | EF009347 | 58 | 9.0
CEAG Crouse-Hinds | 53528 | EC001952 | EF009349 | 7400 | 9.0
CEAG Crouse-Hinds | 53528 | EC001952 | EF009350 | EV000202 | 9.0
CEAG Crouse-Hinds | 53528 | EC001952 | EF009346 | 5000 - 5000 | 9.0
CEAG Crouse-Hinds | 53528 | EC001952 | EF025740 | 0.9 | 9.0
CEAG Crouse-Hinds | 53528 | EC001952 | EF009482 | Non | 9.0
CEAG Crouse-Hinds | 53528 | EC001952 | EF000008 | 178 | 9.0
CEAG Crouse-Hinds | 53528 | EC001952 | EF001456 | 125 | 9.0
CEAG Crouse-Hinds | 53528 | EC001952 | EF001438 | 1332 | 9.0
CEAG Crouse-Hinds | 53528 | EC001952 | EF011868 | EV015019 | 9.0
CEAG Crouse-Hinds | 53528 | EC001952 | EF001391 | 5 | 9.0
CEAG Crouse-Hinds | 53528 | EC001952 | EF000085 | 6 | 9.0
CEAG Crouse-Hinds | 53528 | EC001952 | EF000124 | EV001008 | 9.0
CEAG Crouse-Hinds | 53529 | EC001952 | EF000003 | EV010173 | 9.0
CEAG Crouse-Hinds | 53529 | EC001952 | EF000441 | Non | 9.0
CEAG Crouse-Hinds | 53529 | EC001952 | EF002423 | EV011514 | 9.0
CEAG Crouse-Hinds | 53529 | EC001952 | EF005905 | Oui | 9.0
CEAG Crouse-Hinds | 53529 | EC001952 | EF000048 | EV000494 | 9.0
CEAG Crouse-Hinds | 53529 | EC001952 | EF001596 | EV000139 | 9.0
CEAG Crouse-Hinds | 53529 | EC001952 | EF004284 | EV014415 | 9.0
CEAG Crouse-Hinds | 53529 | EC001952 | EF000187 | EV000509 | 9.0
CEAG Crouse-Hinds | 53529 | EC001952 | EF005127 | 100 - 240 | 9.0
CEAG Crouse-Hinds | 53529 | EC001952 | EF000381 | EV011530 | 9.0
CEAG Crouse-Hinds | 53529 | EC001952 | EF007556 | Oui | 9.0
CEAG Crouse-Hinds | 53529 | EC001952 | EF016286 | Oui | 9.0
CEAG Crouse-Hinds | 53529 | EC001952 | EF012170 | EV014410 | 9.0
CEAG Crouse-Hinds | 53529 | EC001952 | EF008157 | EV011534 | 9.0
CEAG Crouse-Hinds | 53529 | EC001952 | EF011870 | 100000 | 9.0
CEAG Crouse-Hinds | 53529 | EC001952 | EF005474 | EV006422 | 9.0
CEAG Crouse-Hinds | 53529 | EC001952 | EF011959 | EV000154 | 9.0
CEAG Crouse-Hinds | 53529 | EC001952 | EF004293 | EV008784 | 9.0
CEAG Crouse-Hinds | 53529 | EC001952 | EF000004 | EV000582 | 9.0
CEAG Crouse-Hinds | 53529 | EC001952 | EF005728 | EV009071 | 9.0
CEAG Crouse-Hinds | 53529 | EC001952 | EF008404 | EV010598 | 9.0
CEAG Crouse-Hinds | 53529 | EC001952 | EF012090 | -40 - 50 | 9.0
CEAG Crouse-Hinds | 53529 | EC001952 | EF009347 | 58 | 9.0
CEAG Crouse-Hinds | 53529 | EC001952 | EF009349 | 7400 | 9.0
CEAG Crouse-Hinds | 53529 | EC001952 | EF009350 | EV000202 | 9.0
CEAG Crouse-Hinds | 53529 | EC001952 | EF009346 | 5000 - 5000 | 9.0
CEAG Crouse-Hinds | 53529 | EC001952 | EF025740 | 0.9 | 9.0
CEAG Crouse-Hinds | 53529 | EC001952 | EF009482 | Non | 9.0
CEAG Crouse-Hinds | 53529 | EC001952 | EF000008 | 178 | 9.0
CEAG Crouse-Hinds | 53529 | EC001952 | EF001456 | 125 | 9.0
CEAG Crouse-Hinds | 53529 | EC001952 | EF001438 | 1332 | 9.0
CEAG Crouse-Hinds | 53529 | EC001952 | EF011868 | EV015020 | 9.0
CEAG Crouse-Hinds | 53529 | EC001952 | EF001391 | 5 | 9.0
CEAG Crouse-Hinds | 53529 | EC001952 | EF000085 | 6 | 9.0
CEAG Crouse-Hinds | 53529 | EC001952 | EF000124 | EV001008 | 9.0
CEAG Crouse-Hinds | 53530 | EC001952 | EF000003 | EV010173 | 9.0
CEAG Crouse-Hinds | 53530 | EC001952 | EF000441 | Non | 9.0
CEAG Crouse-Hinds | 53530 | EC001952 | EF002423 | EV011514 | 9.0
CEAG Crouse-Hinds | 53530 | EC001952 | EF005905 | Oui | 9.0
CEAG Crouse-Hinds | 53530 | EC001952 | EF000048 | EV000494 | 9.0
CEAG Crouse-Hinds | 53530 | EC001952 | EF001596 | EV000139 | 9.0
CEAG Crouse-Hinds | 53530 | EC001952 | EF004284 | EV014415 | 9.0
CEAG Crouse-Hinds | 53530 | EC001952 | EF000187 | EV000509 | 9.0
CEAG Crouse-Hinds | 53530 | EC001952 | EF005127 | 100 - 240 | 9.0
CEAG Crouse-Hinds | 53530 | EC001952 | EF000381 | EV011530 | 9.0
CEAG Crouse-Hinds | 53530 | EC001952 | EF007556 | Oui | 9.0
CEAG Crouse-Hinds | 53530 | EC001952 | EF016286 | Oui | 9.0
CEAG Crouse-Hinds | 53530 | EC001952 | EF012170 | EV014410 | 9.0
CEAG Crouse-Hinds | 53530 | EC001952 | EF008157 | EV011534 | 9.0
CEAG Crouse-Hinds | 53530 | EC001952 | EF011870 | 100000 | 9.0
CEAG Crouse-Hinds | 53530 | EC001952 | EF005474 | EV006422 | 9.0
CEAG Crouse-Hinds | 53530 | EC001952 | EF011959 | EV000154 | 9.0
CEAG Crouse-Hinds | 53530 | EC001952 | EF004293 | EV008784 | 9.0
CEAG Crouse-Hinds | 53530 | EC001952 | EF000004 | EV000582 | 9.0
CEAG Crouse-Hinds | 53530 | EC001952 | EF005728 | EV009071 | 9.0
CEAG Crouse-Hinds | 53530 | EC001952 | EF008404 | EV010598 | 9.0
CEAG Crouse-Hinds | 53530 | EC001952 | EF012090 | -40 - 50 | 9.0
CEAG Crouse-Hinds | 53530 | EC001952 | EF009347 | 25 | 9.0
CEAG Crouse-Hinds | 53530 | EC001952 | EF009349 | 3100 | 9.0
CEAG Crouse-Hinds | 53530 | EC001952 | EF009350 | EV000202 | 9.0
CEAG Crouse-Hinds | 53530 | EC001952 | EF009346 | 4000 - 4000 | 9.0
CEAG Crouse-Hinds | 53530 | EC001952 | EF025740 | 0.9 | 9.0
CEAG Crouse-Hinds | 53530 | EC001952 | EF009482 | Non | 9.0
CEAG Crouse-Hinds | 53530 | EC001952 | EF000008 | 178 | 9.0
CEAG Crouse-Hinds | 53530 | EC001952 | EF001456 | 125 | 9.0
CEAG Crouse-Hinds | 53530 | EC001952 | EF001438 | 732 | 9.0
CEAG Crouse-Hinds | 53530 | EC001952 | EF011868 | EV015019 | 9.0
CEAG Crouse-Hinds | 53530 | EC001952 | EF001391 | 5 | 9.0
CEAG Crouse-Hinds | 53530 | EC001952 | EF000085 | 6 | 9.0
CEAG Crouse-Hinds | 53530 | EC001952 | EF000124 | EV001008 | 9.0
CEAG Crouse-Hinds | 53531 | EC001952 | EF000003 | EV010173 | 9.0
CEAG Crouse-Hinds | 53531 | EC001952 | EF000441 | Non | 9.0
CEAG Crouse-Hinds | 53531 | EC001952 | EF002423 | EV011514 | 9.0
CEAG Crouse-Hinds | 53531 | EC001952 | EF005905 | Oui | 9.0
CEAG Crouse-Hinds | 53531 | EC001952 | EF000048 | EV000494 | 9.0
CEAG Crouse-Hinds | 53531 | EC001952 | EF001596 | EV000139 | 9.0
CEAG Crouse-Hinds | 53531 | EC001952 | EF004284 | EV014415 | 9.0
CEAG Crouse-Hinds | 53531 | EC001952 | EF000187 | EV000509 | 9.0
CEAG Crouse-Hinds | 53531 | EC001952 | EF005127 | 100 - 240 | 9.0
CEAG Crouse-Hinds | 53531 | EC001952 | EF000381 | EV011530 | 9.0
CEAG Crouse-Hinds | 53531 | EC001952 | EF007556 | Oui | 9.0
CEAG Crouse-Hinds | 53531 | EC001952 | EF016286 | Oui | 9.0
CEAG Crouse-Hinds | 53531 | EC001952 | EF012170 | EV014410 | 9.0
CEAG Crouse-Hinds | 53531 | EC001952 | EF008157 | EV011534 | 9.0
CEAG Crouse-Hinds | 53531 | EC001952 | EF011870 | 100000 | 9.0
CEAG Crouse-Hinds | 53531 | EC001952 | EF005474 | EV006422 | 9.0
CEAG Crouse-Hinds | 53531 | EC001952 | EF011959 | EV000154 | 9.0
CEAG Crouse-Hinds | 53531 | EC001952 | EF004293 | EV008784 | 9.0
CEAG Crouse-Hinds | 53531 | EC001952 | EF000004 | EV000582 | 9.0
CEAG Crouse-Hinds | 53531 | EC001952 | EF005728 | EV009071 | 9.0
CEAG Crouse-Hinds | 53531 | EC001952 | EF008404 | EV010598 | 9.0
CEAG Crouse-Hinds | 53531 | EC001952 | EF012090 | -40 - 50 | 9.0
CEAG Crouse-Hinds | 53531 | EC001952 | EF009347 | 25 | 9.0
CEAG Crouse-Hinds | 53531 | EC001952 | EF009349 | 3100 | 9.0
CEAG Crouse-Hinds | 53531 | EC001952 | EF009350 | EV000202 | 9.0
CEAG Crouse-Hinds | 53531 | EC001952 | EF009346 | 4000 - 4000 | 9.0
CEAG Crouse-Hinds | 53531 | EC001952 | EF025740 | 0.9 | 9.0
CEAG Crouse-Hinds | 53531 | EC001952 | EF009482 | Non | 9.0
CEAG Crouse-Hinds | 53531 | EC001952 | EF000008 | 178 | 9.0
CEAG Crouse-Hinds | 53531 | EC001952 | EF001456 | 125 | 9.0
CEAG Crouse-Hinds | 53531 | EC001952 | EF001438 | 732 | 9.0
CEAG Crouse-Hinds | 53531 | EC001952 | EF011868 | EV015020 | 9.0
CEAG Crouse-Hinds | 53531 | EC001952 | EF001391 | 5 | 9.0
CEAG Crouse-Hinds | 53531 | EC001952 | EF000085 | 6 | 9.0
CEAG Crouse-Hinds | 53531 | EC001952 | EF000124 | EV001008 | 9.0
CEAG Crouse-Hinds | 53532 | EC001952 | EF000003 | EV010173 | 9.0
CEAG Crouse-Hinds | 53532 | EC001952 | EF000441 | Non | 9.0
CEAG Crouse-Hinds | 53532 | EC001952 | EF002423 | EV011514 | 9.0
CEAG Crouse-Hinds | 53532 | EC001952 | EF005905 | Oui | 9.0
CEAG Crouse-Hinds | 53532 | EC001952 | EF000048 | EV000494 | 9.0
CEAG Crouse-Hinds | 53532 | EC001952 | EF001596 | EV000139 | 9.0
CEAG Crouse-Hinds | 53532 | EC001952 | EF004284 | EV014415 | 9.0
CEAG Crouse-Hinds | 53532 | EC001952 | EF000187 | EV000509 | 9.0
CEAG Crouse-Hinds | 53532 | EC001952 | EF005127 | 100 - 240 | 9.0
CEAG Crouse-Hinds | 53532 | EC001952 | EF000381 | EV011530 | 9.0
CEAG Crouse-Hinds | 53532 | EC001952 | EF007556 | Oui | 9.0
CEAG Crouse-Hinds | 53532 | EC001952 | EF016286 | Oui | 9.0
CEAG Crouse-Hinds | 53532 | EC001952 | EF012170 | EV014410 | 9.0
CEAG Crouse-Hinds | 53532 | EC001952 | EF008157 | EV011534 | 9.0
CEAG Crouse-Hinds | 53532 | EC001952 | EF011870 | 100000 | 9.0
CEAG Crouse-Hinds | 53532 | EC001952 | EF005474 | EV006422 | 9.0
CEAG Crouse-Hinds | 53532 | EC001952 | EF011959 | EV000154 | 9.0
CEAG Crouse-Hinds | 53532 | EC001952 | EF004293 | EV008784 | 9.0
CEAG Crouse-Hinds | 53532 | EC001952 | EF000004 | EV000582 | 9.0
CEAG Crouse-Hinds | 53532 | EC001952 | EF005728 | EV009071 | 9.0
CEAG Crouse-Hinds | 53532 | EC001952 | EF008404 | EV010598 | 9.0
CEAG Crouse-Hinds | 53532 | EC001952 | EF012090 | -40 - 50 | 9.0
CEAG Crouse-Hinds | 53532 | EC001952 | EF009347 | 50 | 9.0
CEAG Crouse-Hinds | 53532 | EC001952 | EF009349 | 6400 | 9.0
CEAG Crouse-Hinds | 53532 | EC001952 | EF009350 | EV000202 | 9.0
CEAG Crouse-Hinds | 53532 | EC001952 | EF009346 | 4000 - 4000 | 9.0
CEAG Crouse-Hinds | 53532 | EC001952 | EF025740 | 0.9 | 9.0
CEAG Crouse-Hinds | 53532 | EC001952 | EF009482 | Non | 9.0
CEAG Crouse-Hinds | 53532 | EC001952 | EF000008 | 178 | 9.0
CEAG Crouse-Hinds | 53532 | EC001952 | EF001456 | 125 | 9.0
CEAG Crouse-Hinds | 53532 | EC001952 | EF001438 | 1332 | 9.0
CEAG Crouse-Hinds | 53532 | EC001952 | EF011868 | EV015019 | 9.0
CEAG Crouse-Hinds | 53532 | EC001952 | EF001391 | 5 | 9.0
CEAG Crouse-Hinds | 53532 | EC001952 | EF000085 | 6 | 9.0
CEAG Crouse-Hinds | 53532 | EC001952 | EF000124 | EV001008 | 9.0
CEAG Crouse-Hinds | 53533 | EC001952 | EF000003 | EV010173 | 9.0
CEAG Crouse-Hinds | 53533 | EC001952 | EF000441 | Non | 9.0
CEAG Crouse-Hinds | 53533 | EC001952 | EF002423 | EV011514 | 9.0
CEAG Crouse-Hinds | 53533 | EC001952 | EF005905 | Oui | 9.0
CEAG Crouse-Hinds | 53533 | EC001952 | EF000048 | EV000494 | 9.0
CEAG Crouse-Hinds | 53533 | EC001952 | EF001596 | EV000139 | 9.0
CEAG Crouse-Hinds | 53533 | EC001952 | EF004284 | EV014415 | 9.0
CEAG Crouse-Hinds | 53533 | EC001952 | EF000187 | EV000509 | 9.0
CEAG Crouse-Hinds | 53533 | EC001952 | EF005127 | 100 - 240 | 9.0
CEAG Crouse-Hinds | 53533 | EC001952 | EF000381 | EV011530 | 9.0
CEAG Crouse-Hinds | 53533 | EC001952 | EF007556 | Oui | 9.0
CEAG Crouse-Hinds | 53533 | EC001952 | EF016286 | Oui | 9.0
CEAG Crouse-Hinds | 53533 | EC001952 | EF012170 | EV014410 | 9.0
CEAG Crouse-Hinds | 53533 | EC001952 | EF008157 | EV011534 | 9.0
CEAG Crouse-Hinds | 53533 | EC001952 | EF011870 | 100000 | 9.0
CEAG Crouse-Hinds | 53533 | EC001952 | EF005474 | EV006422 | 9.0
CEAG Crouse-Hinds | 53533 | EC001952 | EF011959 | EV000154 | 9.0
CEAG Crouse-Hinds | 53533 | EC001952 | EF004293 | EV008784 | 9.0
CEAG Crouse-Hinds | 53533 | EC001952 | EF000004 | EV000582 | 9.0
CEAG Crouse-Hinds | 53533 | EC001952 | EF005728 | EV009071 | 9.0
CEAG Crouse-Hinds | 53533 | EC001952 | EF008404 | EV010598 | 9.0
CEAG Crouse-Hinds | 53533 | EC001952 | EF012090 | -40 - 50 | 9.0
CEAG Crouse-Hinds | 53533 | EC001952 | EF009347 | 50 | 9.0
CEAG Crouse-Hinds | 53533 | EC001952 | EF009349 | 6400 | 9.0
CEAG Crouse-Hinds | 53533 | EC001952 | EF009350 | EV000202 | 9.0
CEAG Crouse-Hinds | 53533 | EC001952 | EF009346 | 4000 - 4000 | 9.0
CEAG Crouse-Hinds | 53533 | EC001952 | EF025740 | 0.9 | 9.0
CEAG Crouse-Hinds | 53533 | EC001952 | EF009482 | Non | 9.0
CEAG Crouse-Hinds | 53533 | EC001952 | EF000008 | 178 | 9.0
CEAG Crouse-Hinds | 53533 | EC001952 | EF001456 | 125 | 9.0
CEAG Crouse-Hinds | 53533 | EC001952 | EF001438 | 1332 | 9.0
CEAG Crouse-Hinds | 53533 | EC001952 | EF011868 | EV015020 | 9.0
CEAG Crouse-Hinds | 53533 | EC001952 | EF001391 | 5 | 9.0
CEAG Crouse-Hinds | 53533 | EC001952 | EF000085 | 6 | 9.0
CEAG Crouse-Hinds | 53533 | EC001952 | EF000124 | EV001008 | 9.0
CEAG Crouse-Hinds | 53534 | EC001952 | EF000003 | EV010173 | 9.0
CEAG Crouse-Hinds | 53534 | EC001952 | EF000441 | Non | 9.0
CEAG Crouse-Hinds | 53534 | EC001952 | EF002423 | EV011514 | 9.0
CEAG Crouse-Hinds | 53534 | EC001952 | EF005905 | Oui | 9.0
CEAG Crouse-Hinds | 53534 | EC001952 | EF000048 | EV000494 | 9.0
CEAG Crouse-Hinds | 53534 | EC001952 | EF001596 | EV000139 | 9.0
CEAG Crouse-Hinds | 53534 | EC001952 | EF004284 | EV014415 | 9.0
CEAG Crouse-Hinds | 53534 | EC001952 | EF000187 | EV000509 | 9.0
CEAG Crouse-Hinds | 53534 | EC001952 | EF005127 | 100 - 240 | 9.0
CEAG Crouse-Hinds | 53534 | EC001952 | EF000381 | EV011530 | 9.0
CEAG Crouse-Hinds | 53534 | EC001952 | EF007556 | Oui | 9.0
CEAG Crouse-Hinds | 53534 | EC001952 | EF016286 | Oui | 9.0
CEAG Crouse-Hinds | 53534 | EC001952 | EF012170 | EV014410 | 9.0
CEAG Crouse-Hinds | 53534 | EC001952 | EF008157 | EV011534 | 9.0
CEAG Crouse-Hinds | 53534 | EC001952 | EF011870 | 100000 | 9.0
CEAG Crouse-Hinds | 53534 | EC001952 | EF005474 | EV006422 | 9.0
CEAG Crouse-Hinds | 53534 | EC001952 | EF011959 | EV000154 | 9.0
CEAG Crouse-Hinds | 53534 | EC001952 | EF004293 | EV008784 | 9.0
CEAG Crouse-Hinds | 53534 | EC001952 | EF000004 | EV000582 | 9.0
CEAG Crouse-Hinds | 53534 | EC001952 | EF005728 | EV009071 | 9.0
CEAG Crouse-Hinds | 53534 | EC001952 | EF008404 | EV010598 | 9.0
CEAG Crouse-Hinds | 53534 | EC001952 | EF012090 | -40 - 50 | 9.0
CEAG Crouse-Hinds | 53534 | EC001952 | EF009347 | 58 | 9.0
CEAG Crouse-Hinds | 53534 | EC001952 | EF009349 | 7400 | 9.0
CEAG Crouse-Hinds | 53534 | EC001952 | EF009350 | EV000202 | 9.0
CEAG Crouse-Hinds | 53534 | EC001952 | EF009346 | 4000 - 4000 | 9.0
CEAG Crouse-Hinds | 53534 | EC001952 | EF025740 | 0.9 | 9.0
CEAG Crouse-Hinds | 53534 | EC001952 | EF009482 | Non | 9.0
CEAG Crouse-Hinds | 53534 | EC001952 | EF000008 | 178 | 9.0
CEAG Crouse-Hinds | 53534 | EC001952 | EF001456 | 125 | 9.0
CEAG Crouse-Hinds | 53534 | EC001952 | EF001438 | 1332 | 9.0
CEAG Crouse-Hinds | 53534 | EC001952 | EF011868 | EV015019 | 9.0
CEAG Crouse-Hinds | 53534 | EC001952 | EF001391 | 5 | 9.0
CEAG Crouse-Hinds | 53534 | EC001952 | EF000085 | 6 | 9.0
CEAG Crouse-Hinds | 53534 | EC001952 | EF000124 | EV001008 | 9.0
CEAG Crouse-Hinds | 53535 | EC001952 | EF000003 | EV010173 | 9.0
CEAG Crouse-Hinds | 53535 | EC001952 | EF000441 | Non | 9.0
CEAG Crouse-Hinds | 53535 | EC001952 | EF002423 | EV011514 | 9.0
CEAG Crouse-Hinds | 53535 | EC001952 | EF005905 | Oui | 9.0
CEAG Crouse-Hinds | 53535 | EC001952 | EF000048 | EV000494 | 9.0
CEAG Crouse-Hinds | 53535 | EC001952 | EF001596 | EV000139 | 9.0
CEAG Crouse-Hinds | 53535 | EC001952 | EF004284 | EV014415 | 9.0
CEAG Crouse-Hinds | 53535 | EC001952 | EF000187 | EV000509 | 9.0
CEAG Crouse-Hinds | 53535 | EC001952 | EF005127 | 100 - 240 | 9.0
CEAG Crouse-Hinds | 53535 | EC001952 | EF000381 | EV011530 | 9.0
CEAG Crouse-Hinds | 53535 | EC001952 | EF007556 | Oui | 9.0
CEAG Crouse-Hinds | 53535 | EC001952 | EF016286 | Oui | 9.0
CEAG Crouse-Hinds | 53535 | EC001952 | EF012170 | EV014410 | 9.0
CEAG Crouse-Hinds | 53535 | EC001952 | EF008157 | EV011534 | 9.0
CEAG Crouse-Hinds | 53535 | EC001952 | EF011870 | 100000 | 9.0
CEAG Crouse-Hinds | 53535 | EC001952 | EF005474 | EV006422 | 9.0
CEAG Crouse-Hinds | 53535 | EC001952 | EF011959 | EV000154 | 9.0
CEAG Crouse-Hinds | 53535 | EC001952 | EF004293 | EV008784 | 9.0
CEAG Crouse-Hinds | 53535 | EC001952 | EF000004 | EV000582 | 9.0
CEAG Crouse-Hinds | 53535 | EC001952 | EF005728 | EV009071 | 9.0
CEAG Crouse-Hinds | 53535 | EC001952 | EF008404 | EV010598 | 9.0
CEAG Crouse-Hinds | 53535 | EC001952 | EF012090 | -40 - 50 | 9.0
CEAG Crouse-Hinds | 53535 | EC001952 | EF009347 | 58 | 9.0
CEAG Crouse-Hinds | 53535 | EC001952 | EF009349 | 7400 | 9.0
CEAG Crouse-Hinds | 53535 | EC001952 | EF009350 | EV000202 | 9.0
CEAG Crouse-Hinds | 53535 | EC001952 | EF009346 | 4000 - 4000 | 9.0
CEAG Crouse-Hinds | 53535 | EC001952 | EF025740 | 0.9 | 9.0
CEAG Crouse-Hinds | 53535 | EC001952 | EF009482 | Non | 9.0
CEAG Crouse-Hinds | 53535 | EC001952 | EF000008 | 178 | 9.0
CEAG Crouse-Hinds | 53535 | EC001952 | EF001456 | 125 | 9.0
CEAG Crouse-Hinds | 53535 | EC001952 | EF001438 | 1332 | 9.0
CEAG Crouse-Hinds | 53535 | EC001952 | EF011868 | EV015020 | 9.0
CEAG Crouse-Hinds | 53535 | EC001952 | EF001391 | 5 | 9.0
CEAG Crouse-Hinds | 53535 | EC001952 | EF000085 | 6 | 9.0
CEAG Crouse-Hinds | 53535 | EC001952 | EF000124 | EV001008 | 9.0
CEAG Crouse-Hinds | 53536 | EC001952 | EF000003 | EV010173 | 9.0
CEAG Crouse-Hinds | 53536 | EC001952 | EF000441 | Non | 9.0
CEAG Crouse-Hinds | 53536 | EC001952 | EF002423 | EV011514 | 9.0
CEAG Crouse-Hinds | 53536 | EC001952 | EF005905 | Oui | 9.0
CEAG Crouse-Hinds | 53536 | EC001952 | EF000048 | EV000494 | 9.0
CEAG Crouse-Hinds | 53536 | EC001952 | EF001596 | EV000139 | 9.0
CEAG Crouse-Hinds | 53536 | EC001952 | EF004284 | EV014415 | 9.0
CEAG Crouse-Hinds | 53536 | EC001952 | EF000187 | EV000509 | 9.0
CEAG Crouse-Hinds | 53536 | EC001952 | EF005127 | 100 - 240 | 9.0
CEAG Crouse-Hinds | 53536 | EC001952 | EF000381 | EV011530 | 9.0
CEAG Crouse-Hinds | 53536 | EC001952 | EF007556 | Oui | 9.0
CEAG Crouse-Hinds | 53536 | EC001952 | EF016286 | Oui | 9.0
CEAG Crouse-Hinds | 53536 | EC001952 | EF012170 | EV014410 | 9.0
CEAG Crouse-Hinds | 53536 | EC001952 | EF008157 | EV011534 | 9.0
CEAG Crouse-Hinds | 53536 | EC001952 | EF011870 | 100000 | 9.0
CEAG Crouse-Hinds | 53536 | EC001952 | EF005474 | EV006422 | 9.0
CEAG Crouse-Hinds | 53536 | EC001952 | EF011959 | EV000154 | 9.0
CEAG Crouse-Hinds | 53536 | EC001952 | EF004293 | EV008784 | 9.0
CEAG Crouse-Hinds | 53536 | EC001952 | EF000004 | EV000582 | 9.0
CEAG Crouse-Hinds | 53536 | EC001952 | EF005728 | EV009071 | 9.0
CEAG Crouse-Hinds | 53536 | EC001952 | EF008404 | EV010598 | 9.0
CEAG Crouse-Hinds | 53536 | EC001952 | EF012090 | -40 - 50 | 9.0
CEAG Crouse-Hinds | 53536 | EC001952 | EF009347 | 25 | 9.0
CEAG Crouse-Hinds | 53536 | EC001952 | EF009349 | 3100 | 9.0
CEAG Crouse-Hinds | 53536 | EC001952 | EF009350 | EV000202 | 9.0
CEAG Crouse-Hinds | 53536 | EC001952 | EF009346 | 5000 - 5000 | 9.0
CEAG Crouse-Hinds | 53536 | EC001952 | EF025740 | 0.9 | 9.0
CEAG Crouse-Hinds | 53536 | EC001952 | EF009482 | Non | 9.0
CEAG Crouse-Hinds | 53536 | EC001952 | EF000008 | 178 | 9.0
CEAG Crouse-Hinds | 53536 | EC001952 | EF001456 | 125 | 9.0
CEAG Crouse-Hinds | 53536 | EC001952 | EF001438 | 732 | 9.0
CEAG Crouse-Hinds | 53536 | EC001952 | EF011868 | EV015019 | 9.0
CEAG Crouse-Hinds | 53536 | EC001952 | EF001391 | 5 | 9.0
CEAG Crouse-Hinds | 53536 | EC001952 | EF000085 | 6 | 9.0
CEAG Crouse-Hinds | 53536 | EC001952 | EF000124 | EV001008 | 9.0
CEAG Crouse-Hinds | 53537 | EC001952 | EF000003 | EV010173 | 9.0
CEAG Crouse-Hinds | 53537 | EC001952 | EF000441 | Non | 9.0
CEAG Crouse-Hinds | 53537 | EC001952 | EF002423 | EV011514 | 9.0
CEAG Crouse-Hinds | 53537 | EC001952 | EF005905 | Oui | 9.0
CEAG Crouse-Hinds | 53537 | EC001952 | EF000048 | EV000494 | 9.0
CEAG Crouse-Hinds | 53537 | EC001952 | EF001596 | EV000139 | 9.0
CEAG Crouse-Hinds | 53537 | EC001952 | EF004284 | EV014415 | 9.0
CEAG Crouse-Hinds | 53537 | EC001952 | EF000187 | EV000509 | 9.0
CEAG Crouse-Hinds | 53537 | EC001952 | EF005127 | 100 - 240 | 9.0
CEAG Crouse-Hinds | 53537 | EC001952 | EF000381 | EV011530 | 9.0
CEAG Crouse-Hinds | 53537 | EC001952 | EF007556 | Oui | 9.0
CEAG Crouse-Hinds | 53537 | EC001952 | EF016286 | Oui | 9.0
CEAG Crouse-Hinds | 53537 | EC001952 | EF012170 | EV014410 | 9.0
CEAG Crouse-Hinds | 53537 | EC001952 | EF008157 | EV011534 | 9.0
CEAG Crouse-Hinds | 53537 | EC001952 | EF011870 | 100000 | 9.0
CEAG Crouse-Hinds | 53537 | EC001952 | EF005474 | EV006422 | 9.0
CEAG Crouse-Hinds | 53537 | EC001952 | EF011959 | EV000154 | 9.0
CEAG Crouse-Hinds | 53537 | EC001952 | EF004293 | EV008784 | 9.0
CEAG Crouse-Hinds | 53537 | EC001952 | EF000004 | EV000582 | 9.0
CEAG Crouse-Hinds | 53537 | EC001952 | EF005728 | EV009071 | 9.0
CEAG Crouse-Hinds | 53537 | EC001952 | EF008404 | EV010598 | 9.0
CEAG Crouse-Hinds | 53537 | EC001952 | EF012090 | -40 - 50 | 9.0
CEAG Crouse-Hinds | 53537 | EC001952 | EF009347 | 25 | 9.0
CEAG Crouse-Hinds | 53537 | EC001952 | EF009349 | 3100 | 9.0
CEAG Crouse-Hinds | 53537 | EC001952 | EF009350 | EV000202 | 9.0
CEAG Crouse-Hinds | 53537 | EC001952 | EF009346 | 5000 - 5000 | 9.0
CEAG Crouse-Hinds | 53537 | EC001952 | EF025740 | 0.9 | 9.0
CEAG Crouse-Hinds | 53537 | EC001952 | EF009482 | Non | 9.0
CEAG Crouse-Hinds | 53537 | EC001952 | EF000008 | 178 | 9.0
CEAG Crouse-Hinds | 53537 | EC001952 | EF001456 | 125 | 9.0
CEAG Crouse-Hinds | 53537 | EC001952 | EF001438 | 732 | 9.0
CEAG Crouse-Hinds | 53537 | EC001952 | EF011868 | EV015020 | 9.0
CEAG Crouse-Hinds | 53537 | EC001952 | EF001391 | 5 | 9.0
CEAG Crouse-Hinds | 53537 | EC001952 | EF000085 | 6 | 9.0
CEAG Crouse-Hinds | 53537 | EC001952 | EF000124 | EV001008 | 9.0
CEAG Crouse-Hinds | 53538 | EC001952 | EF000003 | EV010173 | 9.0
CEAG Crouse-Hinds | 53538 | EC001952 | EF000441 | Non | 9.0
CEAG Crouse-Hinds | 53538 | EC001952 | EF002423 | EV011514 | 9.0
CEAG Crouse-Hinds | 53538 | EC001952 | EF005905 | Oui | 9.0
CEAG Crouse-Hinds | 53538 | EC001952 | EF000048 | EV000494 | 9.0
CEAG Crouse-Hinds | 53538 | EC001952 | EF001596 | EV000139 | 9.0
CEAG Crouse-Hinds | 53538 | EC001952 | EF004284 | EV014415 | 9.0
CEAG Crouse-Hinds | 53538 | EC001952 | EF000187 | EV000509 | 9.0
CEAG Crouse-Hinds | 53538 | EC001952 | EF005127 | 100 - 240 | 9.0
CEAG Crouse-Hinds | 53538 | EC001952 | EF000381 | EV011530 | 9.0
CEAG Crouse-Hinds | 53538 | EC001952 | EF007556 | Oui | 9.0
CEAG Crouse-Hinds | 53538 | EC001952 | EF016286 | Oui | 9.0
CEAG Crouse-Hinds | 53538 | EC001952 | EF012170 | EV014410 | 9.0
CEAG Crouse-Hinds | 53538 | EC001952 | EF008157 | EV011534 | 9.0
CEAG Crouse-Hinds | 53538 | EC001952 | EF011870 | 100000 | 9.0
CEAG Crouse-Hinds | 53538 | EC001952 | EF005474 | EV006422 | 9.0
CEAG Crouse-Hinds | 53538 | EC001952 | EF011959 | EV000154 | 9.0
CEAG Crouse-Hinds | 53538 | EC001952 | EF004293 | EV008784 | 9.0
CEAG Crouse-Hinds | 53538 | EC001952 | EF000004 | EV000582 | 9.0
CEAG Crouse-Hinds | 53538 | EC001952 | EF005728 | EV009071 | 9.0
CEAG Crouse-Hinds | 53538 | EC001952 | EF008404 | EV010598 | 9.0
CEAG Crouse-Hinds | 53538 | EC001952 | EF012090 | -40 - 50 | 9.0
CEAG Crouse-Hinds | 53538 | EC001952 | EF009347 | 50 | 9.0
CEAG Crouse-Hinds | 53538 | EC001952 | EF009349 | 6400 | 9.0
CEAG Crouse-Hinds | 53538 | EC001952 | EF009350 | EV000202 | 9.0
CEAG Crouse-Hinds | 53538 | EC001952 | EF009346 | 5000 - 5000 | 9.0
CEAG Crouse-Hinds | 53538 | EC001952 | EF025740 | 0.9 | 9.0
CEAG Crouse-Hinds | 53538 | EC001952 | EF009482 | Non | 9.0
CEAG Crouse-Hinds | 53538 | EC001952 | EF000008 | 178 | 9.0
CEAG Crouse-Hinds | 53538 | EC001952 | EF001456 | 125 | 9.0
CEAG Crouse-Hinds | 53538 | EC001952 | EF001438 | 1332 | 9.0
CEAG Crouse-Hinds | 53538 | EC001952 | EF011868 | EV015019 | 9.0
CEAG Crouse-Hinds | 53538 | EC001952 | EF001391 | 5 | 9.0
CEAG Crouse-Hinds | 53538 | EC001952 | EF000085 | 6 | 9.0
CEAG Crouse-Hinds | 53538 | EC001952 | EF000124 | EV001008 | 9.0
CEAG Crouse-Hinds | 53539 | EC001952 | EF000003 | EV010173 | 9.0
CEAG Crouse-Hinds | 53539 | EC001952 | EF000441 | Non | 9.0
CEAG Crouse-Hinds | 53539 | EC001952 | EF002423 | EV011514 | 9.0
CEAG Crouse-Hinds | 53539 | EC001952 | EF005905 | Oui | 9.0
CEAG Crouse-Hinds | 53539 | EC001952 | EF000048 | EV000494 | 9.0
CEAG Crouse-Hinds | 53539 | EC001952 | EF001596 | EV000139 | 9.0
CEAG Crouse-Hinds | 53539 | EC001952 | EF004284 | EV014415 | 9.0
CEAG Crouse-Hinds | 53539 | EC001952 | EF000187 | EV000509 | 9.0
CEAG Crouse-Hinds | 53539 | EC001952 | EF005127 | 100 - 240 | 9.0
CEAG Crouse-Hinds | 53539 | EC001952 | EF000381 | EV011530 | 9.0
CEAG Crouse-Hinds | 53539 | EC001952 | EF007556 | Oui | 9.0
CEAG Crouse-Hinds | 53539 | EC001952 | EF016286 | Oui | 9.0
CEAG Crouse-Hinds | 53539 | EC001952 | EF012170 | EV014410 | 9.0
CEAG Crouse-Hinds | 53539 | EC001952 | EF008157 | EV011534 | 9.0
CEAG Crouse-Hinds | 53539 | EC001952 | EF011870 | 100000 | 9.0
CEAG Crouse-Hinds | 53539 | EC001952 | EF005474 | EV006422 | 9.0
CEAG Crouse-Hinds | 53539 | EC001952 | EF011959 | EV000154 | 9.0
CEAG Crouse-Hinds | 53539 | EC001952 | EF004293 | EV008784 | 9.0
CEAG Crouse-Hinds | 53539 | EC001952 | EF000004 | EV000582 | 9.0
CEAG Crouse-Hinds | 53539 | EC001952 | EF005728 | EV009071 | 9.0
CEAG Crouse-Hinds | 53539 | EC001952 | EF008404 | EV010598 | 9.0
CEAG Crouse-Hinds | 53539 | EC001952 | EF012090 | -40 - 50 | 9.0
CEAG Crouse-Hinds | 53539 | EC001952 | EF009347 | 50 | 9.0
CEAG Crouse-Hinds | 53539 | EC001952 | EF009349 | 6400 | 9.0
CEAG Crouse-Hinds | 53539 | EC001952 | EF009350 | EV000202 | 9.0
CEAG Crouse-Hinds | 53539 | EC001952 | EF009346 | 5000 - 5000 | 9.0
CEAG Crouse-Hinds | 53539 | EC001952 | EF025740 | 0.9 | 9.0
CEAG Crouse-Hinds | 53539 | EC001952 | EF009482 | Non | 9.0
CEAG Crouse-Hinds | 53539 | EC001952 | EF000008 | 178 | 9.0
CEAG Crouse-Hinds | 53539 | EC001952 | EF001456 | 125 | 9.0
CEAG Crouse-Hinds | 53539 | EC001952 | EF001438 | 1332 | 9.0
CEAG Crouse-Hinds | 53539 | EC001952 | EF011868 | EV015020 | 9.0
CEAG Crouse-Hinds | 53539 | EC001952 | EF001391 | 5 | 9.0
CEAG Crouse-Hinds | 53539 | EC001952 | EF000085 | 6 | 9.0
CEAG Crouse-Hinds | 53539 | EC001952 | EF000124 | EV001008 | 9.0
CEAG Crouse-Hinds | 53540 | EC001952 | EF000003 | EV010173 | 9.0
CEAG Crouse-Hinds | 53540 | EC001952 | EF000441 | Non | 9.0
CEAG Crouse-Hinds | 53540 | EC001952 | EF002423 | EV011514 | 9.0
CEAG Crouse-Hinds | 53540 | EC001952 | EF005905 | Oui | 9.0
CEAG Crouse-Hinds | 53540 | EC001952 | EF000048 | EV000494 | 9.0
CEAG Crouse-Hinds | 53540 | EC001952 | EF001596 | EV000139 | 9.0
CEAG Crouse-Hinds | 53540 | EC001952 | EF004284 | EV014415 | 9.0
CEAG Crouse-Hinds | 53540 | EC001952 | EF000187 | EV000509 | 9.0
CEAG Crouse-Hinds | 53540 | EC001952 | EF005127 | 100 - 240 | 9.0
CEAG Crouse-Hinds | 53540 | EC001952 | EF000381 | EV011530 | 9.0
CEAG Crouse-Hinds | 53540 | EC001952 | EF007556 | Oui | 9.0
CEAG Crouse-Hinds | 53540 | EC001952 | EF016286 | Oui | 9.0
CEAG Crouse-Hinds | 53540 | EC001952 | EF012170 | EV014410 | 9.0
CEAG Crouse-Hinds | 53540 | EC001952 | EF008157 | EV011534 | 9.0
CEAG Crouse-Hinds | 53540 | EC001952 | EF011870 | 100000 | 9.0
CEAG Crouse-Hinds | 53540 | EC001952 | EF005474 | EV006422 | 9.0
CEAG Crouse-Hinds | 53540 | EC001952 | EF011959 | EV000154 | 9.0
CEAG Crouse-Hinds | 53540 | EC001952 | EF004293 | EV008784 | 9.0
CEAG Crouse-Hinds | 53540 | EC001952 | EF000004 | EV000582 | 9.0
CEAG Crouse-Hinds | 53540 | EC001952 | EF005728 | EV009071 | 9.0
CEAG Crouse-Hinds | 53540 | EC001952 | EF008404 | EV010598 | 9.0
CEAG Crouse-Hinds | 53540 | EC001952 | EF012090 | -40 - 50 | 9.0
CEAG Crouse-Hinds | 53540 | EC001952 | EF009347 | 58 | 9.0
CEAG Crouse-Hinds | 53540 | EC001952 | EF009349 | 7400 | 9.0
CEAG Crouse-Hinds | 53540 | EC001952 | EF009350 | EV000202 | 9.0
CEAG Crouse-Hinds | 53540 | EC001952 | EF009346 | 5000 - 5000 | 9.0
CEAG Crouse-Hinds | 53540 | EC001952 | EF025740 | 0.9 | 9.0
CEAG Crouse-Hinds | 53540 | EC001952 | EF009482 | Non | 9.0
CEAG Crouse-Hinds | 53540 | EC001952 | EF000008 | 178 | 9.0
CEAG Crouse-Hinds | 53540 | EC001952 | EF001456 | 125 | 9.0
CEAG Crouse-Hinds | 53540 | EC001952 | EF001438 | 1332 | 9.0
CEAG Crouse-Hinds | 53540 | EC001952 | EF011868 | EV015019 | 9.0
CEAG Crouse-Hinds | 53540 | EC001952 | EF001391 | 5 | 9.0
CEAG Crouse-Hinds | 53540 | EC001952 | EF000085 | 6 | 9.0
CEAG Crouse-Hinds | 53540 | EC001952 | EF000124 | EV001008 | 9.0
CEAG Crouse-Hinds | 53541 | EC001952 | EF000003 | EV010173 | 9.0
CEAG Crouse-Hinds | 53541 | EC001952 | EF000441 | Non | 9.0
CEAG Crouse-Hinds | 53541 | EC001952 | EF002423 | EV011514 | 9.0
CEAG Crouse-Hinds | 53541 | EC001952 | EF005905 | Oui | 9.0
CEAG Crouse-Hinds | 53541 | EC001952 | EF000048 | EV000494 | 9.0
CEAG Crouse-Hinds | 53541 | EC001952 | EF001596 | EV000139 | 9.0
CEAG Crouse-Hinds | 53541 | EC001952 | EF004284 | EV014415 | 9.0
CEAG Crouse-Hinds | 53541 | EC001952 | EF000187 | EV000509 | 9.0
CEAG Crouse-Hinds | 53541 | EC001952 | EF005127 | 100 - 240 | 9.0
CEAG Crouse-Hinds | 53541 | EC001952 | EF000381 | EV011530 | 9.0